## H Factors
PG&E Residential Shape Viewer | [6 empty] | Version 2.0 | Data | 9 | 0 | 31 = Res. Cooking
Peak kW factors are relative to annual kWh reductions.
[9 empty] | Smr On | Smr Ptl | Smr Off | Wtr Ptl | Wtr Off | Smr On | Smr Ptl | Smr Off | Wtr Ptl | Wtr Off
[8 empty] | Load Shape in Use | 0.0002584 | 0.00024363 | 4.7463e-05 | 0.00016749 | 5.1245e-05 | 13% | 18% | 16% | 35% | 18% | 0 | 0
TOU Energy Share | Peak kW Factors
LOAD SHAPE
[9 empty] | Summer | Summer | Summer | Winter | Winter | Summer | Summer | Summer | Winter | Winter
[9 empty] | On-Peak | Par-Peak | Off-Peak | Par-Peak | Off-Peak | On-Peak | Par-Peak | Off-Peak | Par-Peak | Off-Peak
[9 empty] | (kW) | (kW) | (kW) | (kW) | (kW) | (kWh) | (kWh) | (kWh) | (kWh) | (kWh)
[8 empty] | 21 = Res. Wtr. Heating | 0.00015116 | 0.00022702 | 6.0606e-05 | 0.00018362 | 0.00012408 | 0.065 | 0.123 | 0.168 | 0.288 | 0.356
[8 empty] | 22 = Res. Ht. Pump Cooling | 0.00077519 | 0.00066445 | 0.00010588 | 0 | 0 | 0.415 | 0.377 | 0.208 | 0 | 0
[8 empty] | 23 = Res. Ele. & Ht. Pump Heating | 0 | 0 | 0 | 0.00026055 | 0.00017936 | 0 | 0 | 0 | 0.28 | 0.72
[8 empty] | 24 = Res. Refrigeration | 0.000179 | 0.000196 | 0.000197 | 0.000115 | 0.000109 | 0.1065 | 0.12 | 0.325 | 0.257 | 0.1915
[8 empty] | 25 = Res. Lighting | 0.000124 | 7.9e-05 | 0.00021 | 0.00045 | 0.00028 | 0.053 | 0.129 | 0.228 | 0.281 | 0.309
[8 empty] | 26 = Res. Central Air Conditioning | 0.00155 | 0.0018 | 0.00092 | 9e-05 | 0.00013 | 0.37 | 0.32 | 0.21 | 0.03 | 0.07
[8 empty] | 28 = Res. New Const. Lighting | 4.9e-05 | 7.9e-05 | 0.00021 | 0.00045 | 0.00028 | 0.053 | 0.129 | 0.228 | 0.281 | 0.309
[8 empty] | 29 = Res. New Const. Cooling | 0.00093 | 0.00085 | 0.00029 | 0 | 0 | 0.29 | 0.27 | 0.44 | 0 | 0
Note: For hourly shapes see the "Viewer" tab | Estimated Peak kW | [6 empty] | 31 = Res. Cooking | 0.0002584 | 0.00024363 | 4.7463e-05 | 0.00016749 | 5.1245e-05 | 0.13 | 0.18 | 0.16 | 0.35 | 0.18
[8 empty] | 32 = Res. Clothes Dry | 0.000416 | 4.9834e-05 | 1.4239e-05 | 3.1017e-05 | 2.5622e-05 | 0.14 | 0.12 | 0.16 | 0.33 | 0.25
| Annual kWh: | 4000 | (enter a value here) |  |  |  |  | 33 = Res. Insul. Cen. A/C | 0.000245 | 0.00113 | 0.00045 | 0 | 0 | 0.41 | 0.36 | 0.23 | 0 | 0
|  | Smr On | Smr Ptl | Smr Off | Wtr Ptl | Wtr Off |  | 34 = Res. Insul. Elect. Heat | 0 | 0 | 0 | 0.000323 | 0.000234 | 0 | 0 | 0 | 0.28 | 0.72
| kW Reduction: | 1.0336 | 0.97453 | 0.18985 | 0.66998 | 0.20498 |  | 35 = Res. Ceil. Insul. HP Cooling | 0.00241 | 0.00277 | 0.000498 | 0 | 0 | 0.415 | 0.377 | 0.208 | 0 | 0
[8 empty] | 36 = Res. Ceil. Insul. HP Heating | 0 | 0 | 0 | 0.004599 | 0.004964 | 0 | 0 | 0 | 0.28 | 0.72
[8 empty] | 37 = Res. Wall Insul. HP Cooling | 0.00204 | 0.000985 | 0.000758 | 0 | 0 | 0.415 | 0.377 | 0.208 | 0 | 0
[8 empty] | 38 = Res. Wall Insul. HP Heating | 0 | 0 | 0 | 0.004035 | 0.004355 | 0 | 0 | 0 | 0.28 | 0.72
[8 empty] | 39 = Res. Flr. Insul. HP Cooling | 0.002041 | 0.000985 | 0.000758 | 0 | 0 | 0.415 | 0.377 | 0.208 | 0 | 0
[8 empty] | 40 = Res. Flr. Insul. HP Heating | 0 | 0 | 0 | 0.004031 | 0.00435 | 0 | 0 | 0 | 0.28 | 0.72
[8 empty] | 41 = Res. EMS | 0.000181 | 0.000188 | 4.3e-05 | 0.000246 | 6.4e-05 | 0.14 | 0.17 | 0.118 | 0.396 | 0.176
[8 empty] | 42 = Res. Dir. Assist. Weatherization | 0.000181 | 0.000188 | 4.3e-05 | 0.000246 | 6.4e-05 | 0.14 | 0.17 | 0.118 | 0.396 | 0.176
[8 empty] | 43 = Res. Dir. Assist. Refrigeration | 0.000179 | 0.000196 | 0.000197 | 0.000115 | 0.000109 | 0.1065 | 0.12 | 0.325 | 0.257 | 0.1915
[8 empty] | 44 = Res. Dir. Assist. Lighting | 4.9e-05 | 7.9e-05 | 0.00021 | 0.00045 | 0.00028 | 0.053 | 0.129 | 0.228 | 0.281 | 0.309
[8 empty] | 45 = Res. Dir. Assist. Evap. Cooler | 0.00063307 | 0.00063123 | 0.00010588 | 1.861e-05 | 1.4641e-05 | 0.37 | 0.32 | 0.21 | 0.03 | 0.07

## Viewer
| End Use: Climate Zone |  |  | Average and Maximum Demand Profile
Average Daily Usage |  |  | Usage Profile for August
Time-of-Use Shares
Note: Loads are normalized so that annual usage sums to 1.0
For H-Factor shapes, see the "H Factors" Tab.

## HrlyCalcs
| Month | Hour | TOU Period | Area Load | Month Index | 1 | 2 | 3 | 4 | 5 | 6 | 7 | 8 | 9 | 10 | 11 | 12 |  |  | Interface Section
1991-01-01 | 1 | 0 | 6 | 5.6045e-07 | Days in Month | 31 | 28 | 31 | 30 | 31 | 30 | 31 | 31 | 30 | 31 | 30 | 31
1991-01-01 01:00 | 1 | 1 | 6 | 6.165e-07 | 0 | 745 | 1417 | 2161 | 2881 | 3625 | 4345 | 5089 | 5833 | 6553 | 7297 | 8017 | 8761 | Month | 8
1991-01-01 02:00 | 1 | 2 | 6 | 6.165e-07
1991-01-01 03:00 | 1 | 3 | 6 | 5.6045e-07 | Average usage by Month | [12 empty] | Usage Profile for August |  |  |  |  | End Use
1991-01-01 04:00 | 1 | 4 | 6 | 6.165e-07 |  | Jan | Feb | Mar | Apr | May | Jun | Jul | Aug | Sep | Oct | Nov | Dec | Average | Maximum
1991-01-01 05:00 | 1 | 5 | 6 | 5.6045e-07 | 0 | 5.4528e-07 | 8.017e-07 | 8.432e-07 | 2.0854e-06 | 2.22e-05 | 8.6426e-05 | 0.00021429 | 8.0124e-05 | 3.3381e-05 | 1.3032e-05 | 0 | 8.1127e-08 | 8.0124e-05 | 0.00019351 | Selection | 2 |  | 2
1991-01-01 06:00 | 1 | 6 | 6 | 6.165e-07 | 1 | 5.6389e-07 | 8.097e-07 | 7.9518e-07 | 2.0968e-06 | 1.7726e-05 | 5.9725e-05 | 0.00015579 | 4.7925e-05 | 2.6496e-05 | 1.3154e-05 | 0 | 5.9661e-08 | 4.7925e-05 | 0.00011051 | SkipRows | 0 | (Leave at zero)
1991-01-01 07:00 | 1 | 7 | 6 | 1.4024e-06 | 2 | 5.657e-07 | 8.3876e-07 | 8.7151e-07 | 2.1859e-06 | 1.7621e-05 | 4.2255e-05 | 9.9716e-05 | 3.5113e-05 | 1.9034e-05 | 1.3732e-05 | 0 | 5.7853e-08 | 3.5113e-05 | 0.00010119 | Offset Cols | 1
1991-01-01 08:00 | 1 | 8 | 6 | 6.165e-07 | 3 | 5.6128e-07 | 1.0357e-06 | 8.5939e-07 | 2.2947e-06 | 1.516e-05 | 3.029e-05 | 6.8091e-05 | 2.4823e-05 | 1.6572e-05 | 1.4017e-05 | 1.087e-07 | 5.9661e-08 | 2.4823e-05 | 5.4904e-05
1991-01-01 09:00 | 1 | 9 | 6 | 6.7254e-07 | 4 | 5.7481e-07 | 1.2039e-06 | 9.6851e-07 | 2.5177e-06 | 1.6262e-05 | 2.3922e-05 | 4.868e-05 | 1.9637e-05 | 1.58e-05 | 1.7813e-05 | 2.3412e-07 | 5.6045e-08 | 1.9637e-05 | 4.2587e-05 |  |  |  | A/C:4 | January
1991-01-01 10:00 | 1 | 10 | 6 | 6.165e-07 | 5 | 5.6613e-07 | 1.3613e-06 | 1.8103e-06 | 2.9063e-06 | 1.6181e-05 | 1.8441e-05 | 3.6395e-05 | 1.789e-05 | 1.4155e-05 | 2.7364e-05 | 2.8868e-07 | 5.7853e-08 | 1.789e-05 | 3.9462e-05 |  |  |  | A/C:11 | February
1991-01-01 11:00 | 1 | 11 | 6 | 6.165e-07 | 6 | 5.8378e-07 | 1.3301e-06 | 1.5891e-06 | 4.6363e-06 | 2.0448e-05 | 2.0095e-05 | 3.1182e-05 | 1.7649e-05 | 1.4685e-05 | 4.2966e-05 | 2.4823e-07 | 6.3792e-08 | 1.7649e-05 | 4.561e-05 |  |  |  | A/C:12 | March
1991-01-01 12:00 | 1 | 12 | 6 | 6.165e-07 | 7 | 6.0887e-07 | 1.1473e-06 | 1.2364e-06 | 6.5819e-06 | 3.3287e-05 | 2.6177e-05 | 6.0852e-05 | 2.0253e-05 | 1.8171e-05 | 7.7587e-05 | 8.8407e-08 | 7.4984e-08 | 2.0253e-05 | 4.6973e-05 |  |  |  | A/C:13 | April
1991-01-01 13:00 | 1 | 13 | 6 | 6.165e-07 | 8 | 6.2245e-07 | 8.76e-07 | 3.4338e-06 | 5.7257e-06 | 2.992e-05 | 3.3061e-05 | 9.9667e-05 | 2.9657e-05 | 1.924e-05 | 7.3154e-05 | 1.9363e-08 | 5.9661e-08 | 2.9657e-05 | 0.00010524 |  |  |  | A/C:2,16 | May
1991-01-01 14:00 | 1 | 14 | 6 | 6.165e-07 | 9 | 6.1495e-07 | 1.0355e-06 | 1.0719e-06 | 3.1547e-06 | 3.0874e-05 | 4.9144e-05 | 0.00013052 | 3.8871e-05 | 2.6362e-05 | 5.5847e-05 | 1.7603e-08 | 9.4909e-08 | 3.8871e-05 | 0.00017188 |  |  |  | A/C:3,5 | June
1991-01-01 15:00 | 1 | 15 | 6 | 6.7254e-07 | 10 | 5.9467e-07 | 8.4059e-07 | 8.3995e-07 | 2.5188e-06 | 3.0203e-05 | 6.9664e-05 | 0.00019724 | 6.7274e-05 | 3.7236e-05 | 3.493e-05 | 1.6723e-08 | 7.2695e-08 | 6.7274e-05 | 0.00025602 |  |  |  | DRY:ALL | July
1991-01-01 16:00 | 1 | 16 | 6 | 6.165e-07 | 11 | 5.3108e-07 | 8.2428e-07 | 9.2704e-07 | 3.0216e-06 | 3.3634e-05 | 0.00010943 | 0.00030614 | 0.00012507 | 5.8537e-05 | 2.6393e-05 | 0 | 7.9689e-08 | 0.00012507 | 0.00051396 |  |  |  | FRZ:ALL | August
1991-01-01 17:00 | 1 | 17 | 6 | 6.165e-07 | 12 | 5.7117e-07 | 8.1663e-07 | 2.3085e-06 | 3.9442e-06 | 5.3969e-05 | 0.00019891 | 0.00049311 | 0.00022307 | 0.00010268 | 2.8995e-05 | 0 | 5.9661e-08 | 0.00022307 | 0.00077637 |  |  |  | HEAT_PUMP:ALL | September
1991-01-01 18:00 | 1 | 18 | 6 | 6.165e-07 | 13 | 5.3831e-07 | 2.113e-06 | 1.403e-06 | 4.8238e-06 | 7.0781e-05 | 0.00029059 | 0.00075463 | 0.00037126 | 0.00016479 | 2.0887e-05 | 2.112e-08 | 5.9661e-08 | 0.00037126 | 0.0011243 |  |  |  | MICRO:ALL | October
1991-01-01 19:00 | 1 | 19 | 6 | 6.165e-07 | 14 | 6.1039e-07 | 4.4594e-06 | 1.0643e-06 | 6.0322e-06 | 8.5787e-05 | 0.00041924 | 0.001021 | 0.00055706 | 0.00023212 | 2.6732e-05 | 1.1442e-08 | 5.9661e-08 | 0.00055706 | 0.0014297 |  |  |  | PPPHRLY:ALL | November
1991-01-01 20:00 | 1 | 20 | 6 | 6.165e-07 | 15 | 5.2927e-07 | 8.0584e-07 | 1.0934e-06 | 9.6371e-06 | 0.00013176 | 0.00051026 | 0.0012114 | 0.00069539 | 0.00029181 | 2.8454e-05 | 2.6371e-08 | 5.9661e-08 | 0.00069539 | 0.0017602 |  |  |  | REFRIG:ALL | December
1991-01-01 21:00 | 1 | 21 | 6 | 6.165e-07 | 16 | 5.5851e-07 | 7.9181e-07 | 1.1969e-06 | 1.0541e-05 | 0.00014331 | 0.00061908 | 0.001369 | 0.00079951 | 0.00034012 | 3.1163e-05 | 3.3445e-08 | 6.8701e-08 | 0.00079951 | 0.001981 |  |  |  | STOVE&OVEN:ALL
1991-01-01 22:00 | 1 | 22 | 6 | 6.165e-07 | 17 | 5.6755e-07 | 7.7485e-07 | 1.4217e-06 | 1.421e-05 | 0.00015373 | 0.00071131 | 0.0015575 | 0.00099781 | 0.00042 | 3.7043e-05 | 1.2762e-08 | 5.9661e-08 | 0.00099781 | 0.0024461 |  |  |  | SPA:ALL
1991-01-01 23:00 | 1 | 23 | 6 | 6.165e-07 | 18 | 5.5485e-07 | 8.1105e-07 | 1.8764e-06 | 1.2239e-05 | 0.00015081 | 0.00076253 | 0.0016056 | 0.0010621 | 0.00040695 | 3.4288e-05 | 2.6831e-08 | 5.7853e-08 | 0.0010621 | 0.0023207 |  |  |  | STOVE:ALL
1991-01-02 | 1 | 0 | 6 | 6.165e-07 | 19 | 5.5124e-07 | 7.8174e-07 | 1.4122e-06 | 1.008e-05 | 0.00013028 | 0.00066713 | 0.0014177 | 0.00088164 | 0.00031405 | 3.1287e-05 | 2.067e-08 | 7.0508e-08 | 0.00088164 | 0.0019931 |  |  |  | WINDOW AC:ALL
1991-01-02 01:00 | 1 | 1 | 6 | 5.6045e-07 | 20 | 5.8925e-07 | 7.868e-07 | 1.1761e-06 | 8.6821e-06 | 9.6577e-05 | 0.00049084 | 0.0011392 | 0.0006065 | 0.00023366 | 3.424e-05 | 3.5205e-08 | 5.7853e-08 | 0.0006065 | 0.0014408 |  |  |  | DHW:ALL
1991-01-02 02:00 | 1 | 2 | 6 | 6.165e-07 | 21 | 5.5847e-07 | 8.0795e-07 | 1.1152e-06 | 6.5647e-06 | 6.5715e-05 | 0.00033266 | 0.0007321 | 0.00042544 | 0.00013682 | 2.7964e-05 | 8.8014e-09 | 5.9661e-08 | 0.00042544 | 0.0010924 |  |  |  | CLOTHES:ALL
1991-01-02 03:00 | 1 | 3 | 6 | 6.165e-07 | 22 | 5.5459e-07 | 7.8925e-07 | 7.1225e-07 | 3.2462e-06 | 3.9419e-05 | 0.00024565 | 0.00051982 | 0.00024737 | 0.00010275 | 2.0287e-05 | 0 | 5.9661e-08 | 0.00024737 | 0.00067589
1991-01-02 04:00 | 1 | 4 | 6 | 5.6045e-07 | 23 | 5.5124e-07 | 7.8235e-07 | 7.007e-07 | 2.2351e-06 | 3.1319e-05 | 0.00013956 | 0.00031025 | 0.00014377 | 5.1614e-05 | 1.4366e-05 | 0 | 5.9661e-08 | 0.00014377 | 0.00042099
1991-01-02 05:00 | 1 | 5 | 6 | 6.165e-07
1991-01-02 06:00 | 1 | 6 | 6 | 6.165e-07 | Usage by TOU Period
1991-01-02 07:00 | 1 | 7 | 6 | 6.165e-07
1991-01-02 08:00 | 1 | 8 | 5 | 6.165e-07 |  | Jan: 1; Feb: 2; Mar: 3; Apr: 5; May: 6
1991-01-02 09:00 | 1 | 9 | 5 | 6.165e-07 |  | Jan: Summer Peak; Feb: Summer Partial; Mar: Summer Off; Apr: Winter Partial; May: Winter Off; Jun: Total
1991-01-02 10:00 | 1 | 10 | 5 | 6.165e-07 |  | Jan: 0.30343; Feb: 0.24998; Mar: 0.44043; Apr: 0.0030027; May: 0.0031625; Jun: 1
1991-01-02 11:00 | 1 | 11 | 5 | 6.165e-07 | TOU Share | Jan: 30.34%; Feb: 25%; Mar: 44.04%; Apr: 0.3003%; May: 0.3162%
1991-01-02 12:00 | 1 | 12 | 5 | 6.7254e-07
1991-01-02 13:00 | 1 | 13 | 5 | 5.6045e-07
1991-01-02 14:00 | 1 | 14 | 5 | 6.165e-07
1991-01-02 15:00 | 1 | 15 | 5 | 6.165e-07 |  | Jan: Smr Peak; Feb: Smr Ptl; Mar: Smr Off; Apr: Wtr Ptl; May: Wtr Off
1991-01-02 16:00 | 1 | 16 | 5 | 6.165e-07 | TOU Share | Jan: 30.34%; Feb: 25%; Mar: 44.04%; Apr: 0.3003%; May: 0.3162%
1991-01-02 17:00 | 1 | 17 | 5 | 6.165e-07
1991-01-02 18:00 | 1 | 18 | 5 | 6.7254e-07
1991-01-02 19:00 | 1 | 19 | 5 | 6.165e-07
1991-01-02 20:00 | 1 | 20 | 5 | 6.165e-07
1991-01-02 21:00 | 1 | 21 | 6 | 6.165e-07
1991-01-02 22:00 | 1 | 22 | 6 | 6.165e-07
1991-01-02 23:00 | 1 | 23 | 6 | 6.165e-07
1991-01-03 | 1 | 0 | 6 | 5.6045e-07
1991-01-03 01:00 | 1 | 1 | 6 | 6.165e-07
1991-01-03 02:00 | 1 | 2 | 6 | 6.165e-07
1991-01-03 03:00 | 1 | 3 | 6 | 5.6045e-07
1991-01-03 04:00 | 1 | 4 | 6 | 6.165e-07
1991-01-03 05:00 | 1 | 5 | 6 | 6.165e-07
1991-01-03 06:00 | 1 | 6 | 6 | 6.165e-07
1991-01-03 07:00 | 1 | 7 | 6 | 6.165e-07
1991-01-03 08:00 | 1 | 8 | 5 | 8.5401e-07
1991-01-03 09:00 | 1 | 9 | 5 | 6.165e-07
1991-01-03 10:00 | 1 | 10 | 5 | 6.165e-07
1991-01-03 11:00 | 1 | 11 | 5 | 6.165e-07
1991-01-03 12:00 | 1 | 12 | 5 | 6.165e-07
1991-01-03 13:00 | 1 | 13 | 5 | 6.165e-07
1991-01-03 14:00 | 1 | 14 | 5 | 6.165e-07
1991-01-03 15:00 | 1 | 15 | 5 | 6.165e-07
1991-01-03 16:00 | 1 | 16 | 5 | 6.165e-07
1991-01-03 17:00 | 1 | 17 | 5 | 6.165e-07
1991-01-03 18:00 | 1 | 18 | 5 | 6.165e-07
1991-01-03 19:00 | 1 | 19 | 5 | 6.165e-07
1991-01-03 20:00 | 1 | 20 | 5 | 6.165e-07
1991-01-03 21:00 | 1 | 21 | 6 | 6.165e-07
1991-01-03 22:00 | 1 | 22 | 6 | 6.165e-07
1991-01-03 23:00 | 1 | 23 | 6 | 6.165e-07
1991-01-04 | 1 | 0 | 6 | 6.165e-07
1991-01-04 01:00 | 1 | 1 | 6 | 5.6045e-07
1991-01-04 02:00 | 1 | 2 | 6 | 6.165e-07
1991-01-04 03:00 | 1 | 3 | 6 | 6.165e-07
1991-01-04 04:00 | 1 | 4 | 6 | 6.165e-07
1991-01-04 05:00 | 1 | 5 | 6 | 5.6045e-07
1991-01-04 06:00 | 1 | 6 | 6 | 6.165e-07
1991-01-04 07:00 | 1 | 7 | 6 | 6.165e-07
1991-01-04 08:00 | 1 | 8 | 5 | 6.7254e-07
1991-01-04 09:00 | 1 | 9 | 5 | 6.165e-07
1991-01-04 10:00 | 1 | 10 | 5 | 6.165e-07
1991-01-04 11:00 | 1 | 11 | 5 | 6.7254e-07
1991-01-04 12:00 | 1 | 12 | 5 | 6.165e-07
1991-01-04 13:00 | 1 | 13 | 5 | 6.165e-07
1991-01-04 14:00 | 1 | 14 | 5 | 6.165e-07
1991-01-04 15:00 | 1 | 15 | 5 | 6.165e-07
1991-01-04 16:00 | 1 | 16 | 5 | 6.165e-07
1991-01-04 17:00 | 1 | 17 | 5 | 6.165e-07
1991-01-04 18:00 | 1 | 18 | 5 | 6.165e-07
1991-01-04 19:00 | 1 | 19 | 5 | 6.165e-07
1991-01-04 20:00 | 1 | 20 | 5 | 6.165e-07
1991-01-04 21:00 | 1 | 21 | 6 | 6.165e-07
1991-01-04 22:00 | 1 | 22 | 6 | 5.6045e-07
1991-01-04 23:00 | 1 | 23 | 6 | 6.165e-07
1991-01-05 | 1 | 0 | 6 | 6.165e-07
1991-01-05 01:00 | 1 | 1 | 6 | 6.165e-07
1991-01-05 02:00 | 1 | 2 | 6 | 5.6045e-07
1991-01-05 03:00 | 1 | 3 | 6 | 6.165e-07
1991-01-05 04:00 | 1 | 4 | 6 | 6.165e-07
1991-01-05 05:00 | 1 | 5 | 6 | 5.6045e-07
1991-01-05 06:00 | 1 | 6 | 6 | 6.165e-07
1991-01-05 07:00 | 1 | 7 | 6 | 6.165e-07
1991-01-05 08:00 | 1 | 8 | 6 | 6.165e-07
1991-01-05 09:00 | 1 | 9 | 6 | 6.165e-07
1991-01-05 10:00 | 1 | 10 | 6 | 6.165e-07
1991-01-05 11:00 | 1 | 11 | 6 | 6.165e-07
1991-01-05 12:00 | 1 | 12 | 6 | 6.7254e-07
1991-01-05 13:00 | 1 | 13 | 6 | 6.165e-07
1991-01-05 14:00 | 1 | 14 | 6 | 6.165e-07
1991-01-05 15:00 | 1 | 15 | 6 | 5.6045e-07
1991-01-05 16:00 | 1 | 16 | 6 | 6.165e-07
1991-01-05 17:00 | 1 | 17 | 6 | 6.165e-07
1991-01-05 18:00 | 1 | 18 | 6 | 6.7254e-07
1991-01-05 19:00 | 1 | 19 | 6 | 6.165e-07
1991-01-05 20:00 | 1 | 20 | 6 | 6.165e-07
1991-01-05 21:00 | 1 | 21 | 6 | 6.165e-07
1991-01-05 22:00 | 1 | 22 | 6 | 6.165e-07
1991-01-05 23:00 | 1 | 23 | 6 | 5.6045e-07
1991-01-06 | 1 | 0 | 6 | 6.165e-07
1991-01-06 01:00 | 1 | 1 | 6 | 6.165e-07
1991-01-06 02:00 | 1 | 2 | 6 | 6.165e-07
1991-01-06 03:00 | 1 | 3 | 6 | 6.165e-07
1991-01-06 04:00 | 1 | 4 | 6 | 5.6045e-07
1991-01-06 05:00 | 1 | 5 | 6 | 6.165e-07
1991-01-06 06:00 | 1 | 6 | 6 | 6.165e-07
1991-01-06 07:00 | 1 | 7 | 6 | 6.165e-07
1991-01-06 08:00 | 1 | 8 | 6 | 6.165e-07
1991-01-06 09:00 | 1 | 9 | 6 | 6.165e-07
1991-01-06 10:00 | 1 | 10 | 6 | 6.165e-07
1991-01-06 11:00 | 1 | 11 | 6 | 6.165e-07
1991-01-06 12:00 | 1 | 12 | 6 | 5.6045e-07
1991-01-06 13:00 | 1 | 13 | 6 | 6.165e-07
1991-01-06 14:00 | 1 | 14 | 6 | 6.165e-07
1991-01-06 15:00 | 1 | 15 | 6 | 6.165e-07
1991-01-06 16:00 | 1 | 16 | 6 | 6.165e-07
1991-01-06 17:00 | 1 | 17 | 6 | 6.165e-07
1991-01-06 18:00 | 1 | 18 | 6 | 6.165e-07
1991-01-06 19:00 | 1 | 19 | 6 | 6.165e-07
1991-01-06 20:00 | 1 | 20 | 6 | 6.165e-07
1991-01-06 21:00 | 1 | 21 | 6 | 6.165e-07
1991-01-06 22:00 | 1 | 22 | 6 | 6.165e-07
1991-01-06 23:00 | 1 | 23 | 6 | 6.165e-07
1991-01-07 | 1 | 0 | 6 | 5.6045e-07
1991-01-07 01:00 | 1 | 1 | 6 | 6.165e-07
1991-01-07 02:00 | 1 | 2 | 6 | 6.165e-07
1991-01-07 03:00 | 1 | 3 | 6 | 5.6045e-07
1991-01-07 04:00 | 1 | 4 | 6 | 6.165e-07
1991-01-07 05:00 | 1 | 5 | 6 | 5.6045e-07
1991-01-07 06:00 | 1 | 6 | 6 | 6.165e-07
1991-01-07 07:00 | 1 | 7 | 6 | 6.7254e-07
1991-01-07 08:00 | 1 | 8 | 5 | 6.165e-07
1991-01-07 09:00 | 1 | 9 | 5 | 6.165e-07
1991-01-07 10:00 | 1 | 10 | 5 | 6.165e-07
1991-01-07 11:00 | 1 | 11 | 5 | 6.165e-07
1991-01-07 12:00 | 1 | 12 | 5 | 6.165e-07
1991-01-07 13:00 | 1 | 13 | 5 | 6.165e-07
1991-01-07 14:00 | 1 | 14 | 5 | 6.165e-07
1991-01-07 15:00 | 1 | 15 | 5 | 6.165e-07
1991-01-07 16:00 | 1 | 16 | 5 | 6.165e-07
1991-01-07 17:00 | 1 | 17 | 5 | 1.4024e-06
1991-01-07 18:00 | 1 | 18 | 5 | 6.165e-07
1991-01-07 19:00 | 1 | 19 | 5 | 6.165e-07
1991-01-07 20:00 | 1 | 20 | 5 | 6.165e-07
1991-01-07 21:00 | 1 | 21 | 6 | 6.165e-07
1991-01-07 22:00 | 1 | 22 | 6 | 5.6045e-07
1991-01-07 23:00 | 1 | 23 | 6 | 6.165e-07
1991-01-08 | 1 | 0 | 6 | 6.165e-07
1991-01-08 01:00 | 1 | 1 | 6 | 6.165e-07
1991-01-08 02:00 | 1 | 2 | 6 | 5.6045e-07
1991-01-08 03:00 | 1 | 3 | 6 | 6.165e-07
1991-01-08 04:00 | 1 | 4 | 6 | 6.165e-07
1991-01-08 05:00 | 1 | 5 | 6 | 5.6045e-07
1991-01-08 06:00 | 1 | 6 | 6 | 6.165e-07
1991-01-08 07:00 | 1 | 7 | 6 | 6.165e-07
1991-01-08 08:00 | 1 | 8 | 5 | 6.165e-07
1991-01-08 09:00 | 1 | 9 | 5 | 6.165e-07
1991-01-08 10:00 | 1 | 10 | 5 | 6.165e-07
1991-01-08 11:00 | 1 | 11 | 5 | 6.165e-07
1991-01-08 12:00 | 1 | 12 | 5 | 6.165e-07
1991-01-08 13:00 | 1 | 13 | 5 | 6.165e-07
1991-01-08 14:00 | 1 | 14 | 5 | 6.165e-07
1991-01-08 15:00 | 1 | 15 | 5 | 6.165e-07
1991-01-08 16:00 | 1 | 16 | 5 | 6.165e-07
1991-01-08 17:00 | 1 | 17 | 5 | 6.165e-07
1991-01-08 18:00 | 1 | 18 | 5 | 6.165e-07
1991-01-08 19:00 | 1 | 19 | 5 | 6.165e-07
1991-01-08 20:00 | 1 | 20 | 5 | 6.165e-07
1991-01-08 21:00 | 1 | 21 | 6 | 6.165e-07
1991-01-08 22:00 | 1 | 22 | 6 | 6.165e-07
1991-01-08 23:00 | 1 | 23 | 6 | 6.165e-07
1991-01-09 | 1 | 0 | 6 | 5.6045e-07
1991-01-09 01:00 | 1 | 1 | 6 | 6.165e-07
1991-01-09 02:00 | 1 | 2 | 6 | 6.165e-07
1991-01-09 03:00 | 1 | 3 | 6 | 5.6045e-07
1991-01-09 04:00 | 1 | 4 | 6 | 6.165e-07
1991-01-09 05:00 | 1 | 5 | 6 | 5.6045e-07
1991-01-09 06:00 | 1 | 6 | 6 | 6.165e-07
1991-01-09 07:00 | 1 | 7 | 6 | 6.165e-07
1991-01-09 08:00 | 1 | 8 | 5 | 6.7254e-07
1991-01-09 09:00 | 1 | 9 | 5 | 6.165e-07
1991-01-09 10:00 | 1 | 10 | 5 | 6.165e-07
1991-01-09 11:00 | 1 | 11 | 5 | 6.165e-07
1991-01-09 12:00 | 1 | 12 | 5 | 5.6045e-07
1991-01-09 13:00 | 1 | 13 | 5 | 6.165e-07
1991-01-09 14:00 | 1 | 14 | 5 | 1.4024e-06
1991-01-09 15:00 | 1 | 15 | 5 | 6.165e-07
1991-01-09 16:00 | 1 | 16 | 5 | 5.6045e-07
1991-01-09 17:00 | 1 | 17 | 5 | 6.165e-07
1991-01-09 18:00 | 1 | 18 | 5 | 6.7254e-07
1991-01-09 19:00 | 1 | 19 | 5 | 6.165e-07
1991-01-09 20:00 | 1 | 20 | 5 | 6.165e-07
1991-01-09 21:00 | 1 | 21 | 6 | 5.6045e-07
1991-01-09 22:00 | 1 | 22 | 6 | 6.165e-07
1991-01-09 23:00 | 1 | 23 | 6 | 6.165e-07
1991-01-10 | 1 | 0 | 6 | 6.165e-07
1991-01-10 01:00 | 1 | 1 | 6 | 6.165e-07
1991-01-10 02:00 | 1 | 2 | 6 | 5.6045e-07
1991-01-10 03:00 | 1 | 3 | 6 | 6.165e-07
1991-01-10 04:00 | 1 | 4 | 6 | 6.165e-07
1991-01-10 05:00 | 1 | 5 | 6 | 5.6045e-07
1991-01-10 06:00 | 1 | 6 | 6 | 6.165e-07
1991-01-10 07:00 | 1 | 7 | 6 | 6.165e-07
1991-01-10 08:00 | 1 | 8 | 5 | 6.7254e-07
1991-01-10 09:00 | 1 | 9 | 5 | 6.165e-07
1991-01-10 10:00 | 1 | 10 | 5 | 1.4024e-06
1991-01-10 11:00 | 1 | 11 | 5 | 5.6045e-07
1991-01-10 12:00 | 1 | 12 | 5 | 6.165e-07
1991-01-10 13:00 | 1 | 13 | 5 | 6.165e-07
1991-01-10 14:00 | 1 | 14 | 5 | 5.6045e-07
1991-01-10 15:00 | 1 | 15 | 5 | 6.165e-07
1991-01-10 16:00 | 1 | 16 | 5 | 5.6045e-07
1991-01-10 17:00 | 1 | 17 | 5 | 6.165e-07
1991-01-10 18:00 | 1 | 18 | 5 | 6.165e-07
1991-01-10 19:00 | 1 | 19 | 5 | 6.165e-07
1991-01-10 20:00 | 1 | 20 | 5 | 6.165e-07
1991-01-10 21:00 | 1 | 21 | 6 | 6.165e-07
1991-01-10 22:00 | 1 | 22 | 6 | 6.165e-07
1991-01-10 23:00 | 1 | 23 | 6 | 5.6045e-07
1991-01-11 | 1 | 0 | 6 | 6.165e-07
1991-01-11 01:00 | 1 | 1 | 6 | 6.165e-07
1991-01-11 02:00 | 1 | 2 | 6 | 5.6045e-07
1991-01-11 03:00 | 1 | 3 | 6 | 6.165e-07
1991-01-11 04:00 | 1 | 4 | 6 | 5.6045e-07
1991-01-11 05:00 | 1 | 5 | 6 | 6.165e-07
1991-01-11 06:00 | 1 | 6 | 6 | 6.165e-07
1991-01-11 07:00 | 1 | 7 | 6 | 6.165e-07
1991-01-11 08:00 | 1 | 8 | 5 | 6.165e-07
1991-01-11 09:00 | 1 | 9 | 5 | 6.165e-07
1991-01-11 10:00 | 1 | 10 | 5 | 6.165e-07
1991-01-11 11:00 | 1 | 11 | 5 | 6.165e-07
1991-01-11 12:00 | 1 | 12 | 5 | 6.165e-07
1991-01-11 13:00 | 1 | 13 | 5 | 6.165e-07
1991-01-11 14:00 | 1 | 14 | 5 | 6.165e-07
1991-01-11 15:00 | 1 | 15 | 5 | 5.6045e-07
1991-01-11 16:00 | 1 | 16 | 5 | 6.165e-07
1991-01-11 17:00 | 1 | 17 | 5 | 6.165e-07
1991-01-11 18:00 | 1 | 18 | 5 | 6.165e-07
1991-01-11 19:00 | 1 | 19 | 5 | 6.165e-07
1991-01-11 20:00 | 1 | 20 | 5 | 6.165e-07
1991-01-11 21:00 | 1 | 21 | 6 | 6.165e-07
1991-01-11 22:00 | 1 | 22 | 6 | 6.165e-07
1991-01-11 23:00 | 1 | 23 | 6 | 6.165e-07
1991-01-12 | 1 | 0 | 6 | 6.165e-07
1991-01-12 01:00 | 1 | 1 | 6 | 6.165e-07
1991-01-12 02:00 | 1 | 2 | 6 | 5.6045e-07
1991-01-12 03:00 | 1 | 3 | 6 | 6.165e-07
1991-01-12 04:00 | 1 | 4 | 6 | 5.6045e-07
1991-01-12 05:00 | 1 | 5 | 6 | 6.165e-07
1991-01-12 06:00 | 1 | 6 | 6 | 6.165e-07
1991-01-12 07:00 | 1 | 7 | 6 | 6.165e-07
1991-01-12 08:00 | 1 | 8 | 6 | 6.165e-07
1991-01-12 09:00 | 1 | 9 | 6 | 6.165e-07
1991-01-12 10:00 | 1 | 10 | 6 | 6.165e-07
1991-01-12 11:00 | 1 | 11 | 6 | 2.8023e-07
1991-01-12 12:00 | 1 | 12 | 6 | 3.3627e-07
1991-01-12 13:00 | 1 | 13 | 6 | 2.8023e-07
1991-01-12 14:00 | 1 | 14 | 6 | 2.8023e-07
1991-01-12 15:00 | 1 | 15 | 6 | 2.8023e-07
1991-01-12 16:00 | 1 | 16 | 6 | 2.8023e-07
1991-01-12 17:00 | 1 | 17 | 6 | 2.8023e-07
1991-01-12 18:00 | 1 | 18 | 6 | 4.4836e-07
1991-01-12 19:00 | 1 | 19 | 6 | 6.165e-07
1991-01-12 20:00 | 1 | 20 | 6 | 6.165e-07
1991-01-12 21:00 | 1 | 21 | 6 | 6.165e-07
1991-01-12 22:00 | 1 | 22 | 6 | 6.165e-07
1991-01-12 23:00 | 1 | 23 | 6 | 6.165e-07
1991-01-13 | 1 | 0 | 6 | 6.165e-07
1991-01-13 01:00 | 1 | 1 | 6 | 5.6045e-07
1991-01-13 02:00 | 1 | 2 | 6 | 6.165e-07
1991-01-13 03:00 | 1 | 3 | 6 | 6.165e-07
1991-01-13 04:00 | 1 | 4 | 6 | 5.6045e-07
1991-01-13 05:00 | 1 | 5 | 6 | 6.165e-07
1991-01-13 06:00 | 1 | 6 | 6 | 6.165e-07
1991-01-13 07:00 | 1 | 7 | 6 | 6.165e-07
1991-01-13 08:00 | 1 | 8 | 6 | 6.165e-07
1991-01-13 09:00 | 1 | 9 | 6 | 6.165e-07
1991-01-13 10:00 | 1 | 10 | 6 | 6.165e-07
1991-01-13 11:00 | 1 | 11 | 6 | 6.165e-07
1991-01-13 12:00 | 1 | 12 | 6 | 5.6045e-07
1991-01-13 13:00 | 1 | 13 | 6 | 6.165e-07
1991-01-13 14:00 | 1 | 14 | 6 | 6.165e-07
1991-01-13 15:00 | 1 | 15 | 6 | 6.165e-07
1991-01-13 16:00 | 1 | 16 | 6 | 5.6045e-07
1991-01-13 17:00 | 1 | 17 | 6 | 6.165e-07
1991-01-13 18:00 | 1 | 18 | 6 | 6.165e-07
1991-01-13 19:00 | 1 | 19 | 6 | 6.165e-07
1991-01-13 20:00 | 1 | 20 | 6 | 6.165e-07
1991-01-13 21:00 | 1 | 21 | 6 | 6.165e-07
1991-01-13 22:00 | 1 | 22 | 6 | 6.165e-07
1991-01-13 23:00 | 1 | 23 | 6 | 5.6045e-07
1991-01-14 | 1 | 0 | 6 | 6.165e-07
1991-01-14 01:00 | 1 | 1 | 6 | 6.165e-07
1991-01-14 02:00 | 1 | 2 | 6 | 5.6045e-07
1991-01-14 03:00 | 1 | 3 | 6 | 6.165e-07
1991-01-14 04:00 | 1 | 4 | 6 | 5.6045e-07
1991-01-14 05:00 | 1 | 5 | 6 | 6.165e-07
1991-01-14 06:00 | 1 | 6 | 6 | 6.165e-07
1991-01-14 07:00 | 1 | 7 | 6 | 6.165e-07
1991-01-14 08:00 | 1 | 8 | 5 | 6.165e-07
1991-01-14 09:00 | 1 | 9 | 5 | 6.165e-07
1991-01-14 10:00 | 1 | 10 | 5 | 3.3627e-07
1991-01-14 11:00 | 1 | 11 | 5 | 2.8023e-07
1991-01-14 12:00 | 1 | 12 | 5 | 2.8023e-07
1991-01-14 13:00 | 1 | 13 | 5 | 2.8023e-07
1991-01-14 14:00 | 1 | 14 | 5 | 3.3627e-07
1991-01-14 15:00 | 1 | 15 | 5 | 2.8023e-07
1991-01-14 16:00 | 1 | 16 | 5 | 2.8023e-07
1991-01-14 17:00 | 1 | 17 | 5 | 2.8023e-07
1991-01-14 18:00 | 1 | 18 | 5 | 3.3627e-07
1991-01-14 19:00 | 1 | 19 | 5 | 2.8023e-07
1991-01-14 20:00 | 1 | 20 | 5 | 2.8023e-07
1991-01-14 21:00 | 1 | 21 | 6 | 2.8023e-07
1991-01-14 22:00 | 1 | 22 | 6 | 2.8023e-07
1991-01-14 23:00 | 1 | 23 | 6 | 3.3627e-07
1991-01-15 | 1 | 0 | 6 | 2.8023e-07
1991-01-15 01:00 | 1 | 1 | 6 | 2.8023e-07
1991-01-15 02:00 | 1 | 2 | 6 | 5.6045e-07
1991-01-15 03:00 | 1 | 3 | 6 | 6.165e-07
1991-01-15 04:00 | 1 | 4 | 6 | 5.6045e-07
1991-01-15 05:00 | 1 | 5 | 6 | 6.165e-07
1991-01-15 06:00 | 1 | 6 | 6 | 6.165e-07
1991-01-15 07:00 | 1 | 7 | 6 | 6.165e-07
1991-01-15 08:00 | 1 | 8 | 5 | 6.165e-07
1991-01-15 09:00 | 1 | 9 | 5 | 6.165e-07
1991-01-15 10:00 | 1 | 10 | 5 | 5.6045e-07
1991-01-15 11:00 | 1 | 11 | 5 | 2.8023e-07
1991-01-15 12:00 | 1 | 12 | 5 | 3.3627e-07
1991-01-15 13:00 | 1 | 13 | 5 | 2.8023e-07
1991-01-15 14:00 | 1 | 14 | 5 | 2.8023e-07
1991-01-15 15:00 | 1 | 15 | 5 | 2.8023e-07
1991-01-15 16:00 | 1 | 16 | 5 | 2.8023e-07
1991-01-15 17:00 | 1 | 17 | 5 | 2.8023e-07
1991-01-15 18:00 | 1 | 18 | 5 | 3.3627e-07
1991-01-15 19:00 | 1 | 19 | 5 | 2.8023e-07
1991-01-15 20:00 | 1 | 20 | 5 | 5.6045e-07
1991-01-15 21:00 | 1 | 21 | 6 | 6.165e-07
1991-01-15 22:00 | 1 | 22 | 6 | 6.165e-07
1991-01-15 23:00 | 1 | 23 | 6 | 6.165e-07
1991-01-16 | 1 | 0 | 6 | 5.6045e-07
1991-01-16 01:00 | 1 | 1 | 6 | 6.165e-07
1991-01-16 02:00 | 1 | 2 | 6 | 6.165e-07
1991-01-16 03:00 | 1 | 3 | 6 | 5.6045e-07
1991-01-16 04:00 | 1 | 4 | 6 | 6.165e-07
1991-01-16 05:00 | 1 | 5 | 6 | 6.165e-07
1991-01-16 06:00 | 1 | 6 | 6 | 5.6045e-07
1991-01-16 07:00 | 1 | 7 | 6 | 6.7254e-07
1991-01-16 08:00 | 1 | 8 | 5 | 6.165e-07
1991-01-16 09:00 | 1 | 9 | 5 | 5.0441e-07
1991-01-16 10:00 | 1 | 10 | 5 | 2.8023e-07
1991-01-16 11:00 | 1 | 11 | 5 | 2.8023e-07
1991-01-16 12:00 | 1 | 12 | 5 | 1.1222e-06
1991-01-16 13:00 | 1 | 13 | 5 | 2.8023e-07
1991-01-16 14:00 | 1 | 14 | 5 | 2.8023e-07
1991-01-16 15:00 | 1 | 15 | 5 | 2.8023e-07
1991-01-16 16:00 | 1 | 16 | 5 | 3.3627e-07
1991-01-16 17:00 | 1 | 17 | 5 | 2.8023e-07
1991-01-16 18:00 | 1 | 18 | 5 | 2.8023e-07
1991-01-16 19:00 | 1 | 19 | 5 | 2.8023e-07
1991-01-16 20:00 | 1 | 20 | 5 | 3.3627e-07
1991-01-16 21:00 | 1 | 21 | 6 | 2.8023e-07
1991-01-16 22:00 | 1 | 22 | 6 | 2.8023e-07
1991-01-16 23:00 | 1 | 23 | 6 | 2.8023e-07
1991-01-17 | 1 | 0 | 6 | 2.8023e-07
1991-01-17 01:00 | 1 | 1 | 6 | 2.8023e-07
1991-01-17 02:00 | 1 | 2 | 6 | 3.3627e-07
1991-01-17 03:00 | 1 | 3 | 6 | 2.8023e-07
1991-01-17 04:00 | 1 | 4 | 6 | 2.8023e-07
1991-01-17 05:00 | 1 | 5 | 6 | 2.8023e-07
1991-01-17 06:00 | 1 | 6 | 6 | 2.8023e-07
1991-01-17 07:00 | 1 | 7 | 6 | 2.8023e-07
1991-01-17 08:00 | 1 | 8 | 5 | 3.3627e-07
1991-01-17 09:00 | 1 | 9 | 5 | 2.8023e-07
1991-01-17 10:00 | 1 | 10 | 5 | 2.8023e-07
1991-01-17 11:00 | 1 | 11 | 5 | 2.8023e-07
1991-01-17 12:00 | 1 | 12 | 5 | 2.8023e-07
1991-01-17 13:00 | 1 | 13 | 5 | 3.3627e-07
1991-01-17 14:00 | 1 | 14 | 5 | 2.8023e-07
1991-01-17 15:00 | 1 | 15 | 5 | 2.8023e-07
1991-01-17 16:00 | 1 | 16 | 5 | 1.0662e-06
1991-01-17 17:00 | 1 | 17 | 5 | 2.8023e-07
1991-01-17 18:00 | 1 | 18 | 5 | 3.3627e-07
1991-01-17 19:00 | 1 | 19 | 5 | 2.8023e-07
1991-01-17 20:00 | 1 | 20 | 5 | 2.8023e-07
1991-01-17 21:00 | 1 | 21 | 6 | 2.8023e-07
1991-01-17 22:00 | 1 | 22 | 6 | 3.3627e-07
1991-01-17 23:00 | 1 | 23 | 6 | 2.8023e-07
1991-01-18 | 1 | 0 | 6 | 3.9232e-07
1991-01-18 01:00 | 1 | 1 | 6 | 6.165e-07
1991-01-18 02:00 | 1 | 2 | 6 | 5.6045e-07
1991-01-18 03:00 | 1 | 3 | 6 | 6.165e-07
1991-01-18 04:00 | 1 | 4 | 6 | 6.165e-07
1991-01-18 05:00 | 1 | 5 | 6 | 5.6045e-07
1991-01-18 06:00 | 1 | 6 | 6 | 6.165e-07
1991-01-18 07:00 | 1 | 7 | 6 | 6.165e-07
1991-01-18 08:00 | 1 | 8 | 5 | 6.165e-07
1991-01-18 09:00 | 1 | 9 | 5 | 6.165e-07
1991-01-18 10:00 | 1 | 10 | 5 | 5.6045e-07
1991-01-18 11:00 | 1 | 11 | 5 | 2.8023e-07
1991-01-18 12:00 | 1 | 12 | 5 | 3.3627e-07
1991-01-18 13:00 | 1 | 13 | 5 | 2.8023e-07
1991-01-18 14:00 | 1 | 14 | 5 | 3.7523e-07
1991-01-18 15:00 | 1 | 15 | 5 | 2.8023e-07
1991-01-18 16:00 | 1 | 16 | 5 | 2.8023e-07
1991-01-18 17:00 | 1 | 17 | 5 | 3.3627e-07
1991-01-18 18:00 | 1 | 18 | 5 | 2.8023e-07
1991-01-18 19:00 | 1 | 19 | 5 | 2.8023e-07
1991-01-18 20:00 | 1 | 20 | 5 | 3.3627e-07
1991-01-18 21:00 | 1 | 21 | 6 | 2.8023e-07
1991-01-18 22:00 | 1 | 22 | 6 | 2.8023e-07
1991-01-18 23:00 | 1 | 23 | 6 | 2.8023e-07
1991-01-19 | 1 | 0 | 6 | 2.8023e-07
1991-01-19 01:00 | 1 | 1 | 6 | 2.8023e-07
1991-01-19 02:00 | 1 | 2 | 6 | 2.8023e-07
1991-01-19 03:00 | 1 | 3 | 6 | 2.8023e-07
1991-01-19 04:00 | 1 | 4 | 6 | 2.8023e-07
1991-01-19 05:00 | 1 | 5 | 6 | 2.8023e-07
1991-01-19 06:00 | 1 | 6 | 6 | 3.3627e-07
1991-01-19 07:00 | 1 | 7 | 6 | 2.8023e-07
1991-01-19 08:00 | 1 | 8 | 6 | 5.6045e-07
1991-01-19 09:00 | 1 | 9 | 6 | 6.7254e-07
1991-01-19 10:00 | 1 | 10 | 6 | 2.8023e-07
1991-01-19 11:00 | 1 | 11 | 6 | 2.8023e-07
1991-01-19 12:00 | 1 | 12 | 6 | 2.8023e-07
1991-01-19 13:00 | 1 | 13 | 6 | 3.3627e-07
1991-01-19 14:00 | 1 | 14 | 6 | 2.8023e-07
1991-01-19 15:00 | 1 | 15 | 6 | 2.8023e-07
1991-01-19 16:00 | 1 | 16 | 6 | 2.8023e-07
1991-01-19 17:00 | 1 | 17 | 6 | 3.3627e-07
1991-01-19 18:00 | 1 | 18 | 6 | 2.8023e-07
1991-01-19 19:00 | 1 | 19 | 6 | 2.8023e-07
1991-01-19 20:00 | 1 | 20 | 6 | 2.8023e-07
1991-01-19 21:00 | 1 | 21 | 6 | 2.8023e-07
1991-01-19 22:00 | 1 | 22 | 6 | 2.8023e-07
1991-01-19 23:00 | 1 | 23 | 6 | 3.3627e-07
1991-01-20 | 1 | 0 | 6 | 2.8023e-07
1991-01-20 01:00 | 1 | 1 | 6 | 2.8023e-07
1991-01-20 02:00 | 1 | 2 | 6 | 2.8023e-07
1991-01-20 03:00 | 1 | 3 | 6 | 2.8023e-07
1991-01-20 04:00 | 1 | 4 | 6 | 2.8023e-07
1991-01-20 05:00 | 1 | 5 | 6 | 2.8023e-07
1991-01-20 06:00 | 1 | 6 | 6 | 2.8023e-07
1991-01-20 07:00 | 1 | 7 | 6 | 2.8023e-07
1991-01-20 08:00 | 1 | 8 | 6 | 2.8023e-07
1991-01-20 09:00 | 1 | 9 | 6 | 3.3627e-07
1991-01-20 10:00 | 1 | 10 | 6 | 2.8023e-07
1991-01-20 11:00 | 1 | 11 | 6 | 2.8023e-07
1991-01-20 12:00 | 1 | 12 | 6 | 3.3627e-07
1991-01-20 13:00 | 1 | 13 | 6 | 2.8023e-07
1991-01-20 14:00 | 1 | 14 | 6 | 2.8023e-07
1991-01-20 15:00 | 1 | 15 | 6 | 2.8023e-07
1991-01-20 16:00 | 1 | 16 | 6 | 3.3627e-07
1991-01-20 17:00 | 1 | 17 | 6 | 2.8023e-07
1991-01-20 18:00 | 1 | 18 | 6 | 2.8023e-07
1991-01-20 19:00 | 1 | 19 | 6 | 3.3627e-07
1991-01-20 20:00 | 1 | 20 | 6 | 1.0662e-06
1991-01-20 21:00 | 1 | 21 | 6 | 2.8023e-07
1991-01-20 22:00 | 1 | 22 | 6 | 2.8023e-07
1991-01-20 23:00 | 1 | 23 | 6 | 2.8023e-07
1991-01-21 | 1 | 0 | 6 | 2.8023e-07
1991-01-21 01:00 | 1 | 1 | 6 | 2.8023e-07
1991-01-21 02:00 | 1 | 2 | 6 | 2.8023e-07
1991-01-21 03:00 | 1 | 3 | 6 | 2.8023e-07
1991-01-21 04:00 | 1 | 4 | 6 | 5.6259e-07
1991-01-21 05:00 | 1 | 5 | 6 | 2.8023e-07
1991-01-21 06:00 | 1 | 6 | 6 | 3.3627e-07
1991-01-21 07:00 | 1 | 7 | 6 | 2.8023e-07
1991-01-21 08:00 | 1 | 8 | 5 | 6.165e-07
1991-01-21 09:00 | 1 | 9 | 5 | 6.165e-07
1991-01-21 10:00 | 1 | 10 | 5 | 6.165e-07
1991-01-21 11:00 | 1 | 11 | 5 | 6.165e-07
1991-01-21 12:00 | 1 | 12 | 5 | 6.165e-07
1991-01-21 13:00 | 1 | 13 | 5 | 6.165e-07
1991-01-21 14:00 | 1 | 14 | 5 | 6.165e-07
1991-01-21 15:00 | 1 | 15 | 5 | 6.165e-07
1991-01-21 16:00 | 1 | 16 | 5 | 6.165e-07
1991-01-21 17:00 | 1 | 17 | 5 | 6.165e-07
1991-01-21 18:00 | 1 | 18 | 5 | 6.165e-07
1991-01-21 19:00 | 1 | 19 | 5 | 6.165e-07
1991-01-21 20:00 | 1 | 20 | 5 | 6.165e-07
1991-01-21 21:00 | 1 | 21 | 6 | 6.165e-07
1991-01-21 22:00 | 1 | 22 | 6 | 6.165e-07
1991-01-21 23:00 | 1 | 23 | 6 | 5.6045e-07
1991-01-22 | 1 | 0 | 6 | 6.165e-07
1991-01-22 01:00 | 1 | 1 | 6 | 6.165e-07
1991-01-22 02:00 | 1 | 2 | 6 | 5.6045e-07
1991-01-22 03:00 | 1 | 3 | 6 | 6.165e-07
1991-01-22 04:00 | 1 | 4 | 6 | 6.165e-07
1991-01-22 05:00 | 1 | 5 | 6 | 5.6045e-07
1991-01-22 06:00 | 1 | 6 | 6 | 6.165e-07
1991-01-22 07:00 | 1 | 7 | 6 | 6.165e-07
1991-01-22 08:00 | 1 | 8 | 5 | 6.165e-07
1991-01-22 09:00 | 1 | 9 | 5 | 6.165e-07
1991-01-22 10:00 | 1 | 10 | 5 | 6.7254e-07
1991-01-22 11:00 | 1 | 11 | 5 | 6.165e-07
1991-01-22 12:00 | 1 | 12 | 5 | 6.165e-07
1991-01-22 13:00 | 1 | 13 | 5 | 6.165e-07
1991-01-22 14:00 | 1 | 14 | 5 | 6.165e-07
1991-01-22 15:00 | 1 | 15 | 5 | 6.165e-07
1991-01-22 16:00 | 1 | 16 | 5 | 6.165e-07
1991-01-22 17:00 | 1 | 17 | 5 | 6.165e-07
1991-01-22 18:00 | 1 | 18 | 5 | 6.165e-07
1991-01-22 19:00 | 1 | 19 | 5 | 6.165e-07
1991-01-22 20:00 | 1 | 20 | 5 | 6.165e-07
1991-01-22 21:00 | 1 | 21 | 6 | 6.165e-07
1991-01-22 22:00 | 1 | 22 | 6 | 6.165e-07
1991-01-22 23:00 | 1 | 23 | 6 | 6.165e-07
1991-01-23 | 1 | 0 | 6 | 5.6045e-07
1991-01-23 01:00 | 1 | 1 | 6 | 6.165e-07
1991-01-23 02:00 | 1 | 2 | 6 | 6.165e-07
1991-01-23 03:00 | 1 | 3 | 6 | 5.6045e-07
1991-01-23 04:00 | 1 | 4 | 6 | 6.165e-07
1991-01-23 05:00 | 1 | 5 | 6 | 5.6045e-07
1991-01-23 06:00 | 1 | 6 | 6 | 6.165e-07
1991-01-23 07:00 | 1 | 7 | 6 | 6.165e-07
1991-01-23 08:00 | 1 | 8 | 5 | 6.165e-07
1991-01-23 09:00 | 1 | 9 | 5 | 6.165e-07
1991-01-23 10:00 | 1 | 10 | 5 | 6.165e-07
1991-01-23 11:00 | 1 | 11 | 5 | 6.165e-07
1991-01-23 12:00 | 1 | 12 | 5 | 6.165e-07
1991-01-23 13:00 | 1 | 13 | 5 | 6.165e-07
1991-01-23 14:00 | 1 | 14 | 5 | 2.0176e-06
1991-01-23 15:00 | 1 | 15 | 5 | 5.6045e-07
1991-01-23 16:00 | 1 | 16 | 5 | 6.165e-07
1991-01-23 17:00 | 1 | 17 | 5 | 6.165e-07
1991-01-23 18:00 | 1 | 18 | 5 | 6.165e-07
1991-01-23 19:00 | 1 | 19 | 5 | 6.165e-07
1991-01-23 20:00 | 1 | 20 | 5 | 6.7254e-07
1991-01-23 21:00 | 1 | 21 | 6 | 6.165e-07
1991-01-23 22:00 | 1 | 22 | 6 | 5.6045e-07
1991-01-23 23:00 | 1 | 23 | 6 | 6.165e-07
1991-01-24 | 1 | 0 | 6 | 6.165e-07
1991-01-24 01:00 | 1 | 1 | 6 | 5.6045e-07
1991-01-24 02:00 | 1 | 2 | 6 | 6.165e-07
1991-01-24 03:00 | 1 | 3 | 6 | 6.165e-07
1991-01-24 04:00 | 1 | 4 | 6 | 5.6045e-07
1991-01-24 05:00 | 1 | 5 | 6 | 6.165e-07
1991-01-24 06:00 | 1 | 6 | 6 | 6.165e-07
1991-01-24 07:00 | 1 | 7 | 6 | 6.165e-07
1991-01-24 08:00 | 1 | 8 | 5 | 6.7254e-07
1991-01-24 09:00 | 1 | 9 | 5 | 6.165e-07
1991-01-24 10:00 | 1 | 10 | 5 | 6.165e-07
1991-01-24 11:00 | 1 | 11 | 5 | 6.165e-07
1991-01-24 12:00 | 1 | 12 | 5 | 6.165e-07
1991-01-24 13:00 | 1 | 13 | 5 | 6.165e-07
1991-01-24 14:00 | 1 | 14 | 5 | 6.165e-07
1991-01-24 15:00 | 1 | 15 | 5 | 6.165e-07
1991-01-24 16:00 | 1 | 16 | 5 | 6.165e-07
1991-01-24 17:00 | 1 | 17 | 5 | 6.165e-07
1991-01-24 18:00 | 1 | 18 | 5 | 6.165e-07
1991-01-24 19:00 | 1 | 19 | 5 | 6.165e-07
1991-01-24 20:00 | 1 | 20 | 5 | 6.165e-07
1991-01-24 21:00 | 1 | 21 | 6 | 6.165e-07
1991-01-24 22:00 | 1 | 22 | 6 | 6.165e-07
1991-01-24 23:00 | 1 | 23 | 6 | 6.165e-07
1991-01-25 | 1 | 0 | 6 | 5.6045e-07
1991-01-25 01:00 | 1 | 1 | 6 | 6.165e-07
1991-01-25 02:00 | 1 | 2 | 6 | 6.165e-07
1991-01-25 03:00 | 1 | 3 | 6 | 5.6045e-07
1991-01-25 04:00 | 1 | 4 | 6 | 6.165e-07
1991-01-25 05:00 | 1 | 5 | 6 | 7.9797e-07
1991-01-25 06:00 | 1 | 6 | 6 | 6.165e-07
1991-01-25 07:00 | 1 | 7 | 6 | 6.165e-07
1991-01-25 08:00 | 1 | 8 | 5 | 6.7254e-07
1991-01-25 09:00 | 1 | 9 | 5 | 8.5401e-07
1991-01-25 10:00 | 1 | 10 | 5 | 6.165e-07
1991-01-25 11:00 | 1 | 11 | 5 | 5.6045e-07
1991-01-25 12:00 | 1 | 12 | 5 | 6.165e-07
1991-01-25 13:00 | 1 | 13 | 5 | 6.165e-07
1991-01-25 14:00 | 1 | 14 | 5 | 6.165e-07
1991-01-25 15:00 | 1 | 15 | 5 | 5.6045e-07
1991-01-25 16:00 | 1 | 16 | 5 | 6.165e-07
1991-01-25 17:00 | 1 | 17 | 5 | 6.165e-07
1991-01-25 18:00 | 1 | 18 | 5 | 6.165e-07
1991-01-25 19:00 | 1 | 19 | 5 | 6.165e-07
1991-01-25 20:00 | 1 | 20 | 5 | 6.165e-07
1991-01-25 21:00 | 1 | 21 | 6 | 6.165e-07
1991-01-25 22:00 | 1 | 22 | 6 | 6.165e-07
1991-01-25 23:00 | 1 | 23 | 6 | 6.165e-07
1991-01-26 | 1 | 0 | 6 | 5.6045e-07
1991-01-26 01:00 | 1 | 1 | 6 | 6.165e-07
1991-01-26 02:00 | 1 | 2 | 6 | 6.165e-07
1991-01-26 03:00 | 1 | 3 | 6 | 6.165e-07
1991-01-26 04:00 | 1 | 4 | 6 | 5.6045e-07
1991-01-26 05:00 | 1 | 5 | 6 | 6.165e-07
1991-01-26 06:00 | 1 | 6 | 6 | 6.165e-07
1991-01-26 07:00 | 1 | 7 | 6 | 6.165e-07
1991-01-26 08:00 | 1 | 8 | 6 | 6.165e-07
1991-01-26 09:00 | 1 | 9 | 6 | 6.165e-07
1991-01-26 10:00 | 1 | 10 | 6 | 5.6045e-07
1991-01-26 11:00 | 1 | 11 | 6 | 6.165e-07
1991-01-26 12:00 | 1 | 12 | 6 | 6.165e-07
1991-01-26 13:00 | 1 | 13 | 6 | 6.165e-07
1991-01-26 14:00 | 1 | 14 | 6 | 5.6045e-07
1991-01-26 15:00 | 1 | 15 | 6 | 6.165e-07
1991-01-26 16:00 | 1 | 16 | 6 | 5.6045e-07
1991-01-26 17:00 | 1 | 17 | 6 | 6.165e-07
1991-01-26 18:00 | 1 | 18 | 6 | 6.165e-07
1991-01-26 19:00 | 1 | 19 | 6 | 6.165e-07
1991-01-26 20:00 | 1 | 20 | 6 | 6.165e-07
1991-01-26 21:00 | 1 | 21 | 6 | 6.165e-07
1991-01-26 22:00 | 1 | 22 | 6 | 6.165e-07
1991-01-26 23:00 | 1 | 23 | 6 | 5.6045e-07
1991-01-27 | 1 | 0 | 6 | 6.165e-07
1991-01-27 01:00 | 1 | 1 | 6 | 6.165e-07
1991-01-27 02:00 | 1 | 2 | 6 | 6.165e-07
1991-01-27 03:00 | 1 | 3 | 6 | 5.6045e-07
1991-01-27 04:00 | 1 | 4 | 6 | 6.165e-07
1991-01-27 05:00 | 1 | 5 | 6 | 5.6045e-07
1991-01-27 06:00 | 1 | 6 | 6 | 6.165e-07
1991-01-27 07:00 | 1 | 7 | 6 | 6.165e-07
1991-01-27 08:00 | 1 | 8 | 6 | 6.165e-07
1991-01-27 09:00 | 1 | 9 | 6 | 6.7254e-07
1991-01-27 10:00 | 1 | 10 | 6 | 6.165e-07
1991-01-27 11:00 | 1 | 11 | 6 | 5.6045e-07
1991-01-27 12:00 | 1 | 12 | 6 | 6.165e-07
1991-01-27 13:00 | 1 | 13 | 6 | 6.165e-07
1991-01-27 14:00 | 1 | 14 | 6 | 6.165e-07
1991-01-27 15:00 | 1 | 15 | 6 | 6.165e-07
1991-01-27 16:00 | 1 | 16 | 6 | 5.6045e-07
1991-01-27 17:00 | 1 | 17 | 6 | 6.165e-07
1991-01-27 18:00 | 1 | 18 | 6 | 6.165e-07
1991-01-27 19:00 | 1 | 19 | 6 | 6.165e-07
1991-01-27 20:00 | 1 | 20 | 6 | 6.165e-07
1991-01-27 21:00 | 1 | 21 | 6 | 6.165e-07
1991-01-27 22:00 | 1 | 22 | 6 | 6.165e-07
1991-01-27 23:00 | 1 | 23 | 6 | 5.6045e-07
1991-01-28 | 1 | 0 | 6 | 6.165e-07
1991-01-28 01:00 | 1 | 1 | 6 | 6.165e-07
1991-01-28 02:00 | 1 | 2 | 6 | 5.6045e-07
1991-01-28 03:00 | 1 | 3 | 6 | 6.165e-07
1991-01-28 04:00 | 1 | 4 | 6 | 6.165e-07
1991-01-28 05:00 | 1 | 5 | 6 | 5.6045e-07
1991-01-28 06:00 | 1 | 6 | 6 | 6.165e-07
1991-01-28 07:00 | 1 | 7 | 6 | 6.165e-07
1991-01-28 08:00 | 1 | 8 | 5 | 6.165e-07
1991-01-28 09:00 | 1 | 9 | 5 | 6.165e-07
1991-01-28 10:00 | 1 | 10 | 5 | 6.165e-07
1991-01-28 11:00 | 1 | 11 | 5 | 5.6045e-07
1991-01-28 12:00 | 1 | 12 | 5 | 6.165e-07
1991-01-28 13:00 | 1 | 13 | 5 | 6.165e-07
1991-01-28 14:00 | 1 | 14 | 5 | 6.165e-07
1991-01-28 15:00 | 1 | 15 | 5 | 5.6045e-07
1991-01-28 16:00 | 1 | 16 | 5 | 6.165e-07
1991-01-28 17:00 | 1 | 17 | 5 | 6.165e-07
1991-01-28 18:00 | 1 | 18 | 5 | 6.165e-07
1991-01-28 19:00 | 1 | 19 | 5 | 6.165e-07
1991-01-28 20:00 | 1 | 20 | 5 | 6.165e-07
1991-01-28 21:00 | 1 | 21 | 6 | 6.165e-07
1991-01-28 22:00 | 1 | 22 | 6 | 6.165e-07
1991-01-28 23:00 | 1 | 23 | 6 | 5.6045e-07
1991-01-29 | 1 | 0 | 6 | 7.081e-07
1991-01-29 01:00 | 1 | 1 | 6 | 7.081e-07
1991-01-29 02:00 | 1 | 2 | 6 | 7.081e-07
1991-01-29 03:00 | 1 | 3 | 6 | 6.4373e-07
1991-01-29 04:00 | 1 | 4 | 6 | 7.081e-07
1991-01-29 05:00 | 1 | 5 | 6 | 7.081e-07
1991-01-29 06:00 | 1 | 6 | 6 | 7.081e-07
1991-01-29 07:00 | 1 | 7 | 6 | 6.4373e-07
1991-01-29 08:00 | 1 | 8 | 5 | 7.7248e-07
1991-01-29 09:00 | 1 | 9 | 5 | 7.081e-07
1991-01-29 10:00 | 1 | 10 | 5 | 7.081e-07
1991-01-29 11:00 | 1 | 11 | 5 | 7.081e-07
1991-01-29 12:00 | 1 | 12 | 5 | 7.081e-07
1991-01-29 13:00 | 1 | 13 | 5 | 6.4373e-07
1991-01-29 14:00 | 1 | 14 | 5 | 7.081e-07
1991-01-29 15:00 | 1 | 15 | 5 | 7.081e-07
1991-01-29 16:00 | 1 | 16 | 5 | 7.081e-07
1991-01-29 17:00 | 1 | 17 | 5 | 7.081e-07
1991-01-29 18:00 | 1 | 18 | 5 | 7.081e-07
1991-01-29 19:00 | 1 | 19 | 5 | 7.081e-07
1991-01-29 20:00 | 1 | 20 | 5 | 7.081e-07
1991-01-29 21:00 | 1 | 21 | 6 | 7.081e-07
1991-01-29 22:00 | 1 | 22 | 6 | 7.081e-07
1991-01-29 23:00 | 1 | 23 | 6 | 7.081e-07
1991-01-30 | 1 | 0 | 6 | 6.4373e-07
1991-01-30 01:00 | 1 | 1 | 6 | 7.081e-07
1991-01-30 02:00 | 1 | 2 | 6 | 7.081e-07
1991-01-30 03:00 | 1 | 3 | 6 | 6.4373e-07
1991-01-30 04:00 | 1 | 4 | 6 | 7.081e-07
1991-01-30 05:00 | 1 | 5 | 6 | 7.081e-07
1991-01-30 06:00 | 1 | 6 | 6 | 7.081e-07
1991-01-30 07:00 | 1 | 7 | 6 | 7.081e-07
1991-01-30 08:00 | 1 | 8 | 5 | 7.081e-07
1991-01-30 09:00 | 1 | 9 | 5 | 7.081e-07
1991-01-30 10:00 | 1 | 10 | 5 | 7.081e-07
1991-01-30 11:00 | 1 | 11 | 5 | 6.4373e-07
1991-01-30 12:00 | 1 | 12 | 5 | 7.081e-07
1991-01-30 13:00 | 1 | 13 | 5 | 7.081e-07
1991-01-30 14:00 | 1 | 14 | 5 | 7.081e-07
1991-01-30 15:00 | 1 | 15 | 5 | 7.081e-07
1991-01-30 16:00 | 1 | 16 | 5 | 7.081e-07
1991-01-30 17:00 | 1 | 17 | 5 | 7.081e-07
1991-01-30 18:00 | 1 | 18 | 5 | 7.081e-07
1991-01-30 19:00 | 1 | 19 | 5 | 7.081e-07
1991-01-30 20:00 | 1 | 20 | 5 | 7.081e-07
1991-01-30 21:00 | 1 | 21 | 6 | 7.081e-07
1991-01-30 22:00 | 1 | 22 | 6 | 7.081e-07
1991-01-30 23:00 | 1 | 23 | 6 | 7.081e-07
1991-01-31 | 1 | 0 | 6 | 6.4373e-07
1991-01-31 01:00 | 1 | 1 | 6 | 7.081e-07
1991-01-31 02:00 | 1 | 2 | 6 | 7.081e-07
1991-01-31 03:00 | 1 | 3 | 6 | 6.4373e-07
1991-01-31 04:00 | 1 | 4 | 6 | 7.081e-07
1991-01-31 05:00 | 1 | 5 | 6 | 7.081e-07
1991-01-31 06:00 | 1 | 6 | 6 | 7.081e-07
1991-01-31 07:00 | 1 | 7 | 6 | 7.081e-07
1991-01-31 08:00 | 1 | 8 | 5 | 7.081e-07
1991-01-31 09:00 | 1 | 9 | 5 | 7.081e-07
1991-01-31 10:00 | 1 | 10 | 5 | 7.081e-07
1991-01-31 11:00 | 1 | 11 | 5 | 7.081e-07
1991-01-31 12:00 | 1 | 12 | 5 | 7.081e-07
1991-01-31 13:00 | 1 | 13 | 5 | 7.081e-07
1991-01-31 14:00 | 1 | 14 | 5 | 7.081e-07
1991-01-31 15:00 | 1 | 15 | 5 | 6.4373e-07
1991-01-31 16:00 | 1 | 16 | 5 | 7.081e-07
1991-01-31 17:00 | 1 | 17 | 5 | 7.081e-07
1991-01-31 18:00 | 1 | 18 | 5 | 7.081e-07
1991-01-31 19:00 | 1 | 19 | 5 | 7.081e-07
1991-01-31 20:00 | 1 | 20 | 5 | 7.081e-07
1991-01-31 21:00 | 1 | 21 | 6 | 7.081e-07
1991-01-31 22:00 | 1 | 22 | 6 | 6.4373e-07
1991-01-31 23:00 | 1 | 23 | 6 | 7.081e-07
1991-02-01 | 2 | 0 | 6 | 7.081e-07
1991-02-01 01:00 | 2 | 1 | 6 | 6.4373e-07
1991-02-01 02:00 | 2 | 2 | 6 | 7.081e-07
1991-02-01 03:00 | 2 | 3 | 6 | 7.081e-07
1991-02-01 04:00 | 2 | 4 | 6 | 7.081e-07
1991-02-01 05:00 | 2 | 5 | 6 | 6.4373e-07
1991-02-01 06:00 | 2 | 6 | 6 | 7.081e-07
1991-02-01 07:00 | 2 | 7 | 6 | 7.081e-07
1991-02-01 08:00 | 2 | 8 | 5 | 7.081e-07
1991-02-01 09:00 | 2 | 9 | 5 | 7.7248e-07
1991-02-01 10:00 | 2 | 10 | 5 | 7.081e-07
1991-02-01 11:00 | 2 | 11 | 5 | 7.7248e-07
1991-02-01 12:00 | 2 | 12 | 5 | 7.081e-07
1991-02-01 13:00 | 2 | 13 | 5 | 7.081e-07
1991-02-01 14:00 | 2 | 14 | 5 | 7.081e-07
1991-02-01 15:00 | 2 | 15 | 5 | 6.4373e-07
1991-02-01 16:00 | 2 | 16 | 5 | 7.081e-07
1991-02-01 17:00 | 2 | 17 | 5 | 7.081e-07
1991-02-01 18:00 | 2 | 18 | 5 | 7.081e-07
1991-02-01 19:00 | 2 | 19 | 5 | 7.081e-07
1991-02-01 20:00 | 2 | 20 | 5 | 6.4373e-07
1991-02-01 21:00 | 2 | 21 | 6 | 7.081e-07
1991-02-01 22:00 | 2 | 22 | 6 | 7.081e-07
1991-02-01 23:00 | 2 | 23 | 6 | 7.081e-07
1991-02-02 | 2 | 0 | 6 | 7.081e-07
1991-02-02 01:00 | 2 | 1 | 6 | 7.081e-07
1991-02-02 02:00 | 2 | 2 | 6 | 7.081e-07
1991-02-02 03:00 | 2 | 3 | 6 | 6.4373e-07
1991-02-02 04:00 | 2 | 4 | 6 | 7.081e-07
1991-02-02 05:00 | 2 | 5 | 6 | 7.081e-07
1991-02-02 06:00 | 2 | 6 | 6 | 6.4373e-07
1991-02-02 07:00 | 2 | 7 | 6 | 7.7248e-07
1991-02-02 08:00 | 2 | 8 | 6 | 7.081e-07
1991-02-02 09:00 | 2 | 9 | 6 | 7.081e-07
1991-02-02 10:00 | 2 | 10 | 6 | 7.081e-07
1991-02-02 11:00 | 2 | 11 | 6 | 7.081e-07
1991-02-02 12:00 | 2 | 12 | 6 | 7.081e-07
1991-02-02 13:00 | 2 | 13 | 6 | 7.081e-07
1991-02-02 14:00 | 2 | 14 | 6 | 6.4373e-07
1991-02-02 15:00 | 2 | 15 | 6 | 7.081e-07
1991-02-02 16:00 | 2 | 16 | 6 | 7.081e-07
1991-02-02 17:00 | 2 | 17 | 6 | 7.081e-07
1991-02-02 18:00 | 2 | 18 | 6 | 7.081e-07
1991-02-02 19:00 | 2 | 19 | 6 | 7.081e-07
1991-02-02 20:00 | 2 | 20 | 6 | 7.081e-07
1991-02-02 21:00 | 2 | 21 | 6 | 7.081e-07
1991-02-02 22:00 | 2 | 22 | 6 | 6.4373e-07
1991-02-02 23:00 | 2 | 23 | 6 | 7.081e-07
1991-02-03 | 2 | 0 | 6 | 7.081e-07
1991-02-03 01:00 | 2 | 1 | 6 | 6.4373e-07
1991-02-03 02:00 | 2 | 2 | 6 | 7.081e-07
1991-02-03 03:00 | 2 | 3 | 6 | 6.4373e-07
1991-02-03 04:00 | 2 | 4 | 6 | 7.081e-07
1991-02-03 05:00 | 2 | 5 | 6 | 6.4373e-07
1991-02-03 06:00 | 2 | 6 | 6 | 7.081e-07
1991-02-03 07:00 | 2 | 7 | 6 | 7.081e-07
1991-02-03 08:00 | 2 | 8 | 6 | 7.081e-07
1991-02-03 09:00 | 2 | 9 | 6 | 7.081e-07
1991-02-03 10:00 | 2 | 10 | 6 | 7.081e-07
1991-02-03 11:00 | 2 | 11 | 6 | 7.081e-07
1991-02-03 12:00 | 2 | 12 | 6 | 7.081e-07
1991-02-03 13:00 | 2 | 13 | 6 | 7.081e-07
1991-02-03 14:00 | 2 | 14 | 6 | 7.081e-07
1991-02-03 15:00 | 2 | 15 | 6 | 7.081e-07
1991-02-03 16:00 | 2 | 16 | 6 | 7.081e-07
1991-02-03 17:00 | 2 | 17 | 6 | 7.081e-07
1991-02-03 18:00 | 2 | 18 | 6 | 7.081e-07
1991-02-03 19:00 | 2 | 19 | 6 | 7.081e-07
1991-02-03 20:00 | 2 | 20 | 6 | 7.081e-07
1991-02-03 21:00 | 2 | 21 | 6 | 7.081e-07
1991-02-03 22:00 | 2 | 22 | 6 | 7.081e-07
1991-02-03 23:00 | 2 | 23 | 6 | 7.081e-07
1991-02-04 | 2 | 0 | 6 | 6.4373e-07
1991-02-04 01:00 | 2 | 1 | 6 | 7.081e-07
1991-02-04 02:00 | 2 | 2 | 6 | 7.081e-07
1991-02-04 03:00 | 2 | 3 | 6 | 6.4373e-07
1991-02-04 04:00 | 2 | 4 | 6 | 7.081e-07
1991-02-04 05:00 | 2 | 5 | 6 | 7.081e-07
1991-02-04 06:00 | 2 | 6 | 6 | 6.4373e-07
1991-02-04 07:00 | 2 | 7 | 6 | 7.081e-07
1991-02-04 08:00 | 2 | 8 | 5 | 7.081e-07
1991-02-04 09:00 | 2 | 9 | 5 | 7.7248e-07
1991-02-04 10:00 | 2 | 10 | 5 | 7.081e-07
1991-02-04 11:00 | 2 | 11 | 5 | 7.081e-07
1991-02-04 12:00 | 2 | 12 | 5 | 6.4373e-07
1991-02-04 13:00 | 2 | 13 | 5 | 7.081e-07
1991-02-04 14:00 | 2 | 14 | 5 | 7.081e-07
1991-02-04 15:00 | 2 | 15 | 5 | 7.081e-07
1991-02-04 16:00 | 2 | 16 | 5 | 7.081e-07
1991-02-04 17:00 | 2 | 17 | 5 | 7.081e-07
1991-02-04 18:00 | 2 | 18 | 5 | 7.081e-07
1991-02-04 19:00 | 2 | 19 | 5 | 7.081e-07
1991-02-04 20:00 | 2 | 20 | 5 | 7.081e-07
1991-02-04 21:00 | 2 | 21 | 6 | 7.081e-07
1991-02-04 22:00 | 2 | 22 | 6 | 7.081e-07
1991-02-04 23:00 | 2 | 23 | 6 | 6.4373e-07
1991-02-05 | 2 | 0 | 6 | 7.081e-07
1991-02-05 01:00 | 2 | 1 | 6 | 6.4373e-07
1991-02-05 02:00 | 2 | 2 | 6 | 7.081e-07
1991-02-05 03:00 | 2 | 3 | 6 | 7.081e-07
1991-02-05 04:00 | 2 | 4 | 6 | 6.4373e-07
1991-02-05 05:00 | 2 | 5 | 6 | 7.081e-07
1991-02-05 06:00 | 2 | 6 | 6 | 7.081e-07
1991-02-05 07:00 | 2 | 7 | 6 | 7.081e-07
1991-02-05 08:00 | 2 | 8 | 5 | 7.081e-07
1991-02-05 09:00 | 2 | 9 | 5 | 7.081e-07
1991-02-05 10:00 | 2 | 10 | 5 | 7.081e-07
1991-02-05 11:00 | 2 | 11 | 5 | 7.081e-07
1991-02-05 12:00 | 2 | 12 | 5 | 7.081e-07
1991-02-05 13:00 | 2 | 13 | 5 | 6.4373e-07
1991-02-05 14:00 | 2 | 14 | 5 | 7.081e-07
1991-02-05 15:00 | 2 | 15 | 5 | 7.081e-07
1991-02-05 16:00 | 2 | 16 | 5 | 7.081e-07
1991-02-05 17:00 | 2 | 17 | 5 | 7.081e-07
1991-02-05 18:00 | 2 | 18 | 5 | 7.081e-07
1991-02-05 19:00 | 2 | 19 | 5 | 7.081e-07
1991-02-05 20:00 | 2 | 20 | 5 | 7.081e-07
1991-02-05 21:00 | 2 | 21 | 6 | 7.081e-07
1991-02-05 22:00 | 2 | 22 | 6 | 7.081e-07
1991-02-05 23:00 | 2 | 23 | 6 | 7.081e-07
1991-02-06 | 2 | 0 | 6 | 6.4373e-07
1991-02-06 01:00 | 2 | 1 | 6 | 7.081e-07
1991-02-06 02:00 | 2 | 2 | 6 | 7.081e-07
1991-02-06 03:00 | 2 | 3 | 6 | 6.4373e-07
1991-02-06 04:00 | 2 | 4 | 6 | 7.081e-07
1991-02-06 05:00 | 2 | 5 | 6 | 7.081e-07
1991-02-06 06:00 | 2 | 6 | 6 | 7.081e-07
1991-02-06 07:00 | 2 | 7 | 6 | 7.081e-07
1991-02-06 08:00 | 2 | 8 | 5 | 7.081e-07
1991-02-06 09:00 | 2 | 9 | 5 | 7.081e-07
1991-02-06 10:00 | 2 | 10 | 5 | 7.081e-07
1991-02-06 11:00 | 2 | 11 | 5 | 7.081e-07
1991-02-06 12:00 | 2 | 12 | 5 | 6.4373e-07
1991-02-06 13:00 | 2 | 13 | 5 | 7.081e-07
1991-02-06 14:00 | 2 | 14 | 5 | 7.081e-07
1991-02-06 15:00 | 2 | 15 | 5 | 7.081e-07
1991-02-06 16:00 | 2 | 16 | 5 | 7.081e-07
1991-02-06 17:00 | 2 | 17 | 5 | 6.4373e-07
1991-02-06 18:00 | 2 | 18 | 5 | 7.081e-07
1991-02-06 19:00 | 2 | 19 | 5 | 7.7248e-07
1991-02-06 20:00 | 2 | 20 | 5 | 7.081e-07
1991-02-06 21:00 | 2 | 21 | 6 | 7.081e-07
1991-02-06 22:00 | 2 | 22 | 6 | 7.081e-07
1991-02-06 23:00 | 2 | 23 | 6 | 6.4373e-07
1991-02-07 | 2 | 0 | 6 | 7.081e-07
1991-02-07 01:00 | 2 | 1 | 6 | 6.4373e-07
1991-02-07 02:00 | 2 | 2 | 6 | 7.081e-07
1991-02-07 03:00 | 2 | 3 | 6 | 6.4373e-07
1991-02-07 04:00 | 2 | 4 | 6 | 7.081e-07
1991-02-07 05:00 | 2 | 5 | 6 | 6.4373e-07
1991-02-07 06:00 | 2 | 6 | 6 | 7.081e-07
1991-02-07 07:00 | 2 | 7 | 6 | 7.081e-07
1991-02-07 08:00 | 2 | 8 | 5 | 7.081e-07
1991-02-07 09:00 | 2 | 9 | 5 | 7.7248e-07
1991-02-07 10:00 | 2 | 10 | 5 | 7.081e-07
1991-02-07 11:00 | 2 | 11 | 5 | 7.081e-07
1991-02-07 12:00 | 2 | 12 | 5 | 1.6093e-06
1991-02-07 13:00 | 2 | 13 | 5 | 2.4462e-06
1991-02-07 14:00 | 2 | 14 | 5 | 1.2231e-06
1991-02-07 15:00 | 2 | 15 | 5 | 7.081e-07
1991-02-07 16:00 | 2 | 16 | 5 | 6.4373e-07
1991-02-07 17:00 | 2 | 17 | 5 | 7.081e-07
1991-02-07 18:00 | 2 | 18 | 5 | 7.081e-07
1991-02-07 19:00 | 2 | 19 | 5 | 7.081e-07
1991-02-07 20:00 | 2 | 20 | 5 | 7.081e-07
1991-02-07 21:00 | 2 | 21 | 6 | 7.081e-07
1991-02-07 22:00 | 2 | 22 | 6 | 7.081e-07
1991-02-07 23:00 | 2 | 23 | 6 | 7.081e-07
1991-02-08 | 2 | 0 | 6 | 6.4373e-07
1991-02-08 01:00 | 2 | 1 | 6 | 7.081e-07
1991-02-08 02:00 | 2 | 2 | 6 | 7.081e-07
1991-02-08 03:00 | 2 | 3 | 6 | 6.4373e-07
1991-02-08 04:00 | 2 | 4 | 6 | 7.081e-07
1991-02-08 05:00 | 2 | 5 | 6 | 7.081e-07
1991-02-08 06:00 | 2 | 6 | 6 | 6.4373e-07
1991-02-08 07:00 | 2 | 7 | 6 | 7.081e-07
1991-02-08 08:00 | 2 | 8 | 5 | 7.7248e-07
1991-02-08 09:00 | 2 | 9 | 5 | 7.081e-07
1991-02-08 10:00 | 2 | 10 | 5 | 7.081e-07
1991-02-08 11:00 | 2 | 11 | 5 | 7.081e-07
1991-02-08 12:00 | 2 | 12 | 5 | 7.081e-07
1991-02-08 13:00 | 2 | 13 | 5 | 7.081e-07
1991-02-08 14:00 | 2 | 14 | 5 | 7.081e-07
1991-02-08 15:00 | 2 | 15 | 5 | 7.081e-07
1991-02-08 16:00 | 2 | 16 | 5 | 7.081e-07
1991-02-08 17:00 | 2 | 17 | 5 | 7.081e-07
1991-02-08 18:00 | 2 | 18 | 5 | 7.081e-07
1991-02-08 19:00 | 2 | 19 | 5 | 7.081e-07
1991-02-08 20:00 | 2 | 20 | 5 | 7.081e-07
1991-02-08 21:00 | 2 | 21 | 6 | 7.081e-07
1991-02-08 22:00 | 2 | 22 | 6 | 6.4373e-07
1991-02-08 23:00 | 2 | 23 | 6 | 7.081e-07
1991-02-09 | 2 | 0 | 6 | 7.081e-07
1991-02-09 01:00 | 2 | 1 | 6 | 6.4373e-07
1991-02-09 02:00 | 2 | 2 | 6 | 7.081e-07
1991-02-09 03:00 | 2 | 3 | 6 | 7.081e-07
1991-02-09 04:00 | 2 | 4 | 6 | 7.081e-07
1991-02-09 05:00 | 2 | 5 | 6 | 6.4373e-07
1991-02-09 06:00 | 2 | 6 | 6 | 7.081e-07
1991-02-09 07:00 | 2 | 7 | 6 | 7.081e-07
1991-02-09 08:00 | 2 | 8 | 6 | 7.081e-07
1991-02-09 09:00 | 2 | 9 | 6 | 7.081e-07
1991-02-09 10:00 | 2 | 10 | 6 | 7.081e-07
1991-02-09 11:00 | 2 | 11 | 6 | 7.081e-07
1991-02-09 12:00 | 2 | 12 | 6 | 7.081e-07
1991-02-09 13:00 | 2 | 13 | 6 | 6.4373e-07
1991-02-09 14:00 | 2 | 14 | 6 | 7.081e-07
1991-02-09 15:00 | 2 | 15 | 6 | 7.081e-07
1991-02-09 16:00 | 2 | 16 | 6 | 7.081e-07
1991-02-09 17:00 | 2 | 17 | 6 | 7.081e-07
1991-02-09 18:00 | 2 | 18 | 6 | 7.081e-07
1991-02-09 19:00 | 2 | 19 | 6 | 6.4373e-07
1991-02-09 20:00 | 2 | 20 | 6 | 7.081e-07
1991-02-09 21:00 | 2 | 21 | 6 | 7.081e-07
1991-02-09 22:00 | 2 | 22 | 6 | 7.081e-07
1991-02-09 23:00 | 2 | 23 | 6 | 7.081e-07
1991-02-10 | 2 | 0 | 6 | 7.081e-07
1991-02-10 01:00 | 2 | 1 | 6 | 7.081e-07
1991-02-10 02:00 | 2 | 2 | 6 | 7.081e-07
1991-02-10 03:00 | 2 | 3 | 6 | 6.4373e-07
1991-02-10 04:00 | 2 | 4 | 6 | 7.081e-07
1991-02-10 05:00 | 2 | 5 | 6 | 7.081e-07
1991-02-10 06:00 | 2 | 6 | 6 | 7.081e-07
1991-02-10 07:00 | 2 | 7 | 6 | 7.081e-07
1991-02-10 08:00 | 2 | 8 | 6 | 7.081e-07
1991-02-10 09:00 | 2 | 9 | 6 | 7.081e-07
1991-02-10 10:00 | 2 | 10 | 6 | 7.081e-07
1991-02-10 11:00 | 2 | 11 | 6 | 7.081e-07
1991-02-10 12:00 | 2 | 12 | 6 | 6.4373e-07
1991-02-10 13:00 | 2 | 13 | 6 | 3.5586e-05
1991-02-10 14:00 | 2 | 14 | 6 | 0.00010284
1991-02-10 15:00 | 2 | 15 | 6 | 7.081e-07
1991-02-10 16:00 | 2 | 16 | 6 | 6.4373e-07
1991-02-10 17:00 | 2 | 17 | 6 | 7.081e-07
1991-02-10 18:00 | 2 | 18 | 6 | 7.081e-07
1991-02-10 19:00 | 2 | 19 | 6 | 7.081e-07
1991-02-10 20:00 | 2 | 20 | 6 | 6.4373e-07
1991-02-10 21:00 | 2 | 21 | 6 | 7.081e-07
1991-02-10 22:00 | 2 | 22 | 6 | 7.081e-07
1991-02-10 23:00 | 2 | 23 | 6 | 7.081e-07
1991-02-11 | 2 | 0 | 6 | 7.081e-07
1991-02-11 01:00 | 2 | 1 | 6 | 6.4373e-07
1991-02-11 02:00 | 2 | 2 | 6 | 7.081e-07
1991-02-11 03:00 | 2 | 3 | 6 | 7.081e-07
1991-02-11 04:00 | 2 | 4 | 6 | 7.081e-07
1991-02-11 05:00 | 2 | 5 | 6 | 6.4373e-07
1991-02-11 06:00 | 2 | 6 | 6 | 7.081e-07
1991-02-11 07:00 | 2 | 7 | 6 | 7.081e-07
1991-02-11 08:00 | 2 | 8 | 5 | 7.7248e-07
1991-02-11 09:00 | 2 | 9 | 5 | 7.081e-07
1991-02-11 10:00 | 2 | 10 | 5 | 7.081e-07
1991-02-11 11:00 | 2 | 11 | 5 | 6.4373e-07
1991-02-11 12:00 | 2 | 12 | 5 | 7.081e-07
1991-02-11 13:00 | 2 | 13 | 5 | 7.081e-07
1991-02-11 14:00 | 2 | 14 | 5 | 6.4373e-07
1991-02-11 15:00 | 2 | 15 | 5 | 7.081e-07
1991-02-11 16:00 | 2 | 16 | 5 | 7.081e-07
1991-02-11 17:00 | 2 | 17 | 5 | 7.081e-07
1991-02-11 18:00 | 2 | 18 | 5 | 7.081e-07
1991-02-11 19:00 | 2 | 19 | 5 | 7.081e-07
1991-02-11 20:00 | 2 | 20 | 5 | 7.081e-07
1991-02-11 21:00 | 2 | 21 | 6 | 6.4373e-07
1991-02-11 22:00 | 2 | 22 | 6 | 7.081e-07
1991-02-11 23:00 | 2 | 23 | 6 | 7.081e-07
1991-02-12 | 2 | 0 | 6 | 7.081e-07
1991-02-12 01:00 | 2 | 1 | 6 | 6.4373e-07
1991-02-12 02:00 | 2 | 2 | 6 | 7.081e-07
1991-02-12 03:00 | 2 | 3 | 6 | 7.081e-07
1991-02-12 04:00 | 2 | 4 | 6 | 7.081e-07
1991-02-12 05:00 | 2 | 5 | 6 | 6.4373e-07
1991-02-12 06:00 | 2 | 6 | 6 | 7.081e-07
1991-02-12 07:00 | 2 | 7 | 6 | 7.081e-07
1991-02-12 08:00 | 2 | 8 | 5 | 7.081e-07
1991-02-12 09:00 | 2 | 9 | 5 | 7.081e-07
1991-02-12 10:00 | 2 | 10 | 5 | 7.081e-07
1991-02-12 11:00 | 2 | 11 | 5 | 7.081e-07
1991-02-12 12:00 | 2 | 12 | 5 | 7.081e-07
1991-02-12 13:00 | 2 | 13 | 5 | 7.081e-07
1991-02-12 14:00 | 2 | 14 | 5 | 6.4373e-07
1991-02-12 15:00 | 2 | 15 | 5 | 7.081e-07
1991-02-12 16:00 | 2 | 16 | 5 | 7.081e-07
1991-02-12 17:00 | 2 | 17 | 5 | 6.4373e-07
1991-02-12 18:00 | 2 | 18 | 5 | 7.081e-07
1991-02-12 19:00 | 2 | 19 | 5 | 7.081e-07
1991-02-12 20:00 | 2 | 20 | 5 | 7.081e-07
1991-02-12 21:00 | 2 | 21 | 6 | 7.081e-07
1991-02-12 22:00 | 2 | 22 | 6 | 7.081e-07
1991-02-12 23:00 | 2 | 23 | 6 | 6.4373e-07
1991-02-13 | 2 | 0 | 6 | 7.081e-07
1991-02-13 01:00 | 2 | 1 | 6 | 7.081e-07
1991-02-13 02:00 | 2 | 2 | 6 | 6.4373e-07
1991-02-13 03:00 | 2 | 3 | 6 | 7.081e-07
1991-02-13 04:00 | 2 | 4 | 6 | 6.4373e-07
1991-02-13 05:00 | 2 | 5 | 6 | 7.081e-07
1991-02-13 06:00 | 2 | 6 | 6 | 7.081e-07
1991-02-13 07:00 | 2 | 7 | 6 | 7.081e-07
1991-02-13 08:00 | 2 | 8 | 5 | 7.081e-07
1991-02-13 09:00 | 2 | 9 | 5 | 7.081e-07
1991-02-13 10:00 | 2 | 10 | 5 | 6.4373e-07
1991-02-13 11:00 | 2 | 11 | 5 | 7.081e-07
1991-02-13 12:00 | 2 | 12 | 5 | 3.2187e-07
1991-02-13 13:00 | 2 | 13 | 5 | 3.2187e-07
1991-02-13 14:00 | 2 | 14 | 5 | 3.8624e-07
1991-02-13 15:00 | 2 | 15 | 5 | 3.2187e-07
1991-02-13 16:00 | 2 | 16 | 5 | 3.2187e-07
1991-02-13 17:00 | 2 | 17 | 5 | 3.2187e-07
1991-02-13 18:00 | 2 | 18 | 5 | 3.8624e-07
1991-02-13 19:00 | 2 | 19 | 5 | 3.2187e-07
1991-02-13 20:00 | 2 | 20 | 5 | 3.2187e-07
1991-02-13 21:00 | 2 | 21 | 6 | 3.8624e-07
1991-02-13 22:00 | 2 | 22 | 6 | 3.2187e-07
1991-02-13 23:00 | 2 | 23 | 6 | 3.2187e-07
1991-02-14 | 2 | 0 | 6 | 3.2187e-07
1991-02-14 01:00 | 2 | 1 | 6 | 5.9224e-07
1991-02-14 02:00 | 2 | 2 | 6 | 3.2187e-07
1991-02-14 03:00 | 2 | 3 | 6 | 3.2187e-07
1991-02-14 04:00 | 2 | 4 | 6 | 1.4162e-06
1991-02-14 05:00 | 2 | 5 | 6 | 3.2187e-07
1991-02-14 06:00 | 2 | 6 | 6 | 5.1499e-07
1991-02-14 07:00 | 2 | 7 | 6 | 7.081e-07
1991-02-14 08:00 | 2 | 8 | 5 | 7.081e-07
1991-02-14 09:00 | 2 | 9 | 5 | 7.7248e-07
1991-02-14 10:00 | 2 | 10 | 5 | 7.081e-07
1991-02-14 11:00 | 2 | 11 | 5 | 7.081e-07
1991-02-14 12:00 | 2 | 12 | 5 | 7.081e-07
1991-02-14 13:00 | 2 | 13 | 5 | 7.081e-07
1991-02-14 14:00 | 2 | 14 | 5 | 1.215e-06
1991-02-14 15:00 | 2 | 15 | 5 | 7.081e-07
1991-02-14 16:00 | 2 | 16 | 5 | 1.2794e-06
1991-02-14 17:00 | 2 | 17 | 5 | 6.4373e-07
1991-02-14 18:00 | 2 | 18 | 5 | 7.081e-07
1991-02-14 19:00 | 2 | 19 | 5 | 7.081e-07
1991-02-14 20:00 | 2 | 20 | 5 | 7.081e-07
1991-02-14 21:00 | 2 | 21 | 6 | 7.081e-07
1991-02-14 22:00 | 2 | 22 | 6 | 7.081e-07
1991-02-14 23:00 | 2 | 23 | 6 | 7.081e-07
1991-02-15 | 2 | 0 | 6 | 7.081e-07
1991-02-15 01:00 | 2 | 1 | 6 | 6.4373e-07
1991-02-15 02:00 | 2 | 2 | 6 | 7.081e-07
1991-02-15 03:00 | 2 | 3 | 6 | 7.081e-07
1991-02-15 04:00 | 2 | 4 | 6 | 6.4373e-07
1991-02-15 05:00 | 2 | 5 | 6 | 7.081e-07
1991-02-15 06:00 | 2 | 6 | 6 | 7.081e-07
1991-02-15 07:00 | 2 | 7 | 6 | 7.081e-07
1991-02-15 08:00 | 2 | 8 | 5 | 7.081e-07
1991-02-15 09:00 | 2 | 9 | 5 | 7.081e-07
1991-02-15 10:00 | 2 | 10 | 5 | 7.081e-07
1991-02-15 11:00 | 2 | 11 | 5 | 7.7248e-07
1991-02-15 12:00 | 2 | 12 | 5 | 6.4373e-07
1991-02-15 13:00 | 2 | 13 | 5 | 7.081e-07
1991-02-15 14:00 | 2 | 14 | 5 | 7.081e-07
1991-02-15 15:00 | 2 | 15 | 5 | 7.081e-07
1991-02-15 16:00 | 2 | 16 | 5 | 7.081e-07
1991-02-15 17:00 | 2 | 17 | 5 | 7.081e-07
1991-02-15 18:00 | 2 | 18 | 5 | 7.081e-07
1991-02-15 19:00 | 2 | 19 | 5 | 7.081e-07
1991-02-15 20:00 | 2 | 20 | 5 | 7.081e-07
1991-02-15 21:00 | 2 | 21 | 6 | 1.2488e-06
1991-02-15 22:00 | 2 | 22 | 6 | 7.081e-07
1991-02-15 23:00 | 2 | 23 | 6 | 7.081e-07
1991-02-16 | 2 | 0 | 6 | 7.081e-07
1991-02-16 01:00 | 2 | 1 | 6 | 6.4373e-07
1991-02-16 02:00 | 2 | 2 | 6 | 7.081e-07
1991-02-16 03:00 | 2 | 3 | 6 | 5.24e-06
1991-02-16 04:00 | 2 | 4 | 6 | 6.9266e-06
1991-02-16 05:00 | 2 | 5 | 6 | 8.5488e-06
1991-02-16 06:00 | 2 | 6 | 6 | 7.403e-06
1991-02-16 07:00 | 2 | 7 | 6 | 3.9525e-06
1991-02-16 08:00 | 2 | 8 | 6 | 7.081e-07
1991-02-16 09:00 | 2 | 9 | 6 | 7.081e-07
1991-02-16 10:00 | 2 | 10 | 6 | 7.7248e-07
1991-02-16 11:00 | 2 | 11 | 6 | 7.081e-07
1991-02-16 12:00 | 2 | 12 | 6 | 8.1625e-07
1991-02-16 13:00 | 2 | 13 | 6 | 7.081e-07
1991-02-16 14:00 | 2 | 14 | 6 | 7.081e-07
1991-02-16 15:00 | 2 | 15 | 6 | 7.081e-07
1991-02-16 16:00 | 2 | 16 | 6 | 7.7248e-07
1991-02-16 17:00 | 2 | 17 | 6 | 7.081e-07
1991-02-16 18:00 | 2 | 18 | 6 | 7.081e-07
1991-02-16 19:00 | 2 | 19 | 6 | 7.081e-07
1991-02-16 20:00 | 2 | 20 | 6 | 7.081e-07
1991-02-16 21:00 | 2 | 21 | 6 | 6.4373e-07
1991-02-16 22:00 | 2 | 22 | 6 | 7.081e-07
1991-02-16 23:00 | 2 | 23 | 6 | 7.081e-07
1991-02-17 | 2 | 0 | 6 | 8.1625e-07
1991-02-17 01:00 | 2 | 1 | 6 | 9.7847e-07
1991-02-17 02:00 | 2 | 2 | 6 | 1.7252e-06
1991-02-17 03:00 | 2 | 3 | 6 | 3.1414e-06
1991-02-17 04:00 | 2 | 4 | 6 | 4.6993e-06
1991-02-17 05:00 | 2 | 5 | 6 | 5.034e-06
1991-02-17 06:00 | 2 | 6 | 6 | 6.1155e-06
1991-02-17 07:00 | 2 | 7 | 6 | 5.3044e-06
1991-02-17 08:00 | 2 | 8 | 6 | 1.4486e-06
1991-02-17 09:00 | 2 | 9 | 6 | 7.081e-07
1991-02-17 10:00 | 2 | 10 | 6 | 7.081e-07
1991-02-17 11:00 | 2 | 11 | 6 | 7.081e-07
1991-02-17 12:00 | 2 | 12 | 6 | 7.081e-07
1991-02-17 13:00 | 2 | 13 | 6 | 1.4486e-06
1991-02-17 14:00 | 2 | 14 | 6 | 7.081e-07
1991-02-17 15:00 | 2 | 15 | 6 | 7.081e-07
1991-02-17 16:00 | 2 | 16 | 6 | 7.081e-07
1991-02-17 17:00 | 2 | 17 | 6 | 7.081e-07
1991-02-17 18:00 | 2 | 18 | 6 | 7.081e-07
1991-02-17 19:00 | 2 | 19 | 6 | 7.081e-07
1991-02-17 20:00 | 2 | 20 | 6 | 7.081e-07
1991-02-17 21:00 | 2 | 21 | 6 | 7.081e-07
1991-02-17 22:00 | 2 | 22 | 6 | 7.081e-07
1991-02-17 23:00 | 2 | 23 | 6 | 6.4373e-07
1991-02-18 | 2 | 0 | 6 | 7.081e-07
1991-02-18 01:00 | 2 | 1 | 6 | 6.4373e-07
1991-02-18 02:00 | 2 | 2 | 6 | 7.081e-07
1991-02-18 03:00 | 2 | 3 | 6 | 7.081e-07
1991-02-18 04:00 | 2 | 4 | 6 | 6.4373e-07
1991-02-18 05:00 | 2 | 5 | 6 | 4.4933e-06
1991-02-18 06:00 | 2 | 6 | 6 | 3.4118e-06
1991-02-18 07:00 | 2 | 7 | 6 | 7.081e-07
1991-02-18 08:00 | 2 | 8 | 6 | 6.4373e-07
1991-02-18 09:00 | 2 | 9 | 6 | 7.7248e-07
1991-02-18 10:00 | 2 | 10 | 6 | 7.081e-07
1991-02-18 11:00 | 2 | 11 | 6 | 7.081e-07
1991-02-18 12:00 | 2 | 12 | 6 | 7.081e-07
1991-02-18 13:00 | 2 | 13 | 6 | 7.081e-07
1991-02-18 14:00 | 2 | 14 | 6 | 7.081e-07
1991-02-18 15:00 | 2 | 15 | 6 | 7.081e-07
1991-02-18 16:00 | 2 | 16 | 6 | 7.081e-07
1991-02-18 17:00 | 2 | 17 | 6 | 7.081e-07
1991-02-18 18:00 | 2 | 18 | 6 | 7.7248e-07
1991-02-18 19:00 | 2 | 19 | 6 | 7.081e-07
1991-02-18 20:00 | 2 | 20 | 6 | 7.081e-07
1991-02-18 21:00 | 2 | 21 | 6 | 7.081e-07
1991-02-18 22:00 | 2 | 22 | 6 | 7.081e-07
1991-02-18 23:00 | 2 | 23 | 6 | 7.081e-07
1991-02-19 | 2 | 0 | 6 | 7.081e-07
1991-02-19 01:00 | 2 | 1 | 6 | 6.4373e-07
1991-02-19 02:00 | 2 | 2 | 6 | 7.081e-07
1991-02-19 03:00 | 2 | 3 | 6 | 7.081e-07
1991-02-19 04:00 | 2 | 4 | 6 | 6.4373e-07
1991-02-19 05:00 | 2 | 5 | 6 | 7.081e-07
1991-02-19 06:00 | 2 | 6 | 6 | 6.4373e-07
1991-02-19 07:00 | 2 | 7 | 6 | 7.7248e-07
1991-02-19 08:00 | 2 | 8 | 5 | 7.081e-07
1991-02-19 09:00 | 2 | 9 | 5 | 7.081e-07
1991-02-19 10:00 | 2 | 10 | 5 | 7.081e-07
1991-02-19 11:00 | 2 | 11 | 5 | 7.081e-07
1991-02-19 12:00 | 2 | 12 | 5 | 7.081e-07
1991-02-19 13:00 | 2 | 13 | 5 | 7.081e-07
1991-02-19 14:00 | 2 | 14 | 5 | 7.081e-07
1991-02-19 15:00 | 2 | 15 | 5 | 7.081e-07
1991-02-19 16:00 | 2 | 16 | 5 | 7.081e-07
1991-02-19 17:00 | 2 | 17 | 5 | 7.081e-07
1991-02-19 18:00 | 2 | 18 | 5 | 7.081e-07
1991-02-19 19:00 | 2 | 19 | 5 | 7.081e-07
1991-02-19 20:00 | 2 | 20 | 5 | 7.081e-07
1991-02-19 21:00 | 2 | 21 | 6 | 7.081e-07
1991-02-19 22:00 | 2 | 22 | 6 | 7.081e-07
1991-02-19 23:00 | 2 | 23 | 6 | 7.081e-07
1991-02-20 | 2 | 0 | 6 | 7.081e-07
1991-02-20 01:00 | 2 | 1 | 6 | 7.081e-07
1991-02-20 02:00 | 2 | 2 | 6 | 6.4373e-07
1991-02-20 03:00 | 2 | 3 | 6 | 7.081e-07
1991-02-20 04:00 | 2 | 4 | 6 | 7.081e-07
1991-02-20 05:00 | 2 | 5 | 6 | 7.081e-07
1991-02-20 06:00 | 2 | 6 | 6 | 7.081e-07
1991-02-20 07:00 | 2 | 7 | 6 | 7.081e-07
1991-02-20 08:00 | 2 | 8 | 5 | 7.081e-07
1991-02-20 09:00 | 2 | 9 | 5 | 7.081e-07
1991-02-20 10:00 | 2 | 10 | 5 | 7.081e-07
1991-02-20 11:00 | 2 | 11 | 5 | 7.081e-07
1991-02-20 12:00 | 2 | 12 | 5 | 7.081e-07
1991-02-20 13:00 | 2 | 13 | 5 | 7.081e-07
1991-02-20 14:00 | 2 | 14 | 5 | 6.4373e-07
1991-02-20 15:00 | 2 | 15 | 5 | 7.081e-07
1991-02-20 16:00 | 2 | 16 | 5 | 7.081e-07
1991-02-20 17:00 | 2 | 17 | 5 | 7.081e-07
1991-02-20 18:00 | 2 | 18 | 5 | 7.081e-07
1991-02-20 19:00 | 2 | 19 | 5 | 7.081e-07
1991-02-20 20:00 | 2 | 20 | 5 | 9.7847e-07
1991-02-20 21:00 | 2 | 21 | 6 | 7.081e-07
1991-02-20 22:00 | 2 | 22 | 6 | 7.081e-07
1991-02-20 23:00 | 2 | 23 | 6 | 7.081e-07
1991-02-21 | 2 | 0 | 6 | 7.081e-07
1991-02-21 01:00 | 2 | 1 | 6 | 7.081e-07
1991-02-21 02:00 | 2 | 2 | 6 | 6.4373e-07
1991-02-21 03:00 | 2 | 3 | 6 | 7.081e-07
1991-02-21 04:00 | 2 | 4 | 6 | 7.081e-07
1991-02-21 05:00 | 2 | 5 | 6 | 7.081e-07
1991-02-21 06:00 | 2 | 6 | 6 | 6.4373e-07
1991-02-21 07:00 | 2 | 7 | 6 | 7.081e-07
1991-02-21 08:00 | 2 | 8 | 5 | 7.7248e-07
1991-02-21 09:00 | 2 | 9 | 5 | 5.7936e-07
1991-02-21 10:00 | 2 | 10 | 5 | 3.8624e-07
1991-02-21 11:00 | 2 | 11 | 5 | 3.2187e-07
1991-02-21 12:00 | 2 | 12 | 5 | 3.2187e-07
1991-02-21 13:00 | 2 | 13 | 5 | 3.2187e-07
1991-02-21 14:00 | 2 | 14 | 5 | 3.2187e-07
1991-02-21 15:00 | 2 | 15 | 5 | 1.1268e-06
1991-02-21 16:00 | 2 | 16 | 5 | 3.2187e-07
1991-02-21 17:00 | 2 | 17 | 5 | 3.2187e-07
1991-02-21 18:00 | 2 | 18 | 5 | 3.2187e-07
1991-02-21 19:00 | 2 | 19 | 5 | 3.8624e-07
1991-02-21 20:00 | 2 | 20 | 5 | 3.2187e-07
1991-02-21 21:00 | 2 | 21 | 6 | 5.1499e-07
1991-02-21 22:00 | 2 | 22 | 6 | 7.081e-07
1991-02-21 23:00 | 2 | 23 | 6 | 7.081e-07
1991-02-22 | 2 | 0 | 6 | 6.4373e-07
1991-02-22 01:00 | 2 | 1 | 6 | 7.081e-07
1991-02-22 02:00 | 2 | 2 | 6 | 7.081e-07
1991-02-22 03:00 | 2 | 3 | 6 | 6.4373e-07
1991-02-22 04:00 | 2 | 4 | 6 | 7.081e-07
1991-02-22 05:00 | 2 | 5 | 6 | 7.081e-07
1991-02-22 06:00 | 2 | 6 | 6 | 6.4373e-07
1991-02-22 07:00 | 2 | 7 | 6 | 7.7248e-07
1991-02-22 08:00 | 2 | 8 | 5 | 7.081e-07
1991-02-22 09:00 | 2 | 9 | 5 | 5.1499e-07
1991-02-22 10:00 | 2 | 10 | 5 | 3.2187e-07
1991-02-22 11:00 | 2 | 11 | 5 | 3.2187e-07
1991-02-22 12:00 | 2 | 12 | 5 | 3.2187e-07
1991-02-22 13:00 | 2 | 13 | 5 | 6.4373e-07
1991-02-22 14:00 | 2 | 14 | 5 | 3.8624e-07
1991-02-22 15:00 | 2 | 15 | 5 | 3.2187e-07
1991-02-22 16:00 | 2 | 16 | 5 | 3.2187e-07
1991-02-22 17:00 | 2 | 17 | 5 | 3.2187e-07
1991-02-22 18:00 | 2 | 18 | 5 | 1.1268e-06
1991-02-22 19:00 | 2 | 19 | 5 | 3.2187e-07
1991-02-22 20:00 | 2 | 20 | 5 | 3.2187e-07
1991-02-22 21:00 | 2 | 21 | 6 | 3.8624e-07
1991-02-22 22:00 | 2 | 22 | 6 | 3.2187e-07
1991-02-22 23:00 | 2 | 23 | 6 | 3.2187e-07
1991-02-23 | 2 | 0 | 6 | 3.2187e-07
1991-02-23 01:00 | 2 | 1 | 6 | 3.2187e-07
1991-02-23 02:00 | 2 | 2 | 6 | 3.8624e-07
1991-02-23 03:00 | 2 | 3 | 6 | 3.2187e-07
1991-02-23 04:00 | 2 | 4 | 6 | 3.2187e-07
1991-02-23 05:00 | 2 | 5 | 6 | 3.2187e-07
1991-02-23 06:00 | 2 | 6 | 6 | 3.2187e-07
1991-02-23 07:00 | 2 | 7 | 6 | 3.2187e-07
1991-02-23 08:00 | 2 | 8 | 6 | 3.8624e-07
1991-02-23 09:00 | 2 | 9 | 6 | 3.2187e-07
1991-02-23 10:00 | 2 | 10 | 6 | 3.2187e-07
1991-02-23 11:00 | 2 | 11 | 6 | 3.8624e-07
1991-02-23 12:00 | 2 | 12 | 6 | 3.2187e-07
1991-02-23 13:00 | 2 | 13 | 6 | 3.8624e-07
1991-02-23 14:00 | 2 | 14 | 6 | 3.2187e-07
1991-02-23 15:00 | 2 | 15 | 6 | 3.8624e-07
1991-02-23 16:00 | 2 | 16 | 6 | 3.2187e-07
1991-02-23 17:00 | 2 | 17 | 6 | 3.2187e-07
1991-02-23 18:00 | 2 | 18 | 6 | 3.8624e-07
1991-02-23 19:00 | 2 | 19 | 6 | 3.2187e-07
1991-02-23 20:00 | 2 | 20 | 6 | 3.2187e-07
1991-02-23 21:00 | 2 | 21 | 6 | 3.8624e-07
1991-02-23 22:00 | 2 | 22 | 6 | 3.2187e-07
1991-02-23 23:00 | 2 | 23 | 6 | 3.2187e-07
1991-02-24 | 2 | 0 | 6 | 3.2187e-07
1991-02-24 01:00 | 2 | 1 | 6 | 3.8624e-07
1991-02-24 02:00 | 2 | 2 | 6 | 3.2187e-07
1991-02-24 03:00 | 2 | 3 | 6 | 3.2187e-07
1991-02-24 04:00 | 2 | 4 | 6 | 3.2187e-07
1991-02-24 05:00 | 2 | 5 | 6 | 3.2187e-07
1991-02-24 06:00 | 2 | 6 | 6 | 3.8624e-07
1991-02-24 07:00 | 2 | 7 | 6 | 3.8624e-07
1991-02-24 08:00 | 2 | 8 | 6 | 3.2187e-07
1991-02-24 09:00 | 2 | 9 | 6 | 3.8624e-07
1991-02-24 10:00 | 2 | 10 | 6 | 3.8624e-07
1991-02-24 11:00 | 2 | 11 | 6 | 3.2187e-07
1991-02-24 12:00 | 2 | 12 | 6 | 3.8624e-07
1991-02-24 13:00 | 2 | 13 | 6 | 3.8624e-07
1991-02-24 14:00 | 2 | 14 | 6 | 3.8624e-07
1991-02-24 15:00 | 2 | 15 | 6 | 3.8624e-07
1991-02-24 16:00 | 2 | 16 | 6 | 3.8624e-07
1991-02-24 17:00 | 2 | 17 | 6 | 3.2187e-07
1991-02-24 18:00 | 2 | 18 | 6 | 3.8624e-07
1991-02-24 19:00 | 2 | 19 | 6 | 3.2187e-07
1991-02-24 20:00 | 2 | 20 | 6 | 3.2187e-07
1991-02-24 21:00 | 2 | 21 | 6 | 3.2187e-07
1991-02-24 22:00 | 2 | 22 | 6 | 3.8624e-07
1991-02-24 23:00 | 2 | 23 | 6 | 3.2187e-07
1991-02-25 | 2 | 0 | 6 | 3.2187e-07
1991-02-25 01:00 | 2 | 1 | 6 | 3.2187e-07
1991-02-25 02:00 | 2 | 2 | 6 | 3.2187e-07
1991-02-25 03:00 | 2 | 3 | 6 | 3.2187e-07
1991-02-25 04:00 | 2 | 4 | 6 | 3.2187e-07
1991-02-25 05:00 | 2 | 5 | 6 | 3.2187e-07
1991-02-25 06:00 | 2 | 6 | 6 | 5.1499e-07
1991-02-25 07:00 | 2 | 7 | 6 | 7.081e-07
1991-02-25 08:00 | 2 | 8 | 5 | 7.081e-07
1991-02-25 09:00 | 2 | 9 | 5 | 4.5061e-07
1991-02-25 10:00 | 2 | 10 | 5 | 3.2187e-07
1991-02-25 11:00 | 2 | 11 | 5 | 1.0624e-06
1991-02-25 12:00 | 2 | 12 | 5 | 3.2187e-07
1991-02-25 13:00 | 2 | 13 | 5 | 3.8624e-07
1991-02-25 14:00 | 2 | 14 | 5 | 3.2187e-07
1991-02-25 15:00 | 2 | 15 | 5 | 3.2187e-07
1991-02-25 16:00 | 2 | 16 | 5 | 3.2187e-07
1991-02-25 17:00 | 2 | 17 | 5 | 3.8624e-07
1991-02-25 18:00 | 2 | 18 | 5 | 3.2187e-07
1991-02-25 19:00 | 2 | 19 | 5 | 3.2187e-07
1991-02-25 20:00 | 2 | 20 | 5 | 3.8624e-07
1991-02-25 21:00 | 2 | 21 | 6 | 3.2187e-07
1991-02-25 22:00 | 2 | 22 | 6 | 3.2187e-07
1991-02-25 23:00 | 2 | 23 | 6 | 3.2187e-07
1991-02-26 | 2 | 0 | 6 | 2.1898e-06
1991-02-26 01:00 | 2 | 1 | 6 | 2.2372e-06
1991-02-26 02:00 | 2 | 2 | 6 | 2.1898e-06
1991-02-26 03:00 | 2 | 3 | 6 | 2.0123e-06
1991-02-26 04:00 | 2 | 4 | 6 | 2.1898e-06
1991-02-26 05:00 | 2 | 5 | 6 | 2.1898e-06
1991-02-26 06:00 | 2 | 6 | 6 | 2.0123e-06
1991-02-26 07:00 | 2 | 7 | 6 | 2.717e-06
1991-02-26 08:00 | 2 | 8 | 5 | 2.1898e-06
1991-02-26 09:00 | 2 | 9 | 5 | 2.1898e-06
1991-02-26 10:00 | 2 | 10 | 5 | 2.1898e-06
1991-02-26 11:00 | 2 | 11 | 5 | 2.0123e-06
1991-02-26 12:00 | 2 | 12 | 5 | 2.2372e-06
1991-02-26 13:00 | 2 | 13 | 5 | 2.0123e-06
1991-02-26 14:00 | 2 | 14 | 5 | 2.1898e-06
1991-02-26 15:00 | 2 | 15 | 5 | 2.0597e-06
1991-02-26 16:00 | 2 | 16 | 5 | 2.0123e-06
1991-02-26 17:00 | 2 | 17 | 5 | 2.1898e-06
1991-02-26 18:00 | 2 | 18 | 5 | 2.0123e-06
1991-02-26 19:00 | 2 | 19 | 5 | 2.2372e-06
1991-02-26 20:00 | 2 | 20 | 5 | 2.1898e-06
1991-02-26 21:00 | 2 | 21 | 6 | 2.0123e-06
1991-02-26 22:00 | 2 | 22 | 6 | 2.1898e-06
1991-02-26 23:00 | 2 | 23 | 6 | 2.1898e-06
1991-02-27 | 2 | 0 | 6 | 2.0123e-06
1991-02-27 01:00 | 2 | 1 | 6 | 2.1898e-06
1991-02-27 02:00 | 2 | 2 | 6 | 2.2372e-06
1991-02-27 03:00 | 2 | 3 | 6 | 2.1898e-06
1991-02-27 04:00 | 2 | 4 | 6 | 2.1898e-06
1991-02-27 05:00 | 2 | 5 | 6 | 2.0123e-06
1991-02-27 06:00 | 2 | 6 | 6 | 2.1898e-06
1991-02-27 07:00 | 2 | 7 | 6 | 2.1898e-06
1991-02-27 08:00 | 2 | 8 | 5 | 2.2372e-06
1991-02-27 09:00 | 2 | 9 | 5 | 7.8774e-06
1991-02-27 10:00 | 2 | 10 | 5 | 3.4342e-06
1991-02-27 11:00 | 2 | 11 | 5 | 2.1898e-06
1991-02-27 12:00 | 2 | 12 | 5 | 2.2372e-06
1991-02-27 13:00 | 2 | 13 | 5 | 2.0123e-06
1991-02-27 14:00 | 2 | 14 | 5 | 2.0123e-06
1991-02-27 15:00 | 2 | 15 | 5 | 2.1898e-06
1991-02-27 16:00 | 2 | 16 | 5 | 2.0123e-06
1991-02-27 17:00 | 2 | 17 | 5 | 2.2372e-06
1991-02-27 18:00 | 2 | 18 | 5 | 2.0123e-06
1991-02-27 19:00 | 2 | 19 | 5 | 2.1898e-06
1991-02-27 20:00 | 2 | 20 | 5 | 2.0597e-06
1991-02-27 21:00 | 2 | 21 | 6 | 2.1898e-06
1991-02-27 22:00 | 2 | 22 | 6 | 2.1898e-06
1991-02-27 23:00 | 2 | 23 | 6 | 2.0123e-06
1991-02-28 | 2 | 0 | 6 | 2.2372e-06
1991-02-28 01:00 | 2 | 1 | 6 | 2.1898e-06
1991-02-28 02:00 | 2 | 2 | 6 | 2.0123e-06
1991-02-28 03:00 | 2 | 3 | 6 | 2.1898e-06
1991-02-28 04:00 | 2 | 4 | 6 | 2.1898e-06
1991-02-28 05:00 | 2 | 5 | 6 | 2.1898e-06
1991-02-28 06:00 | 2 | 6 | 6 | 2.0123e-06
1991-02-28 07:00 | 2 | 7 | 6 | 2.1898e-06
1991-02-28 08:00 | 2 | 8 | 5 | 2.2372e-06
1991-02-28 09:00 | 2 | 9 | 5 | 2.1898e-06
1991-02-28 10:00 | 2 | 10 | 5 | 2.0123e-06
1991-02-28 11:00 | 2 | 11 | 5 | 2.2372e-06
1991-02-28 12:00 | 2 | 12 | 5 | 2.1898e-06
1991-02-28 13:00 | 2 | 13 | 5 | 2.0123e-06
1991-02-28 14:00 | 2 | 14 | 5 | 2.1898e-06
1991-02-28 15:00 | 2 | 15 | 5 | 2.0597e-06
1991-02-28 16:00 | 2 | 16 | 5 | 2.1898e-06
1991-02-28 17:00 | 2 | 17 | 5 | 2.0123e-06
1991-02-28 18:00 | 2 | 18 | 5 | 2.2372e-06
1991-02-28 19:00 | 2 | 19 | 5 | 2.0123e-06
1991-02-28 20:00 | 2 | 20 | 5 | 2.1898e-06
1991-02-28 21:00 | 2 | 21 | 6 | 2.2372e-06
1991-02-28 22:00 | 2 | 22 | 6 | 2.0123e-06
1991-02-28 23:00 | 2 | 23 | 6 | 2.1898e-06
1991-03-01 | 3 | 0 | 6 | 2.0123e-06
1991-03-01 01:00 | 3 | 1 | 6 | 2.1898e-06
1991-03-01 02:00 | 3 | 2 | 6 | 2.1898e-06
1991-03-01 03:00 | 3 | 3 | 6 | 2.0123e-06
1991-03-01 04:00 | 3 | 4 | 6 | 2.1898e-06
1991-03-01 05:00 | 3 | 5 | 6 | 2.1898e-06
1991-03-01 06:00 | 3 | 6 | 6 | 2.0123e-06
1991-03-01 07:00 | 3 | 7 | 6 | 2.2372e-06
1991-03-01 08:00 | 3 | 8 | 5 | 8.6111e-06
1991-03-01 09:00 | 3 | 9 | 5 | 2.1898e-06
1991-03-01 10:00 | 3 | 10 | 5 | 2.0597e-06
1991-03-01 11:00 | 3 | 11 | 5 | 2.1898e-06
1991-03-01 12:00 | 3 | 12 | 5 | 2.1898e-06
1991-03-01 13:00 | 3 | 13 | 5 | 2.0123e-06
1991-03-01 14:00 | 3 | 14 | 5 | 2.2372e-06
1991-03-01 15:00 | 3 | 15 | 5 | 2.1898e-06
1991-03-01 16:00 | 3 | 16 | 5 | 2.1898e-06
1991-03-01 17:00 | 3 | 17 | 5 | 2.0597e-06
1991-03-01 18:00 | 3 | 18 | 5 | 2.1898e-06
1991-03-01 19:00 | 3 | 19 | 5 | 2.1898e-06
1991-03-01 20:00 | 3 | 20 | 5 | 2.0123e-06
1991-03-01 21:00 | 3 | 21 | 6 | 2.2372e-06
1991-03-01 22:00 | 3 | 22 | 6 | 2.0123e-06
1991-03-01 23:00 | 3 | 23 | 6 | 2.1898e-06
1991-03-02 | 3 | 0 | 6 | 2.1898e-06
1991-03-02 01:00 | 3 | 1 | 6 | 2.1898e-06
1991-03-02 02:00 | 3 | 2 | 6 | 2.0123e-06
1991-03-02 03:00 | 3 | 3 | 6 | 2.2372e-06
1991-03-02 04:00 | 3 | 4 | 6 | 2.1898e-06
1991-03-02 05:00 | 3 | 5 | 6 | 2.0123e-06
1991-03-02 06:00 | 3 | 6 | 6 | 2.1898e-06
1991-03-02 07:00 | 3 | 7 | 6 | 2.1898e-06
1991-03-02 08:00 | 3 | 8 | 6 | 2.2372e-06
1991-03-02 09:00 | 3 | 9 | 6 | 2.0123e-06
1991-03-02 10:00 | 3 | 10 | 6 | 2.2372e-06
1991-03-02 11:00 | 3 | 11 | 6 | 2.0123e-06
1991-03-02 12:00 | 3 | 12 | 6 | 8.6111e-06
1991-03-02 13:00 | 3 | 13 | 6 | 7.6524e-06
1991-03-02 14:00 | 3 | 14 | 6 | 4.8826e-06
1991-03-02 15:00 | 3 | 15 | 6 | 2.0123e-06
1991-03-02 16:00 | 3 | 16 | 6 | 5.3443e-06
1991-03-02 17:00 | 3 | 17 | 6 | 6.3622e-06
1991-03-02 18:00 | 3 | 18 | 6 | 5.3443e-06
1991-03-02 19:00 | 3 | 19 | 6 | 4.9122e-06
1991-03-02 20:00 | 3 | 20 | 6 | 2.1898e-06
1991-03-02 21:00 | 3 | 21 | 6 | 2.1898e-06
1991-03-02 22:00 | 3 | 22 | 6 | 2.0597e-06
1991-03-02 23:00 | 3 | 23 | 6 | 2.1898e-06
1991-03-03 | 3 | 0 | 6 | 2.332e-06
1991-03-03 01:00 | 3 | 1 | 6 | 2.4268e-06
1991-03-03 02:00 | 3 | 2 | 6 | 2.4742e-06
1991-03-03 03:00 | 3 | 3 | 6 | 2.4268e-06
1991-03-03 04:00 | 3 | 4 | 6 | 2.2967e-06
1991-03-03 05:00 | 3 | 5 | 6 | 2.9066e-06
1991-03-03 06:00 | 3 | 6 | 6 | 1.0532e-05
1991-03-03 07:00 | 3 | 7 | 6 | 5.081e-06
1991-03-03 08:00 | 3 | 8 | 6 | 2.0439e-05
1991-03-03 09:00 | 3 | 9 | 6 | 5.3741e-06
1991-03-03 10:00 | 3 | 10 | 6 | 5.2706e-06
1991-03-03 11:00 | 3 | 11 | 6 | 2.4921e-06
1991-03-03 12:00 | 3 | 12 | 6 | 2.2372e-06
1991-03-03 13:00 | 3 | 13 | 6 | 2.0123e-06
1991-03-03 14:00 | 3 | 14 | 6 | 2.0123e-06
1991-03-03 15:00 | 3 | 15 | 6 | 2.0123e-06
1991-03-03 16:00 | 3 | 16 | 6 | 2.2967e-06
1991-03-03 17:00 | 3 | 17 | 6 | 2.0123e-06
1991-03-03 18:00 | 3 | 18 | 6 | 2.1898e-06
1991-03-03 19:00 | 3 | 19 | 6 | 5.1667e-06
1991-03-03 20:00 | 3 | 20 | 6 | 2.1898e-06
1991-03-03 21:00 | 3 | 21 | 6 | 5.1193e-06
1991-03-03 22:00 | 3 | 22 | 6 | 2.1898e-06
1991-03-03 23:00 | 3 | 23 | 6 | 2.0123e-06
1991-03-04 | 3 | 0 | 6 | 2.332e-06
1991-03-04 01:00 | 3 | 1 | 6 | 2.4268e-06
1991-03-04 02:00 | 3 | 2 | 6 | 2.2967e-06
1991-03-04 03:00 | 3 | 3 | 6 | 2.4268e-06
1991-03-04 04:00 | 3 | 4 | 6 | 2.2967e-06
1991-03-04 05:00 | 3 | 5 | 6 | 5.081e-06
1991-03-04 06:00 | 3 | 6 | 6 | 2.4268e-06
1991-03-04 07:00 | 3 | 7 | 6 | 7.2383e-06
1991-03-04 08:00 | 3 | 8 | 5 | 8.8776e-06
1991-03-04 09:00 | 3 | 9 | 5 | 2.1898e-06
1991-03-04 10:00 | 3 | 10 | 5 | 2.0597e-06
1991-03-04 11:00 | 3 | 11 | 5 | 2.1898e-06
1991-03-04 12:00 | 3 | 12 | 5 | 2.0123e-06
1991-03-04 13:00 | 3 | 13 | 5 | 2.0123e-06
1991-03-04 14:00 | 3 | 14 | 5 | 2.0597e-06
1991-03-04 15:00 | 3 | 15 | 5 | 2.0123e-06
1991-03-04 16:00 | 3 | 16 | 5 | 2.1898e-06
1991-03-04 17:00 | 3 | 17 | 5 | 2.0123e-06
1991-03-04 18:00 | 3 | 18 | 5 | 2.0123e-06
1991-03-04 19:00 | 3 | 19 | 5 | 2.2372e-06
1991-03-04 20:00 | 3 | 20 | 5 | 2.0123e-06
1991-03-04 21:00 | 3 | 21 | 6 | 2.1898e-06
1991-03-04 22:00 | 3 | 22 | 6 | 2.0123e-06
1991-03-04 23:00 | 3 | 23 | 6 | 2.2372e-06
1991-03-05 | 3 | 0 | 6 | 2.0123e-06
1991-03-05 01:00 | 3 | 1 | 6 | 2.1898e-06
1991-03-05 02:00 | 3 | 2 | 6 | 2.1898e-06
1991-03-05 03:00 | 3 | 3 | 6 | 2.0123e-06
1991-03-05 04:00 | 3 | 4 | 6 | 2.1898e-06
1991-03-05 05:00 | 3 | 5 | 6 | 8.1143e-06
1991-03-05 06:00 | 3 | 6 | 6 | 2.9602e-06
1991-03-05 07:00 | 3 | 7 | 6 | 5.504e-06
1991-03-05 08:00 | 3 | 8 | 5 | 1.1304e-05
1991-03-05 09:00 | 3 | 9 | 5 | 4.7525e-06
1991-03-05 10:00 | 3 | 10 | 5 | 4.4683e-06
1991-03-05 11:00 | 3 | 11 | 5 | 2.0123e-06
1991-03-05 12:00 | 3 | 12 | 5 | 2.1898e-06
1991-03-05 13:00 | 3 | 13 | 5 | 2.4862e-06
1991-03-05 14:00 | 3 | 14 | 5 | 2.0123e-06
1991-03-05 15:00 | 3 | 15 | 5 | 2.0597e-06
1991-03-05 16:00 | 3 | 16 | 5 | 2.0123e-06
1991-03-05 17:00 | 3 | 17 | 5 | 2.0123e-06
1991-03-05 18:00 | 3 | 18 | 5 | 3.6398e-06
1991-03-05 19:00 | 3 | 19 | 5 | 2.0597e-06
1991-03-05 20:00 | 3 | 20 | 5 | 2.1898e-06
1991-03-05 21:00 | 3 | 21 | 6 | 2.0123e-06
1991-03-05 22:00 | 3 | 22 | 6 | 2.1898e-06
1991-03-05 23:00 | 3 | 23 | 6 | 2.0123e-06
1991-03-06 | 3 | 0 | 6 | 2.1898e-06
1991-03-06 01:00 | 3 | 1 | 6 | 2.2372e-06
1991-03-06 02:00 | 3 | 2 | 6 | 2.0123e-06
1991-03-06 03:00 | 3 | 3 | 6 | 2.1898e-06
1991-03-06 04:00 | 3 | 4 | 6 | 5.0336e-06
1991-03-06 05:00 | 3 | 5 | 6 | 3.1972e-06
1991-03-06 06:00 | 3 | 6 | 6 | 2.4742e-06
1991-03-06 07:00 | 3 | 7 | 6 | 2.4742e-06
1991-03-06 08:00 | 3 | 8 | 5 | 1.1411e-05
1991-03-06 09:00 | 3 | 9 | 5 | 1.4443e-06
1991-03-06 10:00 | 3 | 10 | 5 | 2.3698e-07
1991-03-06 11:00 | 3 | 11 | 5 | 2.3698e-07
1991-03-06 12:00 | 3 | 12 | 5 | 2.3698e-07
1991-03-06 13:00 | 3 | 13 | 5 | 2.3698e-07
1991-03-06 14:00 | 3 | 14 | 5 | 2.8438e-07
1991-03-06 15:00 | 3 | 15 | 5 | 2.3698e-07
1991-03-06 16:00 | 3 | 16 | 5 | 2.3698e-07
1991-03-06 17:00 | 3 | 17 | 5 | 2.3698e-07
1991-03-06 18:00 | 3 | 18 | 5 | 2.8438e-07
1991-03-06 19:00 | 3 | 19 | 5 | 2.3698e-07
1991-03-06 20:00 | 3 | 20 | 5 | 2.3698e-07
1991-03-06 21:00 | 3 | 21 | 6 | 3.3177e-07
1991-03-06 22:00 | 3 | 22 | 6 | 2.8438e-07
1991-03-06 23:00 | 3 | 23 | 6 | 2.3698e-07
1991-03-07 | 3 | 0 | 6 | 2.3698e-07
1991-03-07 01:00 | 3 | 1 | 6 | 2.3698e-07
1991-03-07 02:00 | 3 | 2 | 6 | 2.3698e-07
1991-03-07 03:00 | 3 | 3 | 6 | 2.3698e-07
1991-03-07 04:00 | 3 | 4 | 6 | 2.3698e-07
1991-03-07 05:00 | 3 | 5 | 6 | 2.3698e-07
1991-03-07 06:00 | 3 | 6 | 6 | 2.3698e-07
1991-03-07 07:00 | 3 | 7 | 6 | 2.8438e-07
1991-03-07 08:00 | 3 | 8 | 5 | 2.3698e-07
1991-03-07 09:00 | 3 | 9 | 5 | 2.3698e-07
1991-03-07 10:00 | 3 | 10 | 5 | 2.8438e-07
1991-03-07 11:00 | 3 | 11 | 5 | 2.3698e-07
1991-03-07 12:00 | 3 | 12 | 5 | 4.4412e-07
1991-03-07 13:00 | 3 | 13 | 5 | 2.3698e-07
1991-03-07 14:00 | 3 | 14 | 5 | 2.8438e-07
1991-03-07 15:00 | 3 | 15 | 5 | 9.471e-07
1991-03-07 16:00 | 3 | 16 | 5 | 2.3698e-07
1991-03-07 17:00 | 3 | 17 | 5 | 2.3698e-07
1991-03-07 18:00 | 3 | 18 | 5 | 4.9151e-07
1991-03-07 19:00 | 3 | 19 | 5 | 2.3698e-07
1991-03-07 20:00 | 3 | 20 | 5 | 4.7396e-07
1991-03-07 21:00 | 3 | 21 | 6 | 2.3698e-07
1991-03-07 22:00 | 3 | 22 | 6 | 2.8438e-07
1991-03-07 23:00 | 3 | 23 | 6 | 2.3698e-07
1991-03-08 | 3 | 0 | 6 | 2.3698e-07
1991-03-08 01:00 | 3 | 1 | 6 | 2.3698e-07
1991-03-08 02:00 | 3 | 2 | 6 | 5.2136e-07
1991-03-08 03:00 | 3 | 3 | 6 | 1.9239e-06
1991-03-08 04:00 | 3 | 4 | 6 | 2.1785e-06
1991-03-08 05:00 | 3 | 5 | 6 | 3.4213e-06
1991-03-08 06:00 | 3 | 6 | 6 | 3.6284e-06
1991-03-08 07:00 | 3 | 7 | 6 | 1.7642e-06
1991-03-08 08:00 | 3 | 8 | 5 | 1.1292e-05
1991-03-08 09:00 | 3 | 9 | 5 | 5.2136e-07
1991-03-08 10:00 | 3 | 10 | 5 | 7.285e-07
1991-03-08 11:00 | 3 | 11 | 5 | 9.8425e-06
1991-03-08 12:00 | 3 | 12 | 5 | 3.007e-06
1991-03-08 13:00 | 3 | 13 | 5 | 4.7396e-07
1991-03-08 14:00 | 3 | 14 | 5 | 5.2136e-07
1991-03-08 15:00 | 3 | 15 | 5 | 5.2136e-07
1991-03-08 16:00 | 3 | 16 | 5 | 5.2136e-07
1991-03-08 17:00 | 3 | 17 | 5 | 4.7396e-07
1991-03-08 18:00 | 3 | 18 | 5 | 5.2136e-07
1991-03-08 19:00 | 3 | 19 | 5 | 5.2136e-07
1991-03-08 20:00 | 3 | 20 | 5 | 5.2136e-07
1991-03-08 21:00 | 3 | 21 | 6 | 5.2136e-07
1991-03-08 22:00 | 3 | 22 | 6 | 5.2136e-07
1991-03-08 23:00 | 3 | 23 | 6 | 5.2136e-07
1991-03-09 | 3 | 0 | 6 | 4.7396e-07
1991-03-09 01:00 | 3 | 1 | 6 | 5.2136e-07
1991-03-09 02:00 | 3 | 2 | 6 | 4.7396e-07
1991-03-09 03:00 | 3 | 3 | 6 | 5.2136e-07
1991-03-09 04:00 | 3 | 4 | 6 | 4.7396e-07
1991-03-09 05:00 | 3 | 5 | 6 | 5.2136e-07
1991-03-09 06:00 | 3 | 6 | 6 | 5.2136e-07
1991-03-09 07:00 | 3 | 7 | 6 | 1.0954e-06
1991-03-09 08:00 | 3 | 8 | 6 | 1.4909e-05
1991-03-09 09:00 | 3 | 9 | 6 | 4.3131e-06
1991-03-09 10:00 | 3 | 10 | 6 | 5.2136e-07
1991-03-09 11:00 | 3 | 11 | 6 | 5.2136e-07
1991-03-09 12:00 | 3 | 12 | 6 | 3.3177e-07
1991-03-09 13:00 | 3 | 13 | 6 | 2.8438e-07
1991-03-09 14:00 | 3 | 14 | 6 | 2.3698e-07
1991-03-09 15:00 | 3 | 15 | 6 | 4.7396e-07
1991-03-09 16:00 | 3 | 16 | 6 | 2.3698e-07
1991-03-09 17:00 | 3 | 17 | 6 | 2.3698e-07
1991-03-09 18:00 | 3 | 18 | 6 | 2.8438e-07
1991-03-09 19:00 | 3 | 19 | 6 | 2.3698e-07
1991-03-09 20:00 | 3 | 20 | 6 | 2.3698e-07
1991-03-09 21:00 | 3 | 21 | 6 | 2.3698e-07
1991-03-09 22:00 | 3 | 22 | 6 | 2.8438e-07
1991-03-09 23:00 | 3 | 23 | 6 | 2.3698e-07
1991-03-10 | 3 | 0 | 6 | 2.3698e-07
1991-03-10 01:00 | 3 | 1 | 6 | 2.3698e-07
1991-03-10 02:00 | 3 | 2 | 6 | 2.3698e-07
1991-03-10 03:00 | 3 | 3 | 6 | 3.7917e-07
1991-03-10 04:00 | 3 | 4 | 6 | 4.7396e-07
1991-03-10 05:00 | 3 | 5 | 6 | 5.2136e-07
1991-03-10 06:00 | 3 | 6 | 6 | 4.7396e-07
1991-03-10 07:00 | 3 | 7 | 6 | 5.2136e-07
1991-03-10 08:00 | 3 | 8 | 6 | 4.2657e-07
1991-03-10 09:00 | 3 | 9 | 6 | 2.3698e-07
1991-03-10 10:00 | 3 | 10 | 6 | 2.3698e-07
1991-03-10 11:00 | 3 | 11 | 6 | 2.3698e-07
1991-03-10 12:00 | 3 | 12 | 6 | 2.3698e-07
1991-03-10 13:00 | 3 | 13 | 6 | 2.3698e-07
1991-03-10 14:00 | 3 | 14 | 6 | 2.8438e-07
1991-03-10 15:00 | 3 | 15 | 6 | 2.3698e-07
1991-03-10 16:00 | 3 | 16 | 6 | 2.3698e-07
1991-03-10 17:00 | 3 | 17 | 6 | 2.3698e-07
1991-03-10 18:00 | 3 | 18 | 6 | 2.8438e-07
1991-03-10 19:00 | 3 | 19 | 6 | 2.3698e-07
1991-03-10 20:00 | 3 | 20 | 6 | 7.1094e-07
1991-03-10 21:00 | 3 | 21 | 6 | 2.8438e-07
1991-03-10 22:00 | 3 | 22 | 6 | 2.3698e-07
1991-03-10 23:00 | 3 | 23 | 6 | 2.3698e-07
1991-03-11 | 3 | 0 | 6 | 2.3698e-07
1991-03-11 01:00 | 3 | 1 | 6 | 2.3698e-07
1991-03-11 02:00 | 3 | 2 | 6 | 2.3698e-07
1991-03-11 03:00 | 3 | 3 | 6 | 2.8438e-07
1991-03-11 04:00 | 3 | 4 | 6 | 2.3698e-07
1991-03-11 05:00 | 3 | 5 | 6 | 2.3698e-07
1991-03-11 06:00 | 3 | 6 | 6 | 2.3698e-07
1991-03-11 07:00 | 3 | 7 | 6 | 2.3698e-07
1991-03-11 08:00 | 3 | 8 | 5 | 2.8438e-07
1991-03-11 09:00 | 3 | 9 | 5 | 2.3698e-07
1991-03-11 10:00 | 3 | 10 | 5 | 2.3698e-07
1991-03-11 11:00 | 3 | 11 | 5 | 2.8438e-07
1991-03-11 12:00 | 3 | 12 | 5 | 2.3698e-07
1991-03-11 13:00 | 3 | 13 | 5 | 2.8438e-07
1991-03-11 14:00 | 3 | 14 | 5 | 2.3698e-07
1991-03-11 15:00 | 3 | 15 | 5 | 2.8438e-07
1991-03-11 16:00 | 3 | 16 | 5 | 2.3698e-07
1991-03-11 17:00 | 3 | 17 | 5 | 2.8438e-07
1991-03-11 18:00 | 3 | 18 | 5 | 2.3698e-07
1991-03-11 19:00 | 3 | 19 | 5 | 2.8438e-07
1991-03-11 20:00 | 3 | 20 | 5 | 2.3698e-07
1991-03-11 21:00 | 3 | 21 | 6 | 2.3698e-07
1991-03-11 22:00 | 3 | 22 | 6 | 2.3698e-07
1991-03-11 23:00 | 3 | 23 | 6 | 2.3698e-07
1991-03-12 | 3 | 0 | 6 | 2.3698e-07
1991-03-12 01:00 | 3 | 1 | 6 | 2.8438e-07
1991-03-12 02:00 | 3 | 2 | 6 | 2.3698e-07
1991-03-12 03:00 | 3 | 3 | 6 | 2.3698e-07
1991-03-12 04:00 | 3 | 4 | 6 | 2.3698e-07
1991-03-12 05:00 | 3 | 5 | 6 | 2.3698e-07
1991-03-12 06:00 | 3 | 6 | 6 | 2.3698e-07
1991-03-12 07:00 | 3 | 7 | 6 | 2.3698e-07
1991-03-12 08:00 | 3 | 8 | 5 | 2.3698e-07
1991-03-12 09:00 | 3 | 9 | 5 | 2.3698e-07
1991-03-12 10:00 | 3 | 10 | 5 | 2.8438e-07
1991-03-12 11:00 | 3 | 11 | 5 | 2.3698e-07
1991-03-12 12:00 | 3 | 12 | 5 | 2.3698e-07
1991-03-12 13:00 | 3 | 13 | 5 | 2.3698e-07
1991-03-12 14:00 | 3 | 14 | 5 | 2.8438e-07
1991-03-12 15:00 | 3 | 15 | 5 | 2.3698e-07
1991-03-12 16:00 | 3 | 16 | 5 | 2.3698e-07
1991-03-12 17:00 | 3 | 17 | 5 | 2.3698e-07
1991-03-12 18:00 | 3 | 18 | 5 | 4.4271e-06
1991-03-12 19:00 | 3 | 19 | 5 | 2.3698e-07
1991-03-12 20:00 | 3 | 20 | 5 | 2.3698e-07
1991-03-12 21:00 | 3 | 21 | 6 | 2.8438e-07
1991-03-12 22:00 | 3 | 22 | 6 | 2.3698e-07
1991-03-12 23:00 | 3 | 23 | 6 | 2.3698e-07
1991-03-13 | 3 | 0 | 6 | 2.3698e-07
1991-03-13 01:00 | 3 | 1 | 6 | 2.3698e-07
1991-03-13 02:00 | 3 | 2 | 6 | 2.3698e-07
1991-03-13 03:00 | 3 | 3 | 6 | 2.3698e-07
1991-03-13 04:00 | 3 | 4 | 6 | 2.3698e-07
1991-03-13 05:00 | 3 | 5 | 6 | 2.3698e-07
1991-03-13 06:00 | 3 | 6 | 6 | 2.8438e-07
1991-03-13 07:00 | 3 | 7 | 6 | 1.6869e-06
1991-03-13 08:00 | 3 | 8 | 5 | 8.3066e-06
1991-03-13 09:00 | 3 | 9 | 5 | 1.6589e-06
1991-03-13 10:00 | 3 | 10 | 5 | 4.7396e-07
1991-03-13 11:00 | 3 | 11 | 5 | 2.8438e-07
1991-03-13 12:00 | 3 | 12 | 5 | 2.3698e-07
1991-03-13 13:00 | 3 | 13 | 5 | 2.3698e-07
1991-03-13 14:00 | 3 | 14 | 5 | 2.3698e-07
1991-03-13 15:00 | 3 | 15 | 5 | 2.3698e-07
1991-03-13 16:00 | 3 | 16 | 5 | 2.8438e-07
1991-03-13 17:00 | 3 | 17 | 5 | 2.3698e-07
1991-03-13 18:00 | 3 | 18 | 5 | 5.9204e-07
1991-03-13 19:00 | 3 | 19 | 5 | 2.3698e-07
1991-03-13 20:00 | 3 | 20 | 5 | 2.8438e-07
1991-03-13 21:00 | 3 | 21 | 6 | 2.749e-06
1991-03-13 22:00 | 3 | 22 | 6 | 2.8438e-06
1991-03-13 23:00 | 3 | 23 | 6 | 3.1282e-06
1991-03-14 | 3 | 0 | 6 | 5.7349e-06
1991-03-14 01:00 | 3 | 1 | 6 | 3.3651e-06
1991-03-14 02:00 | 3 | 2 | 6 | 5.4506e-06
1991-03-14 03:00 | 3 | 3 | 6 | 3.1282e-06
1991-03-14 04:00 | 3 | 4 | 6 | 3.3651e-06
1991-03-14 05:00 | 3 | 5 | 6 | 4.7396e-07
1991-03-14 06:00 | 3 | 6 | 6 | 5.2136e-07
1991-03-14 07:00 | 3 | 7 | 6 | 5.2136e-07
1991-03-14 08:00 | 3 | 8 | 5 | 5.2136e-07
1991-03-14 09:00 | 3 | 9 | 5 | 4.7396e-07
1991-03-14 10:00 | 3 | 10 | 5 | 2.8438e-07
1991-03-14 11:00 | 3 | 11 | 5 | 2.3698e-07
1991-03-14 12:00 | 3 | 12 | 5 | 2.3698e-07
1991-03-14 13:00 | 3 | 13 | 5 | 2.3698e-07
1991-03-14 14:00 | 3 | 14 | 5 | 2.8438e-07
1991-03-14 15:00 | 3 | 15 | 5 | 2.3698e-07
1991-03-14 16:00 | 3 | 16 | 5 | 2.3698e-07
1991-03-14 17:00 | 3 | 17 | 5 | 2.3698e-07
1991-03-14 18:00 | 3 | 18 | 5 | 3.1984e-07
1991-03-14 19:00 | 3 | 19 | 5 | 2.8438e-07
1991-03-14 20:00 | 3 | 20 | 5 | 2.3698e-07
1991-03-14 21:00 | 3 | 21 | 6 | 2.3698e-07
1991-03-14 22:00 | 3 | 22 | 6 | 2.3698e-07
1991-03-14 23:00 | 3 | 23 | 6 | 2.8438e-07
1991-03-15 | 3 | 0 | 6 | 2.3698e-07
1991-03-15 01:00 | 3 | 1 | 6 | 2.3698e-07
1991-03-15 02:00 | 3 | 2 | 6 | 2.3698e-07
1991-03-15 03:00 | 3 | 3 | 6 | 2.3698e-07
1991-03-15 04:00 | 3 | 4 | 6 | 2.3698e-07
1991-03-15 05:00 | 3 | 5 | 6 | 2.3698e-07
1991-03-15 06:00 | 3 | 6 | 6 | 2.3698e-07
1991-03-15 07:00 | 3 | 7 | 6 | 2.3698e-07
1991-03-15 08:00 | 3 | 8 | 5 | 2.8438e-07
1991-03-15 09:00 | 3 | 9 | 5 | 2.3698e-07
1991-03-15 10:00 | 3 | 10 | 5 | 2.3698e-07
1991-03-15 11:00 | 3 | 11 | 5 | 2.8438e-07
1991-03-15 12:00 | 3 | 12 | 5 | 2.3698e-07
1991-03-15 13:00 | 3 | 13 | 5 | 2.3698e-07
1991-03-15 14:00 | 3 | 14 | 5 | 2.3698e-07
1991-03-15 15:00 | 3 | 15 | 5 | 2.3698e-07
1991-03-15 16:00 | 3 | 16 | 5 | 2.8438e-07
1991-03-15 17:00 | 3 | 17 | 5 | 2.3698e-07
1991-03-15 18:00 | 3 | 18 | 5 | 3.3177e-06
1991-03-15 19:00 | 3 | 19 | 5 | 2.6068e-06
1991-03-15 20:00 | 3 | 20 | 5 | 2.3698e-07
1991-03-15 21:00 | 3 | 21 | 6 | 2.8438e-07
1991-03-15 22:00 | 3 | 22 | 6 | 2.3698e-07
1991-03-15 23:00 | 3 | 23 | 6 | 2.8438e-07
1991-03-16 | 3 | 0 | 6 | 2.3698e-07
1991-03-16 01:00 | 3 | 1 | 6 | 2.3698e-07
1991-03-16 02:00 | 3 | 2 | 6 | 4.7396e-07
1991-03-16 03:00 | 3 | 3 | 6 | 5.2136e-07
1991-03-16 04:00 | 3 | 4 | 6 | 4.7396e-07
1991-03-16 05:00 | 3 | 5 | 6 | 5.2136e-07
1991-03-16 06:00 | 3 | 6 | 6 | 4.7396e-07
1991-03-16 07:00 | 3 | 7 | 6 | 5.2136e-07
1991-03-16 08:00 | 3 | 8 | 6 | 5.2136e-07
1991-03-16 09:00 | 3 | 9 | 6 | 5.2136e-07
1991-03-16 10:00 | 3 | 10 | 6 | 5.2136e-07
1991-03-16 11:00 | 3 | 11 | 6 | 4.7396e-07
1991-03-16 12:00 | 3 | 12 | 6 | 2.8438e-07
1991-03-16 13:00 | 3 | 13 | 6 | 2.3698e-07
1991-03-16 14:00 | 3 | 14 | 6 | 2.3698e-07
1991-03-16 15:00 | 3 | 15 | 6 | 2.3698e-07
1991-03-16 16:00 | 3 | 16 | 6 | 2.3698e-07
1991-03-16 17:00 | 3 | 17 | 6 | 2.8438e-07
1991-03-16 18:00 | 3 | 18 | 6 | 2.3698e-07
1991-03-16 19:00 | 3 | 19 | 6 | 2.3698e-07
1991-03-16 20:00 | 3 | 20 | 6 | 2.3698e-07
1991-03-16 21:00 | 3 | 21 | 6 | 3.7917e-07
1991-03-16 22:00 | 3 | 22 | 6 | 5.2136e-07
1991-03-16 23:00 | 3 | 23 | 6 | 5.2136e-07
1991-03-17 | 3 | 0 | 6 | 4.7396e-07
1991-03-17 01:00 | 3 | 1 | 6 | 5.2136e-07
1991-03-17 02:00 | 3 | 2 | 6 | 5.2136e-07
1991-03-17 03:00 | 3 | 3 | 6 | 5.2136e-07
1991-03-17 04:00 | 3 | 4 | 6 | 4.7396e-07
1991-03-17 05:00 | 3 | 5 | 6 | 5.2136e-07
1991-03-17 06:00 | 3 | 6 | 6 | 4.7396e-07
1991-03-17 07:00 | 3 | 7 | 6 | 5.6875e-07
1991-03-17 08:00 | 3 | 8 | 6 | 4.7396e-07
1991-03-17 09:00 | 3 | 9 | 6 | 2.3698e-07
1991-03-17 10:00 | 3 | 10 | 6 | 2.8438e-07
1991-03-17 11:00 | 3 | 11 | 6 | 2.3698e-07
1991-03-17 12:00 | 3 | 12 | 6 | 2.3698e-07
1991-03-17 13:00 | 3 | 13 | 6 | 2.3698e-07
1991-03-17 14:00 | 3 | 14 | 6 | 2.3698e-07
1991-03-17 15:00 | 3 | 15 | 6 | 2.3698e-07
1991-03-17 16:00 | 3 | 16 | 6 | 2.3698e-07
1991-03-17 17:00 | 3 | 17 | 6 | 2.3698e-07
1991-03-17 18:00 | 3 | 18 | 6 | 2.3698e-07
1991-03-17 19:00 | 3 | 19 | 6 | 2.8438e-07
1991-03-17 20:00 | 3 | 20 | 6 | 2.3698e-07
1991-03-17 21:00 | 3 | 21 | 6 | 2.3698e-07
1991-03-17 22:00 | 3 | 22 | 6 | 2.3698e-07
1991-03-17 23:00 | 3 | 23 | 6 | 2.3698e-07
1991-03-18 | 3 | 0 | 6 | 2.3698e-07
1991-03-18 01:00 | 3 | 1 | 6 | 2.3698e-07
1991-03-18 02:00 | 3 | 2 | 6 | 5.2136e-07
1991-03-18 03:00 | 3 | 3 | 6 | 4.7396e-07
1991-03-18 04:00 | 3 | 4 | 6 | 5.2136e-07
1991-03-18 05:00 | 3 | 5 | 6 | 5.2136e-07
1991-03-18 06:00 | 3 | 6 | 6 | 4.7396e-07
1991-03-18 07:00 | 3 | 7 | 6 | 5.6875e-07
1991-03-18 08:00 | 3 | 8 | 5 | 4.7396e-07
1991-03-18 09:00 | 3 | 9 | 5 | 5.2136e-07
1991-03-18 10:00 | 3 | 10 | 5 | 5.2136e-07
1991-03-18 11:00 | 3 | 11 | 5 | 2.8438e-07
1991-03-18 12:00 | 3 | 12 | 5 | 2.3698e-07
1991-03-18 13:00 | 3 | 13 | 5 | 2.8438e-07
1991-03-18 14:00 | 3 | 14 | 5 | 2.3698e-07
1991-03-18 15:00 | 3 | 15 | 5 | 2.3698e-07
1991-03-18 16:00 | 3 | 16 | 5 | 2.3698e-07
1991-03-18 17:00 | 3 | 17 | 5 | 2.8438e-07
1991-03-18 18:00 | 3 | 18 | 5 | 2.3698e-07
1991-03-18 19:00 | 3 | 19 | 5 | 2.3698e-07
1991-03-18 20:00 | 3 | 20 | 5 | 2.8438e-07
1991-03-18 21:00 | 3 | 21 | 6 | 2.3698e-07
1991-03-18 22:00 | 3 | 22 | 6 | 2.3698e-07
1991-03-18 23:00 | 3 | 23 | 6 | 2.3698e-07
1991-03-19 | 3 | 0 | 6 | 2.3698e-07
1991-03-19 01:00 | 3 | 1 | 6 | 2.3698e-07
1991-03-19 02:00 | 3 | 2 | 6 | 4.7396e-07
1991-03-19 03:00 | 3 | 3 | 6 | 5.2136e-07
1991-03-19 04:00 | 3 | 4 | 6 | 4.7396e-07
1991-03-19 05:00 | 3 | 5 | 6 | 5.498e-06
1991-03-19 06:00 | 3 | 6 | 6 | 5.2136e-07
1991-03-19 07:00 | 3 | 7 | 6 | 5.2136e-07
1991-03-19 08:00 | 3 | 8 | 5 | 5.2136e-07
1991-03-19 09:00 | 3 | 9 | 5 | 5.2136e-07
1991-03-19 10:00 | 3 | 10 | 5 | 5.2136e-07
1991-03-19 11:00 | 3 | 11 | 5 | 5.2136e-07
1991-03-19 12:00 | 3 | 12 | 5 | 4.4194e-05
1991-03-19 13:00 | 3 | 13 | 5 | 2.0405e-05
1991-03-19 14:00 | 3 | 14 | 5 | 4.7396e-07
1991-03-19 15:00 | 3 | 15 | 5 | 5.2136e-07
1991-03-19 16:00 | 3 | 16 | 5 | 7.5834e-07
1991-03-19 17:00 | 3 | 17 | 5 | 5.2136e-07
1991-03-19 18:00 | 3 | 18 | 5 | 7.6308e-06
1991-03-19 19:00 | 3 | 19 | 5 | 3.1282e-06
1991-03-19 20:00 | 3 | 20 | 5 | 2.8912e-06
1991-03-19 21:00 | 3 | 21 | 6 | 5.2136e-07
1991-03-19 22:00 | 3 | 22 | 6 | 5.2136e-07
1991-03-19 23:00 | 3 | 23 | 6 | 7.5834e-07
1991-03-20 | 3 | 0 | 6 | 4.7396e-07
1991-03-20 01:00 | 3 | 1 | 6 | 5.2136e-07
1991-03-20 02:00 | 3 | 2 | 6 | 5.2136e-07
1991-03-20 03:00 | 3 | 3 | 6 | 4.7396e-07
1991-03-20 04:00 | 3 | 4 | 6 | 5.2136e-07
1991-03-20 05:00 | 3 | 5 | 6 | 9.7636e-06
1991-03-20 06:00 | 3 | 6 | 6 | 5.2136e-07
1991-03-20 07:00 | 3 | 7 | 6 | 5.2136e-07
1991-03-20 08:00 | 3 | 8 | 5 | 5.2136e-07
1991-03-20 09:00 | 3 | 9 | 5 | 1.2323e-06
1991-03-20 10:00 | 3 | 10 | 5 | 7.285e-07
1991-03-20 11:00 | 3 | 11 | 5 | 5.2136e-07
1991-03-20 12:00 | 3 | 12 | 5 | 5.2136e-07
1991-03-20 13:00 | 3 | 13 | 5 | 5.2136e-07
1991-03-20 14:00 | 3 | 14 | 5 | 4.7396e-07
1991-03-20 15:00 | 3 | 15 | 5 | 5.2136e-07
1991-03-20 16:00 | 3 | 16 | 5 | 5.2136e-07
1991-03-20 17:00 | 3 | 17 | 5 | 5.2136e-07
1991-03-20 18:00 | 3 | 18 | 5 | 5.2136e-07
1991-03-20 19:00 | 3 | 19 | 5 | 5.2136e-07
1991-03-20 20:00 | 3 | 20 | 5 | 5.2136e-07
1991-03-20 21:00 | 3 | 21 | 6 | 5.2136e-07
1991-03-20 22:00 | 3 | 22 | 6 | 4.7396e-07
1991-03-20 23:00 | 3 | 23 | 6 | 5.2136e-07
1991-03-21 | 3 | 0 | 6 | 5.2136e-07
1991-03-21 01:00 | 3 | 1 | 6 | 5.2136e-07
1991-03-21 02:00 | 3 | 2 | 6 | 4.7396e-07
1991-03-21 03:00 | 3 | 3 | 6 | 5.2136e-07
1991-03-21 04:00 | 3 | 4 | 6 | 5.2136e-07
1991-03-21 05:00 | 3 | 5 | 6 | 4.7396e-07
1991-03-21 06:00 | 3 | 6 | 6 | 7.6308e-06
1991-03-21 07:00 | 3 | 7 | 6 | 5.2136e-07
1991-03-21 08:00 | 3 | 8 | 5 | 5.2136e-07
1991-03-21 09:00 | 3 | 9 | 5 | 5.6875e-07
1991-03-21 10:00 | 3 | 10 | 5 | 5.2136e-07
1991-03-21 11:00 | 3 | 11 | 5 | 3.3177e-07
1991-03-21 12:00 | 3 | 12 | 5 | 2.3698e-07
1991-03-21 13:00 | 3 | 13 | 5 | 2.3698e-07
1991-03-21 14:00 | 3 | 14 | 5 | 2.8438e-07
1991-03-21 15:00 | 3 | 15 | 5 | 2.3698e-07
1991-03-21 16:00 | 3 | 16 | 5 | 2.3698e-07
1991-03-21 17:00 | 3 | 17 | 5 | 2.8438e-07
1991-03-21 18:00 | 3 | 18 | 5 | 2.3698e-07
1991-03-21 19:00 | 3 | 19 | 5 | 2.3698e-07
1991-03-21 20:00 | 3 | 20 | 5 | 2.8438e-07
1991-03-21 21:00 | 3 | 21 | 6 | 2.3698e-07
1991-03-21 22:00 | 3 | 22 | 6 | 2.3698e-07
1991-03-21 23:00 | 3 | 23 | 6 | 2.3698e-07
1991-03-22 | 3 | 0 | 6 | 2.3698e-07
1991-03-22 01:00 | 3 | 1 | 6 | 2.3698e-07
1991-03-22 02:00 | 3 | 2 | 6 | 2.3698e-07
1991-03-22 03:00 | 3 | 3 | 6 | 3.7917e-07
1991-03-22 04:00 | 3 | 4 | 6 | 4.7396e-07
1991-03-22 05:00 | 3 | 5 | 6 | 5.9719e-06
1991-03-22 06:00 | 3 | 6 | 6 | 6.9198e-06
1991-03-22 07:00 | 3 | 7 | 6 | 5.2136e-07
1991-03-22 08:00 | 3 | 8 | 5 | 5.2136e-07
1991-03-22 09:00 | 3 | 9 | 5 | 5.2136e-07
1991-03-22 10:00 | 3 | 10 | 5 | 5.2136e-07
1991-03-22 11:00 | 3 | 11 | 5 | 5.2136e-07
1991-03-22 12:00 | 3 | 12 | 5 | 5.2136e-07
1991-03-22 13:00 | 3 | 13 | 5 | 4.7396e-07
1991-03-22 14:00 | 3 | 14 | 5 | 5.2136e-07
1991-03-22 15:00 | 3 | 15 | 5 | 5.2136e-07
1991-03-22 16:00 | 3 | 16 | 5 | 5.2136e-07
1991-03-22 17:00 | 3 | 17 | 5 | 5.2136e-07
1991-03-22 18:00 | 3 | 18 | 5 | 5.2136e-07
1991-03-22 19:00 | 3 | 19 | 5 | 5.2136e-07
1991-03-22 20:00 | 3 | 20 | 5 | 4.7396e-07
1991-03-22 21:00 | 3 | 21 | 6 | 5.2136e-07
1991-03-22 22:00 | 3 | 22 | 6 | 5.2136e-07
1991-03-22 23:00 | 3 | 23 | 6 | 5.2136e-07
1991-03-23 | 3 | 0 | 6 | 4.7396e-07
1991-03-23 01:00 | 3 | 1 | 6 | 5.2136e-07
1991-03-23 02:00 | 3 | 2 | 6 | 5.2136e-07
1991-03-23 03:00 | 3 | 3 | 6 | 4.7396e-07
1991-03-23 04:00 | 3 | 4 | 6 | 5.2136e-07
1991-03-23 05:00 | 3 | 5 | 6 | 5.2136e-07
1991-03-23 06:00 | 3 | 6 | 6 | 4.7396e-07
1991-03-23 07:00 | 3 | 7 | 6 | 5.2136e-07
1991-03-23 08:00 | 3 | 8 | 6 | 5.2136e-07
1991-03-23 09:00 | 3 | 9 | 6 | 5.2136e-07
1991-03-23 10:00 | 3 | 10 | 6 | 3.3177e-07
1991-03-23 11:00 | 3 | 11 | 6 | 2.3698e-07
1991-03-23 12:00 | 3 | 12 | 6 | 2.8438e-07
1991-03-23 13:00 | 3 | 13 | 6 | 2.3698e-07
1991-03-23 14:00 | 3 | 14 | 6 | 2.3698e-07
1991-03-23 15:00 | 3 | 15 | 6 | 2.3698e-07
1991-03-23 16:00 | 3 | 16 | 6 | 4.875e-07
1991-03-23 17:00 | 3 | 17 | 6 | 2.3698e-07
1991-03-23 18:00 | 3 | 18 | 6 | 2.3698e-07
1991-03-23 19:00 | 3 | 19 | 6 | 2.3698e-07
1991-03-23 20:00 | 3 | 20 | 6 | 2.8438e-07
1991-03-23 21:00 | 3 | 21 | 6 | 2.3698e-07
1991-03-23 22:00 | 3 | 22 | 6 | 2.3698e-07
1991-03-23 23:00 | 3 | 23 | 6 | 2.3698e-07
1991-03-24 | 3 | 0 | 6 | 2.3698e-07
1991-03-24 01:00 | 3 | 1 | 6 | 2.8438e-07
1991-03-24 02:00 | 3 | 2 | 6 | 2.3698e-07
1991-03-24 03:00 | 3 | 3 | 6 | 2.3698e-07
1991-03-24 04:00 | 3 | 4 | 6 | 2.3698e-07
1991-03-24 05:00 | 3 | 5 | 6 | 4.7396e-07
1991-03-24 06:00 | 3 | 6 | 6 | 5.2136e-07
1991-03-24 07:00 | 3 | 7 | 6 | 4.7396e-07
1991-03-24 08:00 | 3 | 8 | 6 | 4.7396e-07
1991-03-24 09:00 | 3 | 9 | 6 | 2.3698e-07
1991-03-24 10:00 | 3 | 10 | 6 | 2.3698e-07
1991-03-24 11:00 | 3 | 11 | 6 | 2.3698e-07
1991-03-24 12:00 | 3 | 12 | 6 | 2.8438e-07
1991-03-24 13:00 | 3 | 13 | 6 | 2.3698e-07
1991-03-24 14:00 | 3 | 14 | 6 | 2.3698e-07
1991-03-24 15:00 | 3 | 15 | 6 | 2.8438e-07
1991-03-24 16:00 | 3 | 16 | 6 | 3.3177e-07
1991-03-24 17:00 | 3 | 17 | 6 | 2.3698e-07
1991-03-24 18:00 | 3 | 18 | 6 | 2.8438e-07
1991-03-24 19:00 | 3 | 19 | 6 | 2.3698e-07
1991-03-24 20:00 | 3 | 20 | 6 | 2.3698e-07
1991-03-24 21:00 | 3 | 21 | 6 | 2.3698e-07
1991-03-24 22:00 | 3 | 22 | 6 | 2.3698e-07
1991-03-24 23:00 | 3 | 23 | 6 | 2.3698e-07
1991-03-25 | 3 | 0 | 6 | 2.8438e-07
1991-03-25 01:00 | 3 | 1 | 6 | 2.3698e-07
1991-03-25 02:00 | 3 | 2 | 6 | 2.3698e-07
1991-03-25 03:00 | 3 | 3 | 6 | 2.3698e-07
1991-03-25 04:00 | 3 | 4 | 6 | 2.3698e-07
1991-03-25 05:00 | 3 | 5 | 6 | 2.3698e-07
1991-03-25 06:00 | 3 | 6 | 6 | 2.3698e-07
1991-03-25 07:00 | 3 | 7 | 6 | 2.3698e-07
1991-03-25 08:00 | 3 | 8 | 5 | 2.8438e-07
1991-03-25 09:00 | 3 | 9 | 5 | 2.3698e-07
1991-03-25 10:00 | 3 | 10 | 5 | 2.3698e-07
1991-03-25 11:00 | 3 | 11 | 5 | 2.3698e-07
1991-03-25 12:00 | 3 | 12 | 5 | 2.8438e-07
1991-03-25 13:00 | 3 | 13 | 5 | 2.3698e-07
1991-03-25 14:00 | 3 | 14 | 5 | 2.3698e-07
1991-03-25 15:00 | 3 | 15 | 5 | 2.8438e-07
1991-03-25 16:00 | 3 | 16 | 5 | 2.3698e-07
1991-03-25 17:00 | 3 | 17 | 5 | 2.3698e-07
1991-03-25 18:00 | 3 | 18 | 5 | 2.3698e-07
1991-03-25 19:00 | 3 | 19 | 5 | 2.8438e-07
1991-03-25 20:00 | 3 | 20 | 5 | 2.3698e-07
1991-03-25 21:00 | 3 | 21 | 6 | 7.1094e-07
1991-03-25 22:00 | 3 | 22 | 6 | 2.3698e-07
1991-03-25 23:00 | 3 | 23 | 6 | 2.3698e-07
1991-03-26 | 3 | 0 | 6 | 2.8438e-07
1991-03-26 01:00 | 3 | 1 | 6 | 2.3698e-07
1991-03-26 02:00 | 3 | 2 | 6 | 2.3698e-07
1991-03-26 03:00 | 3 | 3 | 6 | 2.3698e-07
1991-03-26 04:00 | 3 | 4 | 6 | 2.3698e-07
1991-03-26 05:00 | 3 | 5 | 6 | 2.3698e-07
1991-03-26 06:00 | 3 | 6 | 6 | 2.3698e-07
1991-03-26 07:00 | 3 | 7 | 6 | 2.3698e-07
1991-03-26 08:00 | 3 | 8 | 5 | 2.8438e-07
1991-03-26 09:00 | 3 | 9 | 5 | 2.3698e-07
1991-03-26 10:00 | 3 | 10 | 5 | 2.3698e-07
1991-03-26 11:00 | 3 | 11 | 5 | 2.8438e-07
1991-03-26 12:00 | 3 | 12 | 5 | 2.3698e-07
1991-03-26 13:00 | 3 | 13 | 5 | 2.3698e-07
1991-03-26 14:00 | 3 | 14 | 5 | 2.8438e-07
1991-03-26 15:00 | 3 | 15 | 5 | 2.3698e-07
1991-03-26 16:00 | 3 | 16 | 5 | 2.3698e-07
1991-03-26 17:00 | 3 | 17 | 5 | 2.8438e-07
1991-03-26 18:00 | 3 | 18 | 5 | 2.3698e-07
1991-03-26 19:00 | 3 | 19 | 5 | 2.3698e-07
1991-03-26 20:00 | 3 | 20 | 5 | 2.3698e-07
1991-03-26 21:00 | 3 | 21 | 6 | 2.8438e-07
1991-03-26 22:00 | 3 | 22 | 6 | 2.3698e-07
1991-03-26 23:00 | 3 | 23 | 6 | 2.3698e-07
1991-03-27 | 3 | 0 | 6 | 2.3698e-07
1991-03-27 01:00 | 3 | 1 | 6 | 2.3698e-07
1991-03-27 02:00 | 3 | 2 | 6 | 2.3698e-07
1991-03-27 03:00 | 3 | 3 | 6 | 2.8438e-07
1991-03-27 04:00 | 3 | 4 | 6 | 2.3698e-07
1991-03-27 05:00 | 3 | 5 | 6 | 2.3698e-07
1991-03-27 06:00 | 3 | 6 | 6 | 2.3698e-07
1991-03-27 07:00 | 3 | 7 | 6 | 2.3698e-07
1991-03-27 08:00 | 3 | 8 | 5 | 2.8438e-07
1991-03-27 09:00 | 3 | 9 | 5 | 2.3698e-07
1991-03-27 10:00 | 3 | 10 | 5 | 2.3698e-07
1991-03-27 11:00 | 3 | 11 | 5 | 2.8438e-07
1991-03-27 12:00 | 3 | 12 | 5 | 2.3698e-07
1991-03-27 13:00 | 3 | 13 | 5 | 2.3698e-07
1991-03-27 14:00 | 3 | 14 | 5 | 2.3698e-07
1991-03-27 15:00 | 3 | 15 | 5 | 4.7396e-07
1991-03-27 16:00 | 3 | 16 | 5 | 2.8438e-07
1991-03-27 17:00 | 3 | 17 | 5 | 2.3698e-07
1991-03-27 18:00 | 3 | 18 | 5 | 2.3698e-07
1991-03-27 19:00 | 3 | 19 | 5 | 2.3698e-07
1991-03-27 20:00 | 3 | 20 | 5 | 2.8438e-07
1991-03-27 21:00 | 3 | 21 | 6 | 2.3698e-07
1991-03-27 22:00 | 3 | 22 | 6 | 2.3698e-07
1991-03-27 23:00 | 3 | 23 | 6 | 4.7396e-07
1991-03-28 | 3 | 0 | 6 | 5.2136e-07
1991-03-28 01:00 | 3 | 1 | 6 | 5.2136e-07
1991-03-28 02:00 | 3 | 2 | 6 | 4.7396e-07
1991-03-28 03:00 | 3 | 3 | 6 | 5.2136e-07
1991-03-28 04:00 | 3 | 4 | 6 | 4.7396e-07
1991-03-28 05:00 | 3 | 5 | 6 | 5.2136e-07
1991-03-28 06:00 | 3 | 6 | 6 | 5.2136e-07
1991-03-28 07:00 | 3 | 7 | 6 | 5.2136e-07
1991-03-28 08:00 | 3 | 8 | 5 | 5.2136e-07
1991-03-28 09:00 | 3 | 9 | 5 | 4.7396e-07
1991-03-28 10:00 | 3 | 10 | 5 | 5.2136e-07
1991-03-28 11:00 | 3 | 11 | 5 | 5.2136e-07
1991-03-28 12:00 | 3 | 12 | 5 | 4.7396e-07
1991-03-28 13:00 | 3 | 13 | 5 | 2.3698e-07
1991-03-28 14:00 | 3 | 14 | 5 | 2.3698e-07
1991-03-28 15:00 | 3 | 15 | 5 | 4.7396e-07
1991-03-28 16:00 | 3 | 16 | 5 | 2.3698e-07
1991-03-28 17:00 | 3 | 17 | 5 | 2.8438e-07
1991-03-28 18:00 | 3 | 18 | 5 | 2.3698e-07
1991-03-28 19:00 | 3 | 19 | 5 | 2.3698e-07
1991-03-28 20:00 | 3 | 20 | 5 | 2.3698e-07
1991-03-28 21:00 | 3 | 21 | 6 | 2.3698e-07
1991-03-28 22:00 | 3 | 22 | 6 | 2.8438e-07
1991-03-28 23:00 | 3 | 23 | 6 | 2.3698e-07
1991-03-29 | 3 | 0 | 6 | 2.4933e-07
1991-03-29 01:00 | 3 | 1 | 6 | 2.4933e-07
1991-03-29 02:00 | 3 | 2 | 6 | 2.4933e-07
1991-03-29 03:00 | 3 | 3 | 6 | 2.4933e-07
1991-03-29 04:00 | 3 | 4 | 6 | 2.4933e-07
1991-03-29 05:00 | 3 | 5 | 6 | 4.9865e-07
1991-03-29 06:00 | 3 | 6 | 6 | 5.4852e-07
1991-03-29 07:00 | 3 | 7 | 6 | 5.4852e-07
1991-03-29 08:00 | 3 | 8 | 5 | 3.4906e-07
1991-03-29 09:00 | 3 | 9 | 5 | 4.9865e-07
1991-03-29 10:00 | 3 | 10 | 5 | 4.9865e-07
1991-03-29 11:00 | 3 | 11 | 5 | 2.4933e-07
1991-03-29 12:00 | 3 | 12 | 5 | 2.9919e-07
1991-03-29 13:00 | 3 | 13 | 5 | 2.4933e-07
1991-03-29 14:00 | 3 | 14 | 5 | 5.7345e-06
1991-03-29 15:00 | 3 | 15 | 5 | 7.7291e-06
1991-03-29 16:00 | 3 | 16 | 5 | 7.5296e-06
1991-03-29 17:00 | 3 | 17 | 5 | 1.496e-05
1991-03-29 18:00 | 3 | 18 | 5 | 1.2965e-05
1991-03-29 19:00 | 3 | 19 | 5 | 7.7291e-06
1991-03-29 20:00 | 3 | 20 | 5 | 7.779e-06
1991-03-29 21:00 | 3 | 21 | 6 | 7.7291e-06
1991-03-29 22:00 | 3 | 22 | 6 | 1.496e-06
1991-03-29 23:00 | 3 | 23 | 6 | 2.4933e-07
1991-03-30 | 3 | 0 | 6 | 2.4933e-07
1991-03-30 01:00 | 3 | 1 | 6 | 2.9919e-07
1991-03-30 02:00 | 3 | 2 | 6 | 2.4933e-07
1991-03-30 03:00 | 3 | 3 | 6 | 2.4933e-07
1991-03-30 04:00 | 3 | 4 | 6 | 2.4933e-07
1991-03-30 05:00 | 3 | 5 | 6 | 2.4933e-07
1991-03-30 06:00 | 3 | 6 | 6 | 2.4933e-07
1991-03-30 07:00 | 3 | 7 | 6 | 2.4933e-07
1991-03-30 08:00 | 3 | 8 | 6 | 4.9865e-07
1991-03-30 09:00 | 3 | 9 | 6 | 2.9919e-07
1991-03-30 10:00 | 3 | 10 | 6 | 2.4933e-07
1991-03-30 11:00 | 3 | 11 | 6 | 2.4933e-07
1991-03-30 12:00 | 3 | 12 | 6 | 2.4933e-07
1991-03-30 13:00 | 3 | 13 | 6 | 2.9919e-07
1991-03-30 14:00 | 3 | 14 | 6 | 6.9811e-06
1991-03-30 15:00 | 3 | 15 | 6 | 7.4798e-06
1991-03-30 16:00 | 3 | 16 | 6 | 7.7291e-06
1991-03-30 17:00 | 3 | 17 | 6 | 7.5296e-06
1991-03-30 18:00 | 3 | 18 | 6 | 7.7291e-06
1991-03-30 19:00 | 3 | 19 | 6 | 7.4798e-06
1991-03-30 20:00 | 3 | 20 | 6 | 7.7291e-06
1991-03-30 21:00 | 3 | 21 | 6 | 2.7924e-06
1991-03-30 22:00 | 3 | 22 | 6 | 2.4933e-07
1991-03-30 23:00 | 3 | 23 | 6 | 2.4933e-07
1991-03-31 | 3 | 0 | 6 | 2.4933e-07
1991-03-31 01:00 | 3 | 1 | 6 | 2.9919e-07
1991-03-31 02:00 | 3 | 2 | 6 | 3.0916e-07
1991-03-31 03:00 | 3 | 3 | 6 | 2.4933e-07
1991-03-31 04:00 | 3 | 4 | 6 | 2.4933e-07
1991-03-31 05:00 | 3 | 5 | 6 | 2.4933e-07
1991-03-31 06:00 | 3 | 6 | 6 | 2.4933e-07
1991-03-31 07:00 | 3 | 7 | 6 | 2.4933e-07
1991-03-31 08:00 | 3 | 8 | 6 | 2.9919e-07
1991-03-31 09:00 | 3 | 9 | 6 | 2.4933e-07
1991-03-31 10:00 | 3 | 10 | 6 | 2.4933e-07
1991-03-31 11:00 | 3 | 11 | 6 | 2.4933e-07
1991-03-31 12:00 | 3 | 12 | 6 | 2.9919e-07
1991-03-31 13:00 | 3 | 13 | 6 | 2.4933e-07
1991-03-31 14:00 | 3 | 14 | 6 | 2.4933e-07
1991-03-31 15:00 | 3 | 15 | 6 | 2.4933e-07
1991-03-31 16:00 | 3 | 16 | 6 | 4.9865e-07
1991-03-31 17:00 | 3 | 17 | 6 | 2.9919e-07
1991-03-31 18:00 | 3 | 18 | 6 | 2.4933e-07
1991-03-31 19:00 | 3 | 19 | 6 | 2.4933e-07
1991-03-31 20:00 | 3 | 20 | 6 | 4.9865e-07
1991-03-31 21:00 | 3 | 21 | 6 | 2.9919e-07
1991-03-31 22:00 | 3 | 22 | 6 | 2.4933e-07
1991-03-31 23:00 | 3 | 23 | 6 | 2.4933e-07
1991-04-01 | 4 | 0 | 6 | 2.4933e-07
1991-04-01 01:00 | 4 | 1 | 6 | 2.4933e-07
1991-04-01 02:00 | 4 | 2 | 6 | 2.4933e-07
1991-04-01 03:00 | 4 | 3 | 6 | 2.4933e-07
1991-04-01 04:00 | 4 | 4 | 6 | 2.4933e-07
1991-04-01 05:00 | 4 | 5 | 6 | 2.4933e-07
1991-04-01 06:00 | 4 | 6 | 6 | 2.4933e-07
1991-04-01 07:00 | 4 | 7 | 6 | 3.9892e-07
1991-04-01 08:00 | 4 | 8 | 5 | 5.4852e-07
1991-04-01 09:00 | 4 | 9 | 5 | 2.9919e-07
1991-04-01 10:00 | 4 | 10 | 5 | 2.4933e-07
1991-04-01 11:00 | 4 | 11 | 5 | 2.4933e-07
1991-04-01 12:00 | 4 | 12 | 5 | 2.4933e-07
1991-04-01 13:00 | 4 | 13 | 5 | 2.4933e-07
1991-04-01 14:00 | 4 | 14 | 5 | 2.9919e-07
1991-04-01 15:00 | 4 | 15 | 5 | 1.496e-06
1991-04-01 16:00 | 4 | 16 | 5 | 7.9784e-06
1991-04-01 17:00 | 4 | 17 | 5 | 7.5296e-06
1991-04-01 18:00 | 4 | 18 | 5 | 7.7291e-06
1991-04-01 19:00 | 4 | 19 | 5 | 7.4798e-06
1991-04-01 20:00 | 4 | 20 | 5 | 7.779e-06
1991-04-01 21:00 | 4 | 21 | 6 | 7.7291e-06
1991-04-01 22:00 | 4 | 22 | 6 | 1.7453e-06
1991-04-01 23:00 | 4 | 23 | 6 | 2.4933e-07
1991-04-02 | 4 | 0 | 6 | 2.4933e-07
1991-04-02 01:00 | 4 | 1 | 6 | 2.4933e-07
1991-04-02 02:00 | 4 | 2 | 6 | 2.4933e-07
1991-04-02 03:00 | 4 | 3 | 6 | 4.9865e-07
1991-04-02 04:00 | 4 | 4 | 6 | 5.4852e-07
1991-04-02 05:00 | 4 | 5 | 6 | 4.9865e-07
1991-04-02 06:00 | 4 | 6 | 6 | 5.4852e-07
1991-04-02 07:00 | 4 | 7 | 6 | 5.4852e-07
1991-04-02 08:00 | 4 | 8 | 5 | 5.4852e-07
1991-04-02 09:00 | 4 | 9 | 5 | 3.4906e-07
1991-04-02 10:00 | 4 | 10 | 5 | 2.4933e-07
1991-04-02 11:00 | 4 | 11 | 5 | 2.4933e-07
1991-04-02 12:00 | 4 | 12 | 5 | 2.9919e-07
1991-04-02 13:00 | 4 | 13 | 5 | 2.4933e-07
1991-04-02 14:00 | 4 | 14 | 5 | 2.4933e-07
1991-04-02 15:00 | 4 | 15 | 5 | 2.4933e-07
1991-04-02 16:00 | 4 | 16 | 5 | 2.9919e-07
1991-04-02 17:00 | 4 | 17 | 5 | 2.4933e-07
1991-04-02 18:00 | 4 | 18 | 5 | 2.4933e-07
1991-04-02 19:00 | 4 | 19 | 5 | 2.4933e-07
1991-04-02 20:00 | 4 | 20 | 5 | 2.9919e-07
1991-04-02 21:00 | 4 | 21 | 6 | 2.4933e-07
1991-04-02 22:00 | 4 | 22 | 6 | 2.4933e-07
1991-04-02 23:00 | 4 | 23 | 6 | 2.4933e-07
1991-04-03 | 4 | 0 | 6 | 2.4933e-07
1991-04-03 01:00 | 4 | 1 | 6 | 2.4933e-07
1991-04-03 02:00 | 4 | 2 | 6 | 2.4933e-07
1991-04-03 03:00 | 4 | 3 | 6 | 2.4933e-07
1991-04-03 04:00 | 4 | 4 | 6 | 2.4933e-07
1991-04-03 05:00 | 4 | 5 | 6 | 2.4933e-07
1991-04-03 06:00 | 4 | 6 | 6 | 2.4933e-07
1991-04-03 07:00 | 4 | 7 | 6 | 2.9919e-07
1991-04-03 08:00 | 4 | 8 | 5 | 2.4933e-07
1991-04-03 09:00 | 4 | 9 | 5 | 2.4933e-07
1991-04-03 10:00 | 4 | 10 | 5 | 2.4933e-07
1991-04-03 11:00 | 4 | 11 | 5 | 2.9919e-07
1991-04-03 12:00 | 4 | 12 | 5 | 2.4933e-07
1991-04-03 13:00 | 4 | 13 | 5 | 2.4933e-07
1991-04-03 14:00 | 4 | 14 | 5 | 2.9919e-07
1991-04-03 15:00 | 4 | 15 | 5 | 2.4933e-07
1991-04-03 16:00 | 4 | 16 | 5 | 2.4933e-07
1991-04-03 17:00 | 4 | 17 | 5 | 2.4933e-07
1991-04-03 18:00 | 4 | 18 | 5 | 2.9919e-07
1991-04-03 19:00 | 4 | 19 | 5 | 2.4933e-07
1991-04-03 20:00 | 4 | 20 | 5 | 2.4933e-07
1991-04-03 21:00 | 4 | 21 | 6 | 2.9919e-07
1991-04-03 22:00 | 4 | 22 | 6 | 2.4933e-07
1991-04-03 23:00 | 4 | 23 | 6 | 2.4933e-07
1991-04-04 | 4 | 0 | 6 | 4.9865e-07
1991-04-04 01:00 | 4 | 1 | 6 | 5.4852e-07
1991-04-04 02:00 | 4 | 2 | 6 | 5.4852e-07
1991-04-04 03:00 | 4 | 3 | 6 | 4.9865e-07
1991-04-04 04:00 | 4 | 4 | 6 | 5.4852e-07
1991-04-04 05:00 | 4 | 5 | 6 | 4.9865e-07
1991-04-04 06:00 | 4 | 6 | 6 | 5.4852e-07
1991-04-04 07:00 | 4 | 7 | 6 | 5.4852e-07
1991-04-04 08:00 | 4 | 8 | 5 | 5.4852e-07
1991-04-04 09:00 | 4 | 9 | 5 | 5.4852e-07
1991-04-04 10:00 | 4 | 10 | 5 | 4.9865e-07
1991-04-04 11:00 | 4 | 11 | 5 | 5.4852e-07
1991-04-04 12:00 | 4 | 12 | 5 | 2.4933e-07
1991-04-04 13:00 | 4 | 13 | 5 | 2.9919e-07
1991-04-04 14:00 | 4 | 14 | 5 | 2.4933e-07
1991-04-04 15:00 | 4 | 15 | 5 | 7.6543e-05
1991-04-04 16:00 | 4 | 16 | 5 | 3.4906e-05
1991-04-04 17:00 | 4 | 17 | 5 | 2.9919e-07
1991-04-04 18:00 | 4 | 18 | 5 | 2.4933e-07
1991-04-04 19:00 | 4 | 19 | 5 | 2.4933e-07
1991-04-04 20:00 | 4 | 20 | 5 | 2.9919e-07
1991-04-04 21:00 | 4 | 21 | 6 | 2.4933e-07
1991-04-04 22:00 | 4 | 22 | 6 | 2.4933e-07
1991-04-04 23:00 | 4 | 23 | 6 | 2.4933e-07
1991-04-05 | 4 | 0 | 6 | 2.4933e-07
1991-04-05 01:00 | 4 | 1 | 6 | 2.4933e-07
1991-04-05 02:00 | 4 | 2 | 6 | 2.4933e-07
1991-04-05 03:00 | 4 | 3 | 6 | 2.4933e-07
1991-04-05 04:00 | 4 | 4 | 6 | 2.4933e-07
1991-04-05 05:00 | 4 | 5 | 6 | 2.4933e-07
1991-04-05 06:00 | 4 | 6 | 6 | 2.4933e-07
1991-04-05 07:00 | 4 | 7 | 6 | 2.9919e-07
1991-04-05 08:00 | 4 | 8 | 5 | 2.4933e-07
1991-04-05 09:00 | 4 | 9 | 5 | 2.9919e-07
1991-04-05 10:00 | 4 | 10 | 5 | 2.4933e-07
1991-04-05 11:00 | 4 | 11 | 5 | 5.4852e-07
1991-04-05 12:00 | 4 | 12 | 5 | 2.4933e-07
1991-04-05 13:00 | 4 | 13 | 5 | 2.4933e-07
1991-04-05 14:00 | 4 | 14 | 5 | 2.9919e-07
1991-04-05 15:00 | 4 | 15 | 5 | 2.4933e-07
1991-04-05 16:00 | 4 | 16 | 5 | 2.4933e-07
1991-04-05 17:00 | 4 | 17 | 5 | 2.9919e-07
1991-04-05 18:00 | 4 | 18 | 5 | 2.4933e-07
1991-04-05 19:00 | 4 | 19 | 5 | 2.4933e-07
1991-04-05 20:00 | 4 | 20 | 5 | 2.9919e-07
1991-04-05 21:00 | 4 | 21 | 6 | 4.9865e-07
1991-04-05 22:00 | 4 | 22 | 6 | 2.4933e-07
1991-04-05 23:00 | 4 | 23 | 6 | 2.4933e-07
1991-04-06 | 4 | 0 | 6 | 2.9919e-07
1991-04-06 01:00 | 4 | 1 | 6 | 2.4933e-07
1991-04-06 02:00 | 4 | 2 | 6 | 2.4933e-07
1991-04-06 03:00 | 4 | 3 | 6 | 2.4933e-07
1991-04-06 04:00 | 4 | 4 | 6 | 2.4933e-07
1991-04-06 05:00 | 4 | 5 | 6 | 2.4933e-07
1991-04-06 06:00 | 4 | 6 | 6 | 2.9919e-07
1991-04-06 07:00 | 4 | 7 | 6 | 2.7426e-06
1991-04-06 08:00 | 4 | 8 | 6 | 9.973e-06
1991-04-06 09:00 | 4 | 9 | 6 | 2.9919e-07
1991-04-06 10:00 | 4 | 10 | 6 | 2.4933e-07
1991-04-06 11:00 | 4 | 11 | 6 | 2.4933e-07
1991-04-06 12:00 | 4 | 12 | 6 | 2.9919e-07
1991-04-06 13:00 | 4 | 13 | 6 | 2.4933e-07
1991-04-06 14:00 | 4 | 14 | 6 | 4.9865e-07
1991-04-06 15:00 | 4 | 15 | 6 | 2.4933e-07
1991-04-06 16:00 | 4 | 16 | 6 | 2.4933e-07
1991-04-06 17:00 | 4 | 17 | 6 | 2.4933e-07
1991-04-06 18:00 | 4 | 18 | 6 | 2.9919e-07
1991-04-06 19:00 | 4 | 19 | 6 | 2.4933e-07
1991-04-06 20:00 | 4 | 20 | 6 | 2.4933e-07
1991-04-06 21:00 | 4 | 21 | 6 | 2.4933e-07
1991-04-06 22:00 | 4 | 22 | 6 | 2.9919e-07
1991-04-06 23:00 | 4 | 23 | 6 | 2.4933e-07
1991-04-07 | 4 | 0 | 6 | 4.9865e-07
1991-04-07 01:00 | 4 | 1 | 6 | 5.4852e-07
1991-04-07 02:00 | 4 | 2 | 6 | 5.4852e-07
1991-04-07 03:00 | 4 | 3 | 6 | 4.9865e-07
1991-04-07 04:00 | 4 | 4 | 6 | 5.4852e-07
1991-04-07 05:00 | 4 | 5 | 6 | 5.4852e-07
1991-04-07 06:00 | 4 | 6 | 6 | 4.9865e-07
1991-04-07 07:00 | 4 | 7 | 6 | 5.4852e-07
1991-04-07 08:00 | 4 | 8 | 6 | 5.4852e-07
1991-04-07 09:00 | 4 | 9 | 6 | 5.4852e-07
1991-04-07 10:00 | 4 | 10 | 6 | 5.4852e-07
1991-04-07 11:00 | 4 | 11 | 6 | 4.9865e-07
1991-04-07 12:00 | 4 | 12 | 6 | 3.9892e-07
1991-04-07 13:00 | 4 | 13 | 6 | 2.9919e-07
1991-04-07 14:00 | 4 | 14 | 6 | 2.4933e-07
1991-04-07 15:00 | 4 | 15 | 6 | 2.4933e-07
1991-04-07 16:00 | 4 | 16 | 6 | 5.4852e-07
1991-04-07 17:00 | 4 | 17 | 6 | 2.4933e-07
1991-04-07 18:00 | 4 | 18 | 6 | 2.4933e-07
1991-04-07 19:00 | 4 | 19 | 6 | 2.4933e-07
1991-04-07 20:00 | 4 | 20 | 6 | 2.4933e-07
1991-04-07 21:00 | 4 | 21 | 6 | 2.9919e-07
1991-04-07 22:00 | 4 | 22 | 6 | 2.4933e-07
1991-04-07 23:00 | 4 | 23 | 6 | 2.4933e-07
1991-04-08 | 4 | 0 | 6 | 2.4933e-07
1991-04-08 01:00 | 4 | 1 | 6 | 2.4933e-07
1991-04-08 02:00 | 4 | 2 | 6 | 2.4933e-07
1991-04-08 03:00 | 4 | 3 | 6 | 2.4933e-07
1991-04-08 04:00 | 4 | 4 | 6 | 2.4933e-07
1991-04-08 05:00 | 4 | 5 | 6 | 2.4933e-07
1991-04-08 06:00 | 4 | 6 | 6 | 5.4852e-07
1991-04-08 07:00 | 4 | 7 | 6 | 4.9865e-07
1991-04-08 08:00 | 4 | 8 | 5 | 5.4852e-07
1991-04-08 09:00 | 4 | 9 | 5 | 2.9919e-07
1991-04-08 10:00 | 4 | 10 | 5 | 7.8588e-07
1991-04-08 11:00 | 4 | 11 | 5 | 2.4933e-07
1991-04-08 12:00 | 4 | 12 | 5 | 2.4933e-07
1991-04-08 13:00 | 4 | 13 | 5 | 2.4933e-07
1991-04-08 14:00 | 4 | 14 | 5 | 2.4933e-07
1991-04-08 15:00 | 4 | 15 | 5 | 2.4933e-07
1991-04-08 16:00 | 4 | 16 | 5 | 5.4852e-07
1991-04-08 17:00 | 4 | 17 | 5 | 4.9865e-07
1991-04-08 18:00 | 4 | 18 | 5 | 2.4933e-07
1991-04-08 19:00 | 4 | 19 | 5 | 2.4933e-07
1991-04-08 20:00 | 4 | 20 | 5 | 2.9919e-07
1991-04-08 21:00 | 4 | 21 | 6 | 2.4933e-07
1991-04-08 22:00 | 4 | 22 | 6 | 2.4933e-07
1991-04-08 23:00 | 4 | 23 | 6 | 2.4933e-07
1991-04-09 | 4 | 0 | 6 | 2.4933e-07
1991-04-09 01:00 | 4 | 1 | 6 | 2.9919e-07
1991-04-09 02:00 | 4 | 2 | 6 | 2.4933e-07
1991-04-09 03:00 | 4 | 3 | 6 | 2.4933e-07
1991-04-09 04:00 | 4 | 4 | 6 | 2.4933e-07
1991-04-09 05:00 | 4 | 5 | 6 | 2.4933e-07
1991-04-09 06:00 | 4 | 6 | 6 | 2.4933e-07
1991-04-09 07:00 | 4 | 7 | 6 | 2.4933e-07
1991-04-09 08:00 | 4 | 8 | 5 | 2.9919e-07
1991-04-09 09:00 | 4 | 9 | 5 | 2.4933e-07
1991-04-09 10:00 | 4 | 10 | 5 | 2.4933e-07
1991-04-09 11:00 | 4 | 11 | 5 | 2.4933e-07
1991-04-09 12:00 | 4 | 12 | 5 | 2.9919e-07
1991-04-09 13:00 | 4 | 13 | 5 | 2.4933e-07
1991-04-09 14:00 | 4 | 14 | 5 | 2.4933e-07
1991-04-09 15:00 | 4 | 15 | 5 | 5.4852e-07
1991-04-09 16:00 | 4 | 16 | 5 | 7.4798e-07
1991-04-09 17:00 | 4 | 17 | 5 | 9.973e-07
1991-04-09 18:00 | 4 | 18 | 5 | 1.1469e-05
1991-04-09 19:00 | 4 | 19 | 5 | 1.0771e-05
1991-04-09 20:00 | 4 | 20 | 5 | 7.7291e-06
1991-04-09 21:00 | 4 | 21 | 6 | 7.4798e-06
1991-04-09 22:00 | 4 | 22 | 6 | 3.7399e-06
1991-04-09 23:00 | 4 | 23 | 6 | 2.9919e-07
1991-04-10 | 4 | 0 | 6 | 2.4933e-07
1991-04-10 01:00 | 4 | 1 | 6 | 2.4933e-07
1991-04-10 02:00 | 4 | 2 | 6 | 2.4933e-07
1991-04-10 03:00 | 4 | 3 | 6 | 2.4933e-07
1991-04-10 04:00 | 4 | 4 | 6 | 2.4933e-07
1991-04-10 05:00 | 4 | 5 | 6 | 2.4933e-07
1991-04-10 06:00 | 4 | 6 | 6 | 2.4933e-07
1991-04-10 07:00 | 4 | 7 | 6 | 2.9919e-07
1991-04-10 08:00 | 4 | 8 | 5 | 2.4933e-07
1991-04-10 09:00 | 4 | 9 | 5 | 2.4933e-07
1991-04-10 10:00 | 4 | 10 | 5 | 2.4933e-07
1991-04-10 11:00 | 4 | 11 | 5 | 1.7951e-06
1991-04-10 12:00 | 4 | 12 | 5 | 7.7291e-06
1991-04-10 13:00 | 4 | 13 | 5 | 7.4798e-06
1991-04-10 14:00 | 4 | 14 | 5 | 1.2965e-05
1991-04-10 15:00 | 4 | 15 | 5 | 1.9996e-05
1991-04-10 16:00 | 4 | 16 | 5 | 2.9919e-05
1991-04-10 17:00 | 4 | 17 | 5 | 2.8174e-05
1991-04-10 18:00 | 4 | 18 | 5 | 2.2738e-05
1991-04-10 19:00 | 4 | 19 | 5 | 1.2716e-05
1991-04-10 20:00 | 4 | 20 | 5 | 1.0472e-05
1991-04-10 21:00 | 4 | 21 | 6 | 2.9919e-07
1991-04-10 22:00 | 4 | 22 | 6 | 2.4933e-07
1991-04-10 23:00 | 4 | 23 | 6 | 4.9865e-07
1991-04-11 | 4 | 0 | 6 | 2.4933e-07
1991-04-11 01:00 | 4 | 1 | 6 | 2.4933e-07
1991-04-11 02:00 | 4 | 2 | 6 | 2.4933e-07
1991-04-11 03:00 | 4 | 3 | 6 | 2.9919e-07
1991-04-11 04:00 | 4 | 4 | 6 | 2.4933e-07
1991-04-11 05:00 | 4 | 5 | 6 | 1.9946e-07
1991-04-11 06:00 | 4 | 6 | 6 | 2.9919e-07
1991-04-11 07:00 | 4 | 7 | 6 | 2.4933e-07
1991-04-11 08:00 | 4 | 8 | 5 | 2.4933e-07
1991-04-11 09:00 | 4 | 9 | 5 | 2.4933e-07
1991-04-11 10:00 | 4 | 10 | 5 | 2.4933e-07
1991-04-11 11:00 | 4 | 11 | 5 | 2.9919e-07
1991-04-11 12:00 | 4 | 12 | 5 | 4.2385e-06
1991-04-11 13:00 | 4 | 13 | 5 | 7.4798e-06
1991-04-11 14:00 | 4 | 14 | 5 | 7.4798e-06
1991-04-11 15:00 | 4 | 15 | 5 | 8.0283e-06
1991-04-11 16:00 | 4 | 16 | 5 | 7.7291e-06
1991-04-11 17:00 | 4 | 17 | 5 | 1.8699e-05
1991-04-11 18:00 | 4 | 18 | 5 | 2.1991e-05
1991-04-11 19:00 | 4 | 19 | 5 | 1.2716e-05
1991-04-11 20:00 | 4 | 20 | 5 | 1.2217e-05
1991-04-11 21:00 | 4 | 21 | 6 | 7.779e-06
1991-04-11 22:00 | 4 | 22 | 6 | 5.4852e-06
1991-04-11 23:00 | 4 | 23 | 6 | 2.4933e-07
1991-04-12 | 4 | 0 | 6 | 2.4933e-07
1991-04-12 01:00 | 4 | 1 | 6 | 2.9919e-07
1991-04-12 02:00 | 4 | 2 | 6 | 2.4933e-07
1991-04-12 03:00 | 4 | 3 | 6 | 2.4933e-07
1991-04-12 04:00 | 4 | 4 | 6 | 2.4933e-07
1991-04-12 05:00 | 4 | 5 | 6 | 2.4933e-07
1991-04-12 06:00 | 4 | 6 | 6 | 2.4933e-07
1991-04-12 07:00 | 4 | 7 | 6 | 2.4933e-07
1991-04-12 08:00 | 4 | 8 | 5 | 2.4933e-07
1991-04-12 09:00 | 4 | 9 | 5 | 2.4933e-07
1991-04-12 10:00 | 4 | 10 | 5 | 2.4933e-07
1991-04-12 11:00 | 4 | 11 | 5 | 2.9919e-07
1991-04-12 12:00 | 4 | 12 | 5 | 2.4933e-07
1991-04-12 13:00 | 4 | 13 | 5 | 9.225e-06
1991-04-12 14:00 | 4 | 14 | 5 | 2.7226e-05
1991-04-12 15:00 | 4 | 15 | 5 | 2.7426e-05
1991-04-12 16:00 | 4 | 16 | 5 | 1.9447e-05
1991-04-12 17:00 | 4 | 17 | 5 | 2.947e-05
1991-04-12 18:00 | 4 | 18 | 5 | 3.5903e-05
1991-04-12 19:00 | 4 | 19 | 5 | 1.8999e-05
1991-04-12 20:00 | 4 | 20 | 5 | 1.3464e-05
1991-04-12 21:00 | 4 | 21 | 6 | 1.1469e-05
1991-04-12 22:00 | 4 | 22 | 6 | 2.4933e-07
1991-04-12 23:00 | 4 | 23 | 6 | 2.9919e-07
1991-04-13 | 4 | 0 | 6 | 2.9919e-07
1991-04-13 01:00 | 4 | 1 | 6 | 2.4933e-07
1991-04-13 02:00 | 4 | 2 | 6 | 2.4933e-07
1991-04-13 03:00 | 4 | 3 | 6 | 2.4933e-07
1991-04-13 04:00 | 4 | 4 | 6 | 2.4933e-07
1991-04-13 05:00 | 4 | 5 | 6 | 2.4933e-07
1991-04-13 06:00 | 4 | 6 | 6 | 2.4933e-07
1991-04-13 07:00 | 4 | 7 | 6 | 2.4933e-07
1991-04-13 08:00 | 4 | 8 | 6 | 2.4933e-07
1991-04-13 09:00 | 4 | 9 | 6 | 2.4933e-07
1991-04-13 10:00 | 4 | 10 | 6 | 2.4933e-07
1991-04-13 11:00 | 4 | 11 | 6 | 2.9919e-07
1991-04-13 12:00 | 4 | 12 | 6 | 2.4933e-07
1991-04-13 13:00 | 4 | 13 | 6 | 2.4933e-07
1991-04-13 14:00 | 4 | 14 | 6 | 2.9919e-07
1991-04-13 15:00 | 4 | 15 | 6 | 2.4933e-07
1991-04-13 16:00 | 4 | 16 | 6 | 7.4798e-07
1991-04-13 17:00 | 4 | 17 | 6 | 3.2911e-06
1991-04-13 18:00 | 4 | 18 | 6 | 7.4798e-06
1991-04-13 19:00 | 4 | 19 | 6 | 7.4798e-06
1991-04-13 20:00 | 4 | 20 | 6 | 7.7291e-06
1991-04-13 21:00 | 4 | 21 | 6 | 7.4798e-06
1991-04-13 22:00 | 4 | 22 | 6 | 4.0391e-06
1991-04-13 23:00 | 4 | 23 | 6 | 2.4933e-07
1991-04-14 | 4 | 0 | 6 | 2.4933e-07
1991-04-14 01:00 | 4 | 1 | 6 | 2.4933e-07
1991-04-14 02:00 | 4 | 2 | 6 | 2.4933e-07
1991-04-14 03:00 | 4 | 3 | 6 | 2.4933e-07
1991-04-14 04:00 | 4 | 4 | 6 | 2.4933e-07
1991-04-14 05:00 | 4 | 5 | 6 | 2.9919e-07
1991-04-14 06:00 | 4 | 6 | 6 | 2.4933e-07
1991-04-14 07:00 | 4 | 7 | 6 | 2.4933e-07
1991-04-14 08:00 | 4 | 8 | 6 | 2.4933e-07
1991-04-14 09:00 | 4 | 9 | 6 | 2.9919e-07
1991-04-14 10:00 | 4 | 10 | 6 | 2.4933e-07
1991-04-14 11:00 | 4 | 11 | 6 | 2.4933e-07
1991-04-14 12:00 | 4 | 12 | 6 | 2.4933e-07
1991-04-14 13:00 | 4 | 13 | 6 | 2.9919e-07
1991-04-14 14:00 | 4 | 14 | 6 | 2.4933e-07
1991-04-14 15:00 | 4 | 15 | 6 | 4.9865e-07
1991-04-14 16:00 | 4 | 16 | 6 | 2.7426e-06
1991-04-14 17:00 | 4 | 17 | 6 | 1.2765e-05
1991-04-14 18:00 | 4 | 18 | 6 | 3.0418e-05
1991-04-14 19:00 | 4 | 19 | 6 | 2.942e-05
1991-04-14 20:00 | 4 | 20 | 6 | 1.0522e-05
1991-04-14 21:00 | 4 | 21 | 6 | 7.7291e-06
1991-04-14 22:00 | 4 | 22 | 6 | 1.7453e-06
1991-04-14 23:00 | 4 | 23 | 6 | 2.4933e-07
1991-04-15 | 4 | 0 | 6 | 2.4933e-07
1991-04-15 01:00 | 4 | 1 | 6 | 2.4933e-07
1991-04-15 02:00 | 4 | 2 | 6 | 4.9865e-07
1991-04-15 03:00 | 4 | 3 | 6 | 4.9865e-07
1991-04-15 04:00 | 4 | 4 | 6 | 2.4933e-07
1991-04-15 05:00 | 4 | 5 | 6 | 2.4933e-07
1991-04-15 06:00 | 4 | 6 | 6 | 2.4933e-07
1991-04-15 07:00 | 4 | 7 | 6 | 2.9919e-07
1991-04-15 08:00 | 4 | 8 | 5 | 2.4933e-07
1991-04-15 09:00 | 4 | 9 | 5 | 2.4933e-07
1991-04-15 10:00 | 4 | 10 | 5 | 2.4933e-07
1991-04-15 11:00 | 4 | 11 | 5 | 2.4933e-07
1991-04-15 12:00 | 4 | 12 | 5 | 2.4933e-07
1991-04-15 13:00 | 4 | 13 | 5 | 2.9919e-07
1991-04-15 14:00 | 4 | 14 | 5 | 3.9892e-06
1991-04-15 15:00 | 4 | 15 | 5 | 1.3962e-05
1991-04-15 16:00 | 4 | 16 | 5 | 3.2911e-05
1991-04-15 17:00 | 4 | 17 | 5 | 3.8945e-05
1991-04-15 18:00 | 4 | 18 | 5 | 3.5654e-05
1991-04-15 19:00 | 4 | 19 | 5 | 2.8174e-05
1991-04-15 20:00 | 4 | 20 | 5 | 2.3237e-05
1991-04-15 21:00 | 4 | 21 | 6 | 1.2716e-05
1991-04-15 22:00 | 4 | 22 | 6 | 5.9838e-06
1991-04-15 23:00 | 4 | 23 | 6 | 2.4933e-07
1991-04-16 | 4 | 0 | 6 | 2.701e-07
1991-04-16 01:00 | 4 | 1 | 6 | 2.8257e-07
1991-04-16 02:00 | 4 | 2 | 6 | 2.7426e-07
1991-04-16 03:00 | 4 | 3 | 6 | 2.9503e-07
1991-04-16 04:00 | 4 | 4 | 6 | 2.9919e-07
1991-04-16 05:00 | 4 | 5 | 6 | 3.075e-07
1991-04-16 06:00 | 4 | 6 | 6 | 3.5321e-07
1991-04-16 07:00 | 4 | 7 | 6 | 3.7399e-07
1991-04-16 08:00 | 4 | 8 | 5 | 3.6152e-07
1991-04-16 09:00 | 4 | 9 | 5 | 2.9503e-07
1991-04-16 10:00 | 4 | 10 | 5 | 2.7426e-07
1991-04-16 11:00 | 4 | 11 | 5 | 2.9503e-07
1991-04-16 12:00 | 4 | 12 | 5 | 2.6179e-07
1991-04-16 13:00 | 4 | 13 | 5 | 2.5764e-07
1991-04-16 14:00 | 4 | 14 | 5 | 2.6595e-07
1991-04-16 15:00 | 4 | 15 | 5 | 2.6179e-07
1991-04-16 16:00 | 4 | 16 | 5 | 5.1112e-07
1991-04-16 17:00 | 4 | 17 | 5 | 1.2674e-06
1991-04-16 18:00 | 4 | 18 | 5 | 1.9959e-05
1991-04-16 19:00 | 4 | 19 | 5 | 1.2225e-05
1991-04-16 20:00 | 4 | 20 | 5 | 7.7582e-06
1991-04-16 21:00 | 4 | 21 | 6 | 7.4922e-06
1991-04-16 22:00 | 4 | 22 | 6 | 7.2304e-06
1991-04-16 23:00 | 4 | 23 | 6 | 2.5764e-07
1991-04-17 | 4 | 0 | 6 | 2.701e-07
1991-04-17 01:00 | 4 | 1 | 6 | 2.8257e-07
1991-04-17 02:00 | 4 | 2 | 6 | 2.7426e-07
1991-04-17 03:00 | 4 | 3 | 6 | 2.9503e-07
1991-04-17 04:00 | 4 | 4 | 6 | 2.9919e-07
1991-04-17 05:00 | 4 | 5 | 6 | 3.075e-07
1991-04-17 06:00 | 4 | 6 | 6 | 3.5321e-07
1991-04-17 07:00 | 4 | 7 | 6 | 3.7399e-07
1991-04-17 08:00 | 4 | 8 | 5 | 3.6152e-07
1991-04-17 09:00 | 4 | 9 | 5 | 2.9503e-07
1991-04-17 10:00 | 4 | 10 | 5 | 2.7426e-07
1991-04-17 11:00 | 4 | 11 | 5 | 7.2761e-06
1991-04-17 12:00 | 4 | 12 | 5 | 7.7416e-06
1991-04-17 13:00 | 4 | 13 | 5 | 1.422e-05
1991-04-17 14:00 | 4 | 14 | 5 | 1.8467e-05
1991-04-17 15:00 | 4 | 15 | 5 | 2.4945e-05
1991-04-17 16:00 | 4 | 16 | 5 | 3.2425e-05
1991-04-17 17:00 | 4 | 17 | 5 | 3.6173e-05
1991-04-17 18:00 | 4 | 18 | 5 | 2.6192e-05
1991-04-17 19:00 | 4 | 19 | 5 | 1.6962e-05
1991-04-17 20:00 | 4 | 20 | 5 | 1.5986e-05
1991-04-17 21:00 | 4 | 21 | 6 | 2.6179e-07
1991-04-17 22:00 | 4 | 22 | 6 | 2.4933e-07
1991-04-17 23:00 | 4 | 23 | 6 | 2.5764e-07
1991-04-18 | 4 | 0 | 6 | 2.701e-07
1991-04-18 01:00 | 4 | 1 | 6 | 2.8257e-07
1991-04-18 02:00 | 4 | 2 | 6 | 2.7426e-07
1991-04-18 03:00 | 4 | 3 | 6 | 2.9503e-07
1991-04-18 04:00 | 4 | 4 | 6 | 2.9919e-07
1991-04-18 05:00 | 4 | 5 | 6 | 3.075e-07
1991-04-18 06:00 | 4 | 6 | 6 | 3.5321e-07
1991-04-18 07:00 | 4 | 7 | 6 | 3.7399e-07
1991-04-18 08:00 | 4 | 8 | 5 | 3.6152e-07
1991-04-18 09:00 | 4 | 9 | 5 | 2.9503e-07
1991-04-18 10:00 | 4 | 10 | 5 | 2.9207e-07
1991-04-18 11:00 | 4 | 11 | 5 | 5.4436e-07
1991-04-18 12:00 | 4 | 12 | 5 | 4.7496e-06
1991-04-18 13:00 | 4 | 13 | 5 | 7.4881e-06
1991-04-18 14:00 | 4 | 14 | 5 | 7.4964e-06
1991-04-18 15:00 | 4 | 15 | 5 | 8.2402e-06
1991-04-18 16:00 | 4 | 16 | 5 | 3.3921e-05
1991-04-18 17:00 | 4 | 17 | 5 | 0.00013366
1991-04-18 18:00 | 4 | 18 | 5 | 7.4922e-06
1991-04-18 19:00 | 4 | 19 | 5 | 7.4881e-06
1991-04-18 20:00 | 4 | 20 | 5 | 7.5089e-06
1991-04-18 21:00 | 4 | 21 | 6 | 7.7416e-06
1991-04-18 22:00 | 4 | 22 | 6 | 7.4798e-06
1991-04-18 23:00 | 4 | 23 | 6 | 7.7374e-06
1991-04-19 | 4 | 0 | 6 | 7.7499e-06
1991-04-19 01:00 | 4 | 1 | 6 | 7.513e-06
1991-04-19 02:00 | 4 | 2 | 6 | 7.754e-06
1991-04-19 03:00 | 4 | 3 | 6 | 7.7748e-06
1991-04-19 04:00 | 4 | 4 | 6 | 7.779e-06
1991-04-19 05:00 | 4 | 5 | 6 | 7.7873e-06
1991-04-19 06:00 | 4 | 6 | 6 | 7.833e-06
1991-04-19 07:00 | 4 | 7 | 6 | 7.8538e-06
1991-04-19 08:00 | 4 | 8 | 5 | 4.1014e-06
1991-04-19 09:00 | 4 | 9 | 5 | 2.9503e-07
1991-04-19 10:00 | 4 | 10 | 5 | 2.9207e-07
1991-04-19 11:00 | 4 | 11 | 5 | 2.9503e-07
1991-04-19 12:00 | 4 | 12 | 5 | 2.6179e-07
1991-04-19 13:00 | 4 | 13 | 5 | 2.5764e-07
1991-04-19 14:00 | 4 | 14 | 5 | 5.5018e-06
1991-04-19 15:00 | 4 | 15 | 5 | 7.7416e-06
1991-04-19 16:00 | 4 | 16 | 5 | 3.503e-06
1991-04-19 17:00 | 4 | 17 | 5 | 2.701e-07
1991-04-19 18:00 | 4 | 18 | 5 | 2.6179e-07
1991-04-19 19:00 | 4 | 19 | 5 | 2.5764e-07
1991-04-19 20:00 | 4 | 20 | 5 | 2.7841e-07
1991-04-19 21:00 | 4 | 21 | 6 | 2.6179e-07
1991-04-19 22:00 | 4 | 22 | 6 | 2.4933e-07
1991-04-19 23:00 | 4 | 23 | 6 | 2.5764e-07
1991-04-20 | 4 | 0 | 6 | 3.075e-07
1991-04-20 01:00 | 4 | 1 | 6 | 3.1581e-07
1991-04-20 02:00 | 4 | 2 | 6 | 3.0916e-07
1991-04-20 03:00 | 4 | 3 | 6 | 2.9088e-07
1991-04-20 04:00 | 4 | 4 | 6 | 2.9919e-07
1991-04-20 05:00 | 4 | 5 | 6 | 3.075e-07
1991-04-20 06:00 | 4 | 6 | 6 | 2.9919e-07
1991-04-20 07:00 | 4 | 7 | 6 | 2.9919e-07
1991-04-20 08:00 | 4 | 8 | 6 | 3.075e-07
1991-04-20 09:00 | 4 | 9 | 6 | 3.2412e-07
1991-04-20 10:00 | 4 | 10 | 6 | 2.9919e-07
1991-04-20 11:00 | 4 | 11 | 6 | 2.9919e-07
1991-04-20 12:00 | 4 | 12 | 6 | 2.9088e-07
1991-04-20 13:00 | 4 | 13 | 6 | 2.7426e-07
1991-04-20 14:00 | 4 | 14 | 6 | 2.5764e-07
1991-04-20 15:00 | 4 | 15 | 6 | 2.4933e-07
1991-04-20 16:00 | 4 | 16 | 6 | 2.5764e-07
1991-04-20 17:00 | 4 | 17 | 6 | 2.8257e-07
1991-04-20 18:00 | 4 | 18 | 6 | 2.5764e-07
1991-04-20 19:00 | 4 | 19 | 6 | 2.4933e-07
1991-04-20 20:00 | 4 | 20 | 6 | 2.5764e-07
1991-04-20 21:00 | 4 | 21 | 6 | 2.7426e-07
1991-04-20 22:00 | 4 | 22 | 6 | 2.6595e-07
1991-04-20 23:00 | 4 | 23 | 6 | 2.4933e-07
1991-04-21 | 4 | 0 | 6 | 3.075e-07
1991-04-21 01:00 | 4 | 1 | 6 | 3.1581e-07
1991-04-21 02:00 | 4 | 2 | 6 | 3.0916e-07
1991-04-21 03:00 | 4 | 3 | 6 | 2.9088e-07
1991-04-21 04:00 | 4 | 4 | 6 | 2.9919e-07
1991-04-21 05:00 | 4 | 5 | 6 | 3.075e-07
1991-04-21 06:00 | 4 | 6 | 6 | 2.9919e-07
1991-04-21 07:00 | 4 | 7 | 6 | 2.9919e-07
1991-04-21 08:00 | 4 | 8 | 6 | 6.042e-06
1991-04-21 09:00 | 4 | 9 | 6 | 3.2412e-07
1991-04-21 10:00 | 4 | 10 | 6 | 2.9919e-07
1991-04-21 11:00 | 4 | 11 | 6 | 3.9413e-07
1991-04-21 12:00 | 4 | 12 | 6 | 2.9088e-07
1991-04-21 13:00 | 4 | 13 | 6 | 2.7426e-07
1991-04-21 14:00 | 4 | 14 | 6 | 2.5764e-07
1991-04-21 15:00 | 4 | 15 | 6 | 2.4933e-07
1991-04-21 16:00 | 4 | 16 | 6 | 2.5764e-07
1991-04-21 17:00 | 4 | 17 | 6 | 2.8257e-07
1991-04-21 18:00 | 4 | 18 | 6 | 3.5258e-07
1991-04-21 19:00 | 4 | 19 | 6 | 2.4933e-07
1991-04-21 20:00 | 4 | 20 | 6 | 2.5764e-07
1991-04-21 21:00 | 4 | 21 | 6 | 2.7426e-07
1991-04-21 22:00 | 4 | 22 | 6 | 2.6595e-07
1991-04-21 23:00 | 4 | 23 | 6 | 2.4933e-07
1991-04-22 | 4 | 0 | 6 | 2.701e-07
1991-04-22 01:00 | 4 | 1 | 6 | 2.8257e-07
1991-04-22 02:00 | 4 | 2 | 6 | 2.7426e-07
1991-04-22 03:00 | 4 | 3 | 6 | 2.9503e-07
1991-04-22 04:00 | 4 | 4 | 6 | 3.7897e-06
1991-04-22 05:00 | 4 | 5 | 6 | 5.0447e-06
1991-04-22 06:00 | 4 | 6 | 6 | 3.5321e-07
1991-04-22 07:00 | 4 | 7 | 6 | 3.7399e-07
1991-04-22 08:00 | 4 | 8 | 5 | 3.6152e-07
1991-04-22 09:00 | 4 | 9 | 5 | 2.9503e-07
1991-04-22 10:00 | 4 | 10 | 5 | 2.9207e-07
1991-04-22 11:00 | 4 | 11 | 5 | 2.9503e-07
1991-04-22 12:00 | 4 | 12 | 5 | 2.6179e-07
1991-04-22 13:00 | 4 | 13 | 5 | 2.5764e-07
1991-04-22 14:00 | 4 | 14 | 5 | 2.6595e-07
1991-04-22 15:00 | 4 | 15 | 5 | 2.6179e-07
1991-04-22 16:00 | 4 | 16 | 5 | 4.251e-06
1991-04-22 17:00 | 4 | 17 | 5 | 2.701e-07
1991-04-22 18:00 | 4 | 18 | 5 | 2.6179e-07
1991-04-22 19:00 | 4 | 19 | 5 | 2.5764e-07
1991-04-22 20:00 | 4 | 20 | 5 | 2.7841e-07
1991-04-22 21:00 | 4 | 21 | 6 | 2.6179e-07
1991-04-22 22:00 | 4 | 22 | 6 | 2.4933e-07
1991-04-22 23:00 | 4 | 23 | 6 | 2.5764e-07
1991-04-23 | 4 | 0 | 6 | 2.701e-07
1991-04-23 01:00 | 4 | 1 | 6 | 2.8257e-07
1991-04-23 02:00 | 4 | 2 | 6 | 2.7426e-07
1991-04-23 03:00 | 4 | 3 | 6 | 2.9503e-07
1991-04-23 04:00 | 4 | 4 | 6 | 2.9919e-07
1991-04-23 05:00 | 4 | 5 | 6 | 4.0474e-06
1991-04-23 06:00 | 4 | 6 | 6 | 5.0904e-06
1991-04-23 07:00 | 4 | 7 | 6 | 6.2331e-07
1991-04-23 08:00 | 4 | 8 | 5 | 3.6152e-07
1991-04-23 09:00 | 4 | 9 | 5 | 2.9503e-07
1991-04-23 10:00 | 4 | 10 | 5 | 2.9207e-07
1991-04-23 11:00 | 4 | 11 | 5 | 2.9503e-07
1991-04-23 12:00 | 4 | 12 | 5 | 2.6179e-07
1991-04-23 13:00 | 4 | 13 | 5 | 2.5764e-07
1991-04-23 14:00 | 4 | 14 | 5 | 2.6595e-07
1991-04-23 15:00 | 4 | 15 | 5 | 2.6179e-07
1991-04-23 16:00 | 4 | 16 | 5 | 2.6179e-07
1991-04-23 17:00 | 4 | 17 | 5 | 2.701e-07
1991-04-23 18:00 | 4 | 18 | 5 | 2.6179e-07
1991-04-23 19:00 | 4 | 19 | 5 | 2.5764e-07
1991-04-23 20:00 | 4 | 20 | 5 | 2.7841e-07
1991-04-23 21:00 | 4 | 21 | 6 | 7.6044e-07
1991-04-23 22:00 | 4 | 22 | 6 | 2.4933e-07
1991-04-23 23:00 | 4 | 23 | 6 | 2.5764e-07
1991-04-24 | 4 | 0 | 6 | 2.701e-07
1991-04-24 01:00 | 4 | 1 | 6 | 2.8257e-07
1991-04-24 02:00 | 4 | 2 | 6 | 2.7426e-07
1991-04-24 03:00 | 4 | 3 | 6 | 2.9503e-07
1991-04-24 04:00 | 4 | 4 | 6 | 2.9919e-07
1991-04-24 05:00 | 4 | 5 | 6 | 3.075e-07
1991-04-24 06:00 | 4 | 6 | 6 | 3.5321e-07
1991-04-24 07:00 | 4 | 7 | 6 | 3.7399e-07
1991-04-24 08:00 | 4 | 8 | 5 | 3.6152e-07
1991-04-24 09:00 | 4 | 9 | 5 | 2.9503e-07
1991-04-24 10:00 | 4 | 10 | 5 | 2.9207e-07
1991-04-24 11:00 | 4 | 11 | 5 | 5.2815e-06
1991-04-24 12:00 | 4 | 12 | 5 | 7.7416e-06
1991-04-24 13:00 | 4 | 13 | 5 | 7.7374e-06
1991-04-24 14:00 | 4 | 14 | 5 | 7.4964e-06
1991-04-24 15:00 | 4 | 15 | 5 | 7.4922e-06
1991-04-24 16:00 | 4 | 16 | 5 | 7.4922e-06
1991-04-24 17:00 | 4 | 17 | 5 | 7.7499e-06
1991-04-24 18:00 | 4 | 18 | 5 | 7.4922e-06
1991-04-24 19:00 | 4 | 19 | 5 | 7.4881e-06
1991-04-24 20:00 | 4 | 20 | 5 | 7.5089e-06
1991-04-24 21:00 | 4 | 21 | 6 | 7.4922e-06
1991-04-24 22:00 | 4 | 22 | 6 | 2.4933e-07
1991-04-24 23:00 | 4 | 23 | 6 | 2.5764e-07
1991-04-25 | 4 | 0 | 6 | 2.701e-07
1991-04-25 01:00 | 4 | 1 | 6 | 2.8257e-07
1991-04-25 02:00 | 4 | 2 | 6 | 2.7426e-07
1991-04-25 03:00 | 4 | 3 | 6 | 2.9503e-07
1991-04-25 04:00 | 4 | 4 | 6 | 2.9919e-07
1991-04-25 05:00 | 4 | 5 | 6 | 3.075e-07
1991-04-25 06:00 | 4 | 6 | 6 | 3.5321e-07
1991-04-25 07:00 | 4 | 7 | 6 | 3.7399e-07
1991-04-25 08:00 | 4 | 8 | 5 | 3.6152e-07
1991-04-25 09:00 | 4 | 9 | 5 | 5.4436e-07
1991-04-25 10:00 | 4 | 10 | 5 | 2.9207e-07
1991-04-25 11:00 | 4 | 11 | 5 | 2.9503e-07
1991-04-25 12:00 | 4 | 12 | 5 | 2.6179e-07
1991-04-25 13:00 | 4 | 13 | 5 | 2.5764e-07
1991-04-25 14:00 | 4 | 14 | 5 | 2.6595e-07
1991-04-25 15:00 | 4 | 15 | 5 | 2.6179e-07
1991-04-25 16:00 | 4 | 16 | 5 | 5.1112e-07
1991-04-25 17:00 | 4 | 17 | 5 | 2.701e-07
1991-04-25 18:00 | 4 | 18 | 5 | 5.4976e-06
1991-04-25 19:00 | 4 | 19 | 5 | 1.2225e-05
1991-04-25 20:00 | 4 | 20 | 5 | 7.5089e-06
1991-04-25 21:00 | 4 | 21 | 6 | 5.9963e-06
1991-04-25 22:00 | 4 | 22 | 6 | 2.4933e-07
1991-04-25 23:00 | 4 | 23 | 6 | 2.5764e-07
1991-04-26 | 4 | 0 | 6 | 2.701e-07
1991-04-26 01:00 | 4 | 1 | 6 | 2.8257e-07
1991-04-26 02:00 | 4 | 2 | 6 | 2.7426e-07
1991-04-26 03:00 | 4 | 3 | 6 | 2.9503e-07
1991-04-26 04:00 | 4 | 4 | 6 | 2.9919e-07
1991-04-26 05:00 | 4 | 5 | 6 | 3.075e-07
1991-04-26 06:00 | 4 | 6 | 6 | 3.5321e-07
1991-04-26 07:00 | 4 | 7 | 6 | 3.7399e-07
1991-04-26 08:00 | 4 | 8 | 5 | 8.6017e-07
1991-04-26 09:00 | 4 | 9 | 5 | 2.9503e-07
1991-04-26 10:00 | 4 | 10 | 5 | 2.9207e-07
1991-04-26 11:00 | 4 | 11 | 5 | 2.9503e-07
1991-04-26 12:00 | 4 | 12 | 5 | 2.6179e-07
1991-04-26 13:00 | 4 | 13 | 5 | 2.5764e-07
1991-04-26 14:00 | 4 | 14 | 5 | 2.6595e-07
1991-04-26 15:00 | 4 | 15 | 5 | 2.6179e-07
1991-04-26 16:00 | 4 | 16 | 5 | 2.6179e-07
1991-04-26 17:00 | 4 | 17 | 5 | 2.701e-07
1991-04-26 18:00 | 4 | 18 | 5 | 1.0983e-05
1991-04-26 19:00 | 4 | 19 | 5 | 7.7374e-06
1991-04-26 20:00 | 4 | 20 | 5 | 7.5089e-06
1991-04-26 21:00 | 4 | 21 | 6 | 5.2483e-06
1991-04-26 22:00 | 4 | 22 | 6 | 2.4933e-07
1991-04-26 23:00 | 4 | 23 | 6 | 2.5764e-07
1991-04-27 | 4 | 0 | 6 | 3.075e-07
1991-04-27 01:00 | 4 | 1 | 6 | 3.1581e-07
1991-04-27 02:00 | 4 | 2 | 6 | 3.0916e-07
1991-04-27 03:00 | 4 | 3 | 6 | 2.9088e-07
1991-04-27 04:00 | 4 | 4 | 6 | 2.9919e-07
1991-04-27 05:00 | 4 | 5 | 6 | 3.075e-07
1991-04-27 06:00 | 4 | 6 | 6 | 2.9919e-07
1991-04-27 07:00 | 4 | 7 | 6 | 2.9919e-07
1991-04-27 08:00 | 4 | 8 | 6 | 3.075e-07
1991-04-27 09:00 | 4 | 9 | 6 | 3.2412e-07
1991-04-27 10:00 | 4 | 10 | 6 | 2.9919e-07
1991-04-27 11:00 | 4 | 11 | 6 | 1.0472e-06
1991-04-27 12:00 | 4 | 12 | 6 | 7.7706e-06
1991-04-27 13:00 | 4 | 13 | 6 | 7.5047e-06
1991-04-27 14:00 | 4 | 14 | 6 | 9.2334e-06
1991-04-27 15:00 | 4 | 15 | 6 | 9.225e-06
1991-04-27 16:00 | 4 | 16 | 6 | 9.2334e-06
1991-04-27 17:00 | 4 | 17 | 6 | 9.009e-06
1991-04-27 18:00 | 4 | 18 | 6 | 9.2334e-06
1991-04-27 19:00 | 4 | 19 | 6 | 8.9757e-06
1991-04-27 20:00 | 4 | 20 | 6 | 9.2334e-06
1991-04-27 21:00 | 4 | 21 | 6 | 9.25e-06
1991-04-27 22:00 | 4 | 22 | 6 | 3.2579e-06
1991-04-27 23:00 | 4 | 23 | 6 | 2.4933e-07
1991-04-28 | 4 | 0 | 6 | 1.5486e-05
1991-04-28 01:00 | 4 | 1 | 6 | 2.139e-05
1991-04-28 02:00 | 4 | 2 | 6 | 2.0099e-05
1991-04-28 03:00 | 4 | 3 | 6 | 2.147e-05
1991-04-28 04:00 | 4 | 4 | 6 | 2.1731e-05
1991-04-28 05:00 | 4 | 5 | 6 | 2.6415e-05
1991-04-28 06:00 | 4 | 6 | 6 | 3.7496e-05
1991-04-28 07:00 | 4 | 7 | 6 | 4.7782e-05
1991-04-28 08:00 | 4 | 8 | 6 | 4.2709e-05
1991-04-28 09:00 | 4 | 9 | 6 | 3.2268e-05
1991-04-28 10:00 | 4 | 10 | 6 | 1.6957e-05
1991-04-28 11:00 | 4 | 11 | 6 | 2.0318e-05
1991-04-28 12:00 | 4 | 12 | 6 | 2.8095e-05
1991-04-28 13:00 | 4 | 13 | 6 | 3.2264e-05
1991-04-28 14:00 | 4 | 14 | 6 | 2.6503e-05
1991-04-28 15:00 | 4 | 15 | 6 | 3.1192e-05
1991-04-28 16:00 | 4 | 16 | 6 | 3.0084e-05
1991-04-28 17:00 | 4 | 17 | 6 | 3.1759e-05
1991-04-28 18:00 | 4 | 18 | 6 | 4.3919e-05
1991-04-28 19:00 | 4 | 19 | 6 | 4.0853e-05
1991-04-28 20:00 | 4 | 20 | 6 | 3.3719e-05
1991-04-28 21:00 | 4 | 21 | 6 | 3.4562e-05
1991-04-28 22:00 | 4 | 22 | 6 | 1.707e-05
1991-04-28 23:00 | 4 | 23 | 6 | 1.6572e-05
1991-04-29 | 4 | 0 | 6 | 1.6098e-05
1991-04-29 01:00 | 4 | 1 | 6 | 1.3275e-05
1991-04-29 02:00 | 4 | 2 | 6 | 1.487e-05
1991-04-29 03:00 | 4 | 3 | 6 | 1.8288e-05
1991-04-29 04:00 | 4 | 4 | 6 | 2.136e-05
1991-04-29 05:00 | 4 | 5 | 6 | 2.0646e-05
1991-04-29 06:00 | 4 | 6 | 6 | 3.2507e-05
1991-04-29 07:00 | 4 | 7 | 6 | 3.0264e-05
1991-04-29 08:00 | 4 | 8 | 5 | 2.5396e-05
1991-04-29 09:00 | 4 | 9 | 5 | 1.5412e-05
1991-04-29 10:00 | 4 | 10 | 5 | 2.6038e-05
1991-04-29 11:00 | 4 | 11 | 5 | 2.9981e-05
1991-04-29 12:00 | 4 | 12 | 5 | 3.1436e-05
1991-04-29 13:00 | 4 | 13 | 5 | 3.174e-05
1991-04-29 14:00 | 4 | 14 | 5 | 3.4401e-05
1991-04-29 15:00 | 4 | 15 | 5 | 3.3352e-05
1991-04-29 16:00 | 4 | 16 | 5 | 3.8447e-05
1991-04-29 17:00 | 4 | 17 | 5 | 4.4137e-05
1991-04-29 18:00 | 4 | 18 | 5 | 4.0558e-05
1991-04-29 19:00 | 4 | 19 | 5 | 3.8431e-05
1991-04-29 20:00 | 4 | 20 | 5 | 4.0854e-05
1991-04-29 21:00 | 4 | 21 | 6 | 3.1739e-05
1991-04-29 22:00 | 4 | 22 | 6 | 1.6518e-05
1991-04-29 23:00 | 4 | 23 | 6 | 1.7785e-05
1991-04-30 | 4 | 0 | 6 | 1.5808e-05
1991-04-30 01:00 | 4 | 1 | 6 | 1.3081e-05
1991-04-30 02:00 | 4 | 2 | 6 | 1.5145e-05
1991-04-30 03:00 | 4 | 3 | 6 | 1.3289e-05
1991-04-30 04:00 | 4 | 4 | 6 | 1.3243e-05
1991-04-30 05:00 | 4 | 5 | 6 | 1.5943e-05
1991-04-30 06:00 | 4 | 6 | 6 | 4.7805e-05
1991-04-30 07:00 | 4 | 7 | 6 | 9.969e-05
1991-04-30 08:00 | 4 | 8 | 5 | 7.4509e-05
1991-04-30 09:00 | 4 | 9 | 5 | 3.8395e-05
1991-04-30 10:00 | 4 | 10 | 5 | 2.4252e-05
1991-04-30 11:00 | 4 | 11 | 5 | 1.7403e-05
1991-04-30 12:00 | 4 | 12 | 5 | 1.313e-05
1991-04-30 13:00 | 4 | 13 | 5 | 1.4291e-05
1991-04-30 14:00 | 4 | 14 | 5 | 1.5172e-05
1991-04-30 15:00 | 4 | 15 | 5 | 1.4873e-05
1991-04-30 16:00 | 4 | 16 | 5 | 1.5531e-05
1991-04-30 17:00 | 4 | 17 | 5 | 1.8668e-05
1991-04-30 18:00 | 4 | 18 | 5 | 1.9217e-05
1991-04-30 19:00 | 4 | 19 | 5 | 1.9247e-05
1991-04-30 20:00 | 4 | 20 | 5 | 2.6436e-05
1991-04-30 21:00 | 4 | 21 | 6 | 2.0552e-05
1991-04-30 22:00 | 4 | 22 | 6 | 1.8521e-05
1991-04-30 23:00 | 4 | 23 | 6 | 1.8061e-05
1991-05-01 | 5 | 0 | 3 | 1.5775e-05
1991-05-01 01:00 | 5 | 1 | 3 | 1.3404e-05
1991-05-01 02:00 | 5 | 2 | 3 | 1.4951e-05
1991-05-01 03:00 | 5 | 3 | 3 | 1.3517e-05
1991-05-01 04:00 | 5 | 4 | 3 | 1.3243e-05
1991-05-01 05:00 | 5 | 5 | 3 | 1.7852e-05
1991-05-01 06:00 | 5 | 6 | 3 | 2.112e-05
1991-05-01 07:00 | 5 | 7 | 3 | 0.00010039
1991-05-01 08:00 | 5 | 8 | 2 | 4.4699e-05
1991-05-01 09:00 | 5 | 9 | 2 | 1.6297e-05
1991-05-01 10:00 | 5 | 10 | 2 | 1.3e-05
1991-05-01 11:00 | 5 | 11 | 2 | 1.5141e-05
1991-05-01 12:00 | 5 | 12 | 1 | 1.8751e-05
1991-05-01 13:00 | 5 | 13 | 1 | 1.7722e-05
1991-05-01 14:00 | 5 | 14 | 1 | 2.1636e-05
1991-05-01 15:00 | 5 | 15 | 1 | 2.5248e-05
1991-05-01 16:00 | 5 | 16 | 1 | 9.301e-05
1991-05-01 17:00 | 5 | 17 | 1 | 5.8513e-05
1991-05-01 18:00 | 5 | 18 | 2 | 5.8313e-05
1991-05-01 19:00 | 5 | 19 | 2 | 4.0922e-05
1991-05-01 20:00 | 5 | 20 | 2 | 4.576e-05
1991-05-01 21:00 | 5 | 21 | 3 | 2.7563e-05
1991-05-01 22:00 | 5 | 22 | 3 | 3.1095e-05
1991-05-01 23:00 | 5 | 23 | 3 | 1.9203e-05
1991-05-02 | 5 | 0 | 3 | 1.7207e-05
1991-05-02 01:00 | 5 | 1 | 3 | 1.4031e-05
1991-05-02 02:00 | 5 | 2 | 3 | 1.4997e-05
1991-05-02 03:00 | 5 | 3 | 3 | 1.3307e-05
1991-05-02 04:00 | 5 | 4 | 3 | 1.7188e-05
1991-05-02 05:00 | 5 | 5 | 3 | 1.314e-05
1991-05-02 06:00 | 5 | 6 | 3 | 2.3867e-05
1991-05-02 07:00 | 5 | 7 | 3 | 2.0695e-05
1991-05-02 08:00 | 5 | 8 | 2 | 1.7493e-05
1991-05-02 09:00 | 5 | 9 | 2 | 8.2876e-05
1991-05-02 10:00 | 5 | 10 | 2 | 3.3027e-05
1991-05-02 11:00 | 5 | 11 | 2 | 1.4291e-05
1991-05-02 12:00 | 5 | 12 | 1 | 1.6997e-05
1991-05-02 13:00 | 5 | 13 | 1 | 1.6204e-05
1991-05-02 14:00 | 5 | 14 | 1 | 1.6089e-05
1991-05-02 15:00 | 5 | 15 | 1 | 1.5327e-05
1991-05-02 16:00 | 5 | 16 | 1 | 1.5531e-05
1991-05-02 17:00 | 5 | 17 | 1 | 3.578e-05
1991-05-02 18:00 | 5 | 18 | 2 | 3.4943e-05
1991-05-02 19:00 | 5 | 19 | 2 | 2.3383e-05
1991-05-02 20:00 | 5 | 20 | 2 | 2.9301e-05
1991-05-02 21:00 | 5 | 21 | 3 | 2.2303e-05
1991-05-02 22:00 | 5 | 22 | 3 | 1.3961e-05
1991-05-02 23:00 | 5 | 23 | 3 | 1.8007e-05
1991-05-03 | 5 | 0 | 3 | 1.5887e-05
1991-05-03 01:00 | 5 | 1 | 3 | 1.3034e-05
1991-05-03 02:00 | 5 | 2 | 3 | 1.5908e-05
1991-05-03 03:00 | 5 | 3 | 3 | 1.7818e-05
1991-05-03 04:00 | 5 | 4 | 3 | 1.6222e-05
1991-05-03 05:00 | 5 | 5 | 3 | 1.7445e-05
1991-05-03 06:00 | 5 | 6 | 3 | 2.5257e-05
1991-05-03 07:00 | 5 | 7 | 3 | 7.4733e-05
1991-05-03 08:00 | 5 | 8 | 2 | 8.0122e-05
1991-05-03 09:00 | 5 | 9 | 2 | 6.9667e-05
1991-05-03 10:00 | 5 | 10 | 2 | 5.4288e-05
1991-05-03 11:00 | 5 | 11 | 2 | 4.1598e-05
1991-05-03 12:00 | 5 | 12 | 1 | 2.7645e-05
1991-05-03 13:00 | 5 | 13 | 1 | 2.434e-05
1991-05-03 14:00 | 5 | 14 | 1 | 2.6641e-05
1991-05-03 15:00 | 5 | 15 | 1 | 5.8435e-05
1991-05-03 16:00 | 5 | 16 | 1 | 4.8756e-05
1991-05-03 17:00 | 5 | 17 | 1 | 8.4037e-05
1991-05-03 18:00 | 5 | 18 | 2 | 9.2211e-05
1991-05-03 19:00 | 5 | 19 | 2 | 7.3546e-05
1991-05-03 20:00 | 5 | 20 | 2 | 7.1114e-05
1991-05-03 21:00 | 5 | 21 | 3 | 4.6802e-05
1991-05-03 22:00 | 5 | 22 | 3 | 5.4536e-05
1991-05-03 23:00 | 5 | 23 | 3 | 2.2792e-05
1991-05-04 | 5 | 0 | 3 | 2.3776e-05
1991-05-04 01:00 | 5 | 1 | 3 | 2.3624e-05
1991-05-04 02:00 | 5 | 2 | 3 | 2.4166e-05
1991-05-04 03:00 | 5 | 3 | 3 | 2.39e-05
1991-05-04 04:00 | 5 | 4 | 3 | 2.4128e-05
1991-05-04 05:00 | 5 | 5 | 3 | 2.5048e-05
1991-05-04 06:00 | 5 | 6 | 3 | 3.8586e-05
1991-05-04 07:00 | 5 | 7 | 3 | 0.00010389
1991-05-04 08:00 | 5 | 8 | 3 | 8.1873e-05
1991-05-04 09:00 | 5 | 9 | 3 | 8.9001e-05
1991-05-04 10:00 | 5 | 10 | 3 | 5.9081e-05
1991-05-04 11:00 | 5 | 11 | 3 | 2.4033e-05
1991-05-04 12:00 | 5 | 12 | 3 | 5.0786e-05
1991-05-04 13:00 | 5 | 13 | 3 | 3.3133e-05
1991-05-04 14:00 | 5 | 14 | 3 | 2.0278e-05
1991-05-04 15:00 | 5 | 15 | 3 | 4.5255e-05
1991-05-04 16:00 | 5 | 16 | 3 | 2.6109e-05
1991-05-04 17:00 | 5 | 17 | 3 | 3.5134e-05
1991-05-04 18:00 | 5 | 18 | 3 | 2.2077e-05
1991-05-04 19:00 | 5 | 19 | 3 | 8.1211e-05
1991-05-04 20:00 | 5 | 20 | 3 | 5.6194e-05
1991-05-04 21:00 | 5 | 21 | 3 | 4.3433e-05
1991-05-04 22:00 | 5 | 22 | 3 | 3.0214e-05
1991-05-04 23:00 | 5 | 23 | 3 | 1.7397e-05
1991-05-05 | 5 | 0 | 3 | 1.6799e-05
1991-05-05 01:00 | 5 | 1 | 3 | 1.6968e-05
1991-05-05 02:00 | 5 | 2 | 3 | 1.7457e-05
1991-05-05 03:00 | 5 | 3 | 3 | 1.7804e-05
1991-05-05 04:00 | 5 | 4 | 3 | 1.9163e-05
1991-05-05 05:00 | 5 | 5 | 3 | 1.9002e-05
1991-05-05 06:00 | 5 | 6 | 3 | 2.3675e-05
1991-05-05 07:00 | 5 | 7 | 3 | 2.8386e-05
1991-05-05 08:00 | 5 | 8 | 3 | 2.4625e-05
1991-05-05 09:00 | 5 | 9 | 3 | 2.8647e-05
1991-05-05 10:00 | 5 | 10 | 3 | 2.3476e-05
1991-05-05 11:00 | 5 | 11 | 3 | 1.746e-05
1991-05-05 12:00 | 5 | 12 | 3 | 2.4992e-05
1991-05-05 13:00 | 5 | 13 | 3 | 1.8836e-05
1991-05-05 14:00 | 5 | 14 | 3 | 1.9325e-05
1991-05-05 15:00 | 5 | 15 | 3 | 1.9535e-05
1991-05-05 16:00 | 5 | 16 | 3 | 0.00014965
1991-05-05 17:00 | 5 | 17 | 3 | 0.00013513
1991-05-05 18:00 | 5 | 18 | 3 | 0.00010434
1991-05-05 19:00 | 5 | 19 | 3 | 8.6728e-05
1991-05-05 20:00 | 5 | 20 | 3 | 6.0943e-05
1991-05-05 21:00 | 5 | 21 | 3 | 4.877e-05
1991-05-05 22:00 | 5 | 22 | 3 | 2.8313e-05
1991-05-05 23:00 | 5 | 23 | 3 | 2.3139e-05
1991-05-06 | 5 | 0 | 3 | 1.3469e-05
1991-05-06 01:00 | 5 | 1 | 3 | 1.3307e-05
1991-05-06 02:00 | 5 | 2 | 3 | 1.3468e-05
1991-05-06 03:00 | 5 | 3 | 3 | 1.4323e-05
1991-05-06 04:00 | 5 | 4 | 3 | 1.5537e-05
1991-05-06 05:00 | 5 | 5 | 3 | 1.5146e-05
1991-05-06 06:00 | 5 | 6 | 3 | 1.9152e-05
1991-05-06 07:00 | 5 | 7 | 3 | 1.887e-05
1991-05-06 08:00 | 5 | 8 | 2 | 1.7196e-05
1991-05-06 09:00 | 5 | 9 | 2 | 1.5311e-05
1991-05-06 10:00 | 5 | 10 | 2 | 1.2853e-05
1991-05-06 11:00 | 5 | 11 | 2 | 1.4292e-05
1991-05-06 12:00 | 5 | 12 | 1 | 2.7874e-05
1991-05-06 13:00 | 5 | 13 | 1 | 4.0414e-05
1991-05-06 14:00 | 5 | 14 | 1 | 4.6524e-05
1991-05-06 15:00 | 5 | 15 | 1 | 7.2917e-05
1991-05-06 16:00 | 5 | 16 | 1 | 0.00020694
1991-05-06 17:00 | 5 | 17 | 1 | 0.0002744
1991-05-06 18:00 | 5 | 18 | 2 | 0.00016513
1991-05-06 19:00 | 5 | 19 | 2 | 0.00010245
1991-05-06 20:00 | 5 | 20 | 2 | 7.2912e-05
1991-05-06 21:00 | 5 | 21 | 3 | 4.3257e-05
1991-05-06 22:00 | 5 | 22 | 3 | 2.702e-05
1991-05-06 23:00 | 5 | 23 | 3 | 1.3472e-05
1991-05-07 | 5 | 0 | 3 | 1.3355e-05
1991-05-07 01:00 | 5 | 1 | 3 | 1.3324e-05
1991-05-07 02:00 | 5 | 2 | 3 | 1.3355e-05
1991-05-07 03:00 | 5 | 3 | 3 | 1.3665e-05
1991-05-07 04:00 | 5 | 4 | 3 | 1.3095e-05
1991-05-07 05:00 | 5 | 5 | 3 | 1.3275e-05
1991-05-07 06:00 | 5 | 6 | 3 | 1.6968e-05
1991-05-07 07:00 | 5 | 7 | 3 | 1.6904e-05
1991-05-07 08:00 | 5 | 8 | 2 | 1.5853e-05
1991-05-07 09:00 | 5 | 9 | 2 | 1.305e-05
1991-05-07 10:00 | 5 | 10 | 2 | 1.3596e-05
1991-05-07 11:00 | 5 | 11 | 2 | 2.3792e-05
1991-05-07 12:00 | 5 | 12 | 1 | 3.728e-05
1991-05-07 13:00 | 5 | 13 | 1 | 3.8588e-05
1991-05-07 14:00 | 5 | 14 | 1 | 0.00014601
1991-05-07 15:00 | 5 | 15 | 1 | 0.00019807
1991-05-07 16:00 | 5 | 16 | 1 | 0.00033003
1991-05-07 17:00 | 5 | 17 | 1 | 0.00032101
1991-05-07 18:00 | 5 | 18 | 2 | 0.00022971
1991-05-07 19:00 | 5 | 19 | 2 | 0.00015284
1991-05-07 20:00 | 5 | 20 | 2 | 0.00012499
1991-05-07 21:00 | 5 | 21 | 3 | 0.00010355
1991-05-07 22:00 | 5 | 22 | 3 | 3.7958e-05
1991-05-07 23:00 | 5 | 23 | 3 | 2.268e-05
1991-05-08 | 5 | 0 | 3 | 1.7422e-05
1991-05-08 01:00 | 5 | 1 | 3 | 1.3503e-05
1991-05-08 02:00 | 5 | 2 | 3 | 1.3162e-05
1991-05-08 03:00 | 5 | 3 | 3 | 1.3388e-05
1991-05-08 04:00 | 5 | 4 | 3 | 1.3275e-05
1991-05-08 05:00 | 5 | 5 | 3 | 1.3404e-05
1991-05-08 06:00 | 5 | 6 | 3 | 1.3243e-05
1991-05-08 07:00 | 5 | 7 | 3 | 1.3175e-05
1991-05-08 08:00 | 5 | 8 | 2 | 1.3503e-05
1991-05-08 09:00 | 5 | 9 | 2 | 1.761e-05
1991-05-08 10:00 | 5 | 10 | 2 | 1.8062e-05
1991-05-08 11:00 | 5 | 11 | 2 | 4.1197e-05
1991-05-08 12:00 | 5 | 12 | 1 | 5.9457e-05
1991-05-08 13:00 | 5 | 13 | 1 | 7.0305e-05
1991-05-08 14:00 | 5 | 14 | 1 | 6.3062e-05
1991-05-08 15:00 | 5 | 15 | 1 | 0.00016009
1991-05-08 16:00 | 5 | 16 | 1 | 0.00018693
1991-05-08 17:00 | 5 | 17 | 1 | 0.00016901
1991-05-08 18:00 | 5 | 18 | 2 | 0.00022509
1991-05-08 19:00 | 5 | 19 | 2 | 0.00011137
1991-05-08 20:00 | 5 | 20 | 2 | 6.842e-05
1991-05-08 21:00 | 5 | 21 | 3 | 4.5281e-05
1991-05-08 22:00 | 5 | 22 | 3 | 2.8355e-05
1991-05-08 23:00 | 5 | 23 | 3 | 2.1622e-05
1991-05-09 | 5 | 0 | 3 | 1.3552e-05
1991-05-09 01:00 | 5 | 1 | 3 | 1.3275e-05
1991-05-09 02:00 | 5 | 2 | 3 | 1.3389e-05
1991-05-09 03:00 | 5 | 3 | 3 | 1.3437e-05
1991-05-09 04:00 | 5 | 4 | 3 | 1.2987e-05
1991-05-09 05:00 | 5 | 5 | 3 | 1.3409e-05
1991-05-09 06:00 | 5 | 6 | 3 | 1.4276e-05
1991-05-09 07:00 | 5 | 7 | 3 | 1.4811e-05
1991-05-09 08:00 | 5 | 8 | 2 | 1.3815e-05
1991-05-09 09:00 | 5 | 9 | 2 | 1.4062e-05
1991-05-09 10:00 | 5 | 10 | 2 | 1.7345e-05
1991-05-09 11:00 | 5 | 11 | 2 | 1.8295e-05
1991-05-09 12:00 | 5 | 12 | 1 | 3.1439e-05
1991-05-09 13:00 | 5 | 13 | 1 | 3.2305e-05
1991-05-09 14:00 | 5 | 14 | 1 | 5.4398e-05
1991-05-09 15:00 | 5 | 15 | 1 | 0.00017278
1991-05-09 16:00 | 5 | 16 | 1 | 0.00012465
1991-05-09 17:00 | 5 | 17 | 1 | 0.0001148
1991-05-09 18:00 | 5 | 18 | 2 | 0.00011015
1991-05-09 19:00 | 5 | 19 | 2 | 5.4112e-05
1991-05-09 20:00 | 5 | 20 | 2 | 3.3252e-05
1991-05-09 21:00 | 5 | 21 | 3 | 3.0497e-05
1991-05-09 22:00 | 5 | 22 | 3 | 1.5102e-05
1991-05-09 23:00 | 5 | 23 | 3 | 1.3448e-05
1991-05-10 | 5 | 0 | 3 | 1.3208e-05
1991-05-10 01:00 | 5 | 1 | 3 | 1.3275e-05
1991-05-10 02:00 | 5 | 2 | 3 | 1.3517e-05
1991-05-10 03:00 | 5 | 3 | 3 | 1.3127e-05
1991-05-10 04:00 | 5 | 4 | 3 | 1.3437e-05
1991-05-10 05:00 | 5 | 5 | 3 | 1.3047e-05
1991-05-10 06:00 | 5 | 6 | 3 | 1.3337e-05
1991-05-10 07:00 | 5 | 7 | 3 | 1.2933e-05
1991-05-10 08:00 | 5 | 8 | 2 | 1.7932e-05
1991-05-10 09:00 | 5 | 9 | 2 | 1.7852e-05
1991-05-10 10:00 | 5 | 10 | 2 | 1.79e-05
1991-05-10 11:00 | 5 | 11 | 2 | 1.8013e-05
1991-05-10 12:00 | 5 | 12 | 1 | 2.8093e-05
1991-05-10 13:00 | 5 | 13 | 1 | 3.3327e-05
1991-05-10 14:00 | 5 | 14 | 1 | 5.0213e-05
1991-05-10 15:00 | 5 | 15 | 1 | 0.00020736
1991-05-10 16:00 | 5 | 16 | 1 | 0.0001654
1991-05-10 17:00 | 5 | 17 | 1 | 0.00016678
1991-05-10 18:00 | 5 | 18 | 2 | 0.00017692
1991-05-10 19:00 | 5 | 19 | 2 | 0.00010131
1991-05-10 20:00 | 5 | 20 | 2 | 7.1376e-05
1991-05-10 21:00 | 5 | 21 | 3 | 2.9443e-05
1991-05-10 22:00 | 5 | 22 | 3 | 1.3079e-05
1991-05-10 23:00 | 5 | 23 | 3 | 1.7021e-05
1991-05-11 | 5 | 0 | 3 | 1.3194e-05
1991-05-11 01:00 | 5 | 1 | 3 | 1.3631e-05
1991-05-11 02:00 | 5 | 2 | 3 | 1.3468e-05
1991-05-11 03:00 | 5 | 3 | 3 | 1.3389e-05
1991-05-11 04:00 | 5 | 4 | 3 | 1.3275e-05
1991-05-11 05:00 | 5 | 5 | 3 | 1.3517e-05
1991-05-11 06:00 | 5 | 6 | 3 | 1.3289e-05
1991-05-11 07:00 | 5 | 7 | 3 | 1.3291e-05
1991-05-11 08:00 | 5 | 8 | 3 | 1.6574e-05
1991-05-11 09:00 | 5 | 9 | 3 | 2.4423e-05
1991-05-11 10:00 | 5 | 10 | 3 | 1.7752e-05
1991-05-11 11:00 | 5 | 11 | 3 | 1.7752e-05
1991-05-11 12:00 | 5 | 12 | 3 | 1.751e-05
1991-05-11 13:00 | 5 | 13 | 3 | 2.4859e-05
1991-05-11 14:00 | 5 | 14 | 3 | 4.8203e-05
1991-05-11 15:00 | 5 | 15 | 3 | 9.7436e-05
1991-05-11 16:00 | 5 | 16 | 3 | 7.3325e-05
1991-05-11 17:00 | 5 | 17 | 3 | 0.00018375
1991-05-11 18:00 | 5 | 18 | 3 | 5.8929e-05
1991-05-11 19:00 | 5 | 19 | 3 | 4.005e-05
1991-05-11 20:00 | 5 | 20 | 3 | 2.6787e-05
1991-05-11 21:00 | 5 | 21 | 3 | 2.2045e-05
1991-05-11 22:00 | 5 | 22 | 3 | 1.4569e-05
1991-05-11 23:00 | 5 | 23 | 3 | 1.3289e-05
1991-05-12 | 5 | 0 | 3 | 1.3208e-05
1991-05-12 01:00 | 5 | 1 | 3 | 1.3549e-05
1991-05-12 02:00 | 5 | 2 | 3 | 1.3159e-05
1991-05-12 03:00 | 5 | 3 | 3 | 1.3549e-05
1991-05-12 04:00 | 5 | 4 | 3 | 1.3711e-05
1991-05-12 05:00 | 5 | 5 | 3 | 1.44e-05
1991-05-12 06:00 | 5 | 6 | 3 | 1.4374e-05
1991-05-12 07:00 | 5 | 7 | 3 | 1.5765e-05
1991-05-12 08:00 | 5 | 8 | 3 | 1.5948e-05
1991-05-12 09:00 | 5 | 9 | 3 | 1.4851e-05
1991-05-12 10:00 | 5 | 10 | 3 | 1.4962e-05
1991-05-12 11:00 | 5 | 11 | 3 | 2.3068e-05
1991-05-12 12:00 | 5 | 12 | 3 | 6.3501e-05
1991-05-12 13:00 | 5 | 13 | 3 | 4.5465e-05
1991-05-12 14:00 | 5 | 14 | 3 | 4.992e-05
1991-05-12 15:00 | 5 | 15 | 3 | 6.8662e-05
1991-05-12 16:00 | 5 | 16 | 3 | 4.2912e-05
1991-05-12 17:00 | 5 | 17 | 3 | 2.8502e-05
1991-05-12 18:00 | 5 | 18 | 3 | 1.9534e-05
1991-05-12 19:00 | 5 | 19 | 3 | 1.4902e-05
1991-05-12 20:00 | 5 | 20 | 3 | 1.5059e-05
1991-05-12 21:00 | 5 | 21 | 3 | 2.8694e-05
1991-05-12 22:00 | 5 | 22 | 3 | 1.8065e-05
1991-05-12 23:00 | 5 | 23 | 3 | 1.6061e-05
1991-05-13 | 5 | 0 | 3 | 1.4194e-05
1991-05-13 01:00 | 5 | 1 | 3 | 2.074e-05
1991-05-13 02:00 | 5 | 2 | 3 | 2.1064e-05
1991-05-13 03:00 | 5 | 3 | 3 | 1.6961e-05
1991-05-13 04:00 | 5 | 4 | 3 | 2.2669e-05
1991-05-13 05:00 | 5 | 5 | 3 | 2.2279e-05
1991-05-13 06:00 | 5 | 6 | 3 | 2.9417e-05
1991-05-13 07:00 | 5 | 7 | 3 | 9.5505e-05
1991-05-13 08:00 | 5 | 8 | 2 | 0.00011718
1991-05-13 09:00 | 5 | 9 | 2 | 7.4021e-05
1991-05-13 10:00 | 5 | 10 | 2 | 6.7628e-05
1991-05-13 11:00 | 5 | 11 | 2 | 4.0926e-05
1991-05-13 12:00 | 5 | 12 | 1 | 4.5832e-05
1991-05-13 13:00 | 5 | 13 | 1 | 3.4507e-05
1991-05-13 14:00 | 5 | 14 | 1 | 3.8489e-05
1991-05-13 15:00 | 5 | 15 | 1 | 6.2089e-05
1991-05-13 16:00 | 5 | 16 | 1 | 5.3359e-05
1991-05-13 17:00 | 5 | 17 | 1 | 4.996e-05
1991-05-13 18:00 | 5 | 18 | 2 | 4.8049e-05
1991-05-13 19:00 | 5 | 19 | 2 | 5.128e-05
1991-05-13 20:00 | 5 | 20 | 2 | 4.9037e-05
1991-05-13 21:00 | 5 | 21 | 3 | 4.1665e-05
1991-05-13 22:00 | 5 | 22 | 3 | 5.5731e-05
1991-05-13 23:00 | 5 | 23 | 3 | 1.6638e-05
1991-05-14 | 5 | 0 | 3 | 1.7255e-05
1991-05-14 01:00 | 5 | 1 | 3 | 1.4503e-05
1991-05-14 02:00 | 5 | 2 | 3 | 1.8352e-05
1991-05-14 03:00 | 5 | 3 | 3 | 1.736e-05
1991-05-14 04:00 | 5 | 4 | 3 | 2.0677e-05
1991-05-14 05:00 | 5 | 5 | 3 | 2.1359e-05
1991-05-14 06:00 | 5 | 6 | 3 | 3.9647e-05
1991-05-14 07:00 | 5 | 7 | 3 | 5.0207e-05
1991-05-14 08:00 | 5 | 8 | 2 | 2.4459e-05
1991-05-14 09:00 | 5 | 9 | 2 | 3.1104e-05
1991-05-14 10:00 | 5 | 10 | 2 | 1.7282e-05
1991-05-14 11:00 | 5 | 11 | 2 | 1.6586e-05
1991-05-14 12:00 | 5 | 12 | 1 | 2.3412e-05
1991-05-14 13:00 | 5 | 13 | 1 | 1.4557e-05
1991-05-14 14:00 | 5 | 14 | 1 | 2.2642e-05
1991-05-14 15:00 | 5 | 15 | 1 | 1.4843e-05
1991-05-14 16:00 | 5 | 16 | 1 | 1.5929e-05
1991-05-14 17:00 | 5 | 17 | 1 | 4.868e-05
1991-05-14 18:00 | 5 | 18 | 2 | 5.3401e-05
1991-05-14 19:00 | 5 | 19 | 2 | 4.947e-05
1991-05-14 20:00 | 5 | 20 | 2 | 4.195e-05
1991-05-14 21:00 | 5 | 21 | 3 | 2.2784e-05
1991-05-14 22:00 | 5 | 22 | 3 | 2.3082e-05
1991-05-14 23:00 | 5 | 23 | 3 | 1.3944e-05
1991-05-15 | 5 | 0 | 3 | 1.51e-05
1991-05-15 01:00 | 5 | 1 | 3 | 1.7801e-05
1991-05-15 02:00 | 5 | 2 | 3 | 2.0621e-05
1991-05-15 03:00 | 5 | 3 | 3 | 2.0804e-05
1991-05-15 04:00 | 5 | 4 | 3 | 2.3733e-05
1991-05-15 05:00 | 5 | 5 | 3 | 2.9115e-05
1991-05-15 06:00 | 5 | 6 | 3 | 3.5505e-05
1991-05-15 07:00 | 5 | 7 | 3 | 3.8988e-05
1991-05-15 08:00 | 5 | 8 | 2 | 2.708e-05
1991-05-15 09:00 | 5 | 9 | 2 | 2.5042e-05
1991-05-15 10:00 | 5 | 10 | 2 | 1.6539e-05
1991-05-15 11:00 | 5 | 11 | 2 | 1.6262e-05
1991-05-15 12:00 | 5 | 12 | 1 | 2.2363e-05
1991-05-15 13:00 | 5 | 13 | 1 | 2.5913e-05
1991-05-15 14:00 | 5 | 14 | 1 | 2.3338e-05
1991-05-15 15:00 | 5 | 15 | 1 | 2.1535e-05
1991-05-15 16:00 | 5 | 16 | 1 | 8.4417e-05
1991-05-15 17:00 | 5 | 17 | 1 | 6.7799e-05
1991-05-15 18:00 | 5 | 18 | 2 | 2.7512e-05
1991-05-15 19:00 | 5 | 19 | 2 | 4.7672e-05
1991-05-15 20:00 | 5 | 20 | 2 | 2.4071e-05
1991-05-15 21:00 | 5 | 21 | 3 | 1.654e-05
1991-05-15 22:00 | 5 | 22 | 3 | 1.6065e-05
1991-05-15 23:00 | 5 | 23 | 3 | 1.3388e-05
1991-05-16 | 5 | 0 | 3 | 1.3079e-05
1991-05-16 01:00 | 5 | 1 | 3 | 1.6345e-05
1991-05-16 02:00 | 5 | 2 | 3 | 1.5733e-05
1991-05-16 03:00 | 5 | 3 | 3 | 1.2222e-05
1991-05-16 04:00 | 5 | 4 | 3 | 2.1906e-05
1991-05-16 05:00 | 5 | 5 | 3 | 1.8412e-05
1991-05-16 06:00 | 5 | 6 | 3 | 2.9381e-05
1991-05-16 07:00 | 5 | 7 | 3 | 6.5914e-05
1991-05-16 08:00 | 5 | 8 | 2 | 9.811e-05
1991-05-16 09:00 | 5 | 9 | 2 | 8.1563e-05
1991-05-16 10:00 | 5 | 10 | 2 | 2.6858e-05
1991-05-16 11:00 | 5 | 11 | 2 | 1.987e-05
1991-05-16 12:00 | 5 | 12 | 1 | 2.9732e-05
1991-05-16 13:00 | 5 | 13 | 1 | 2.2039e-05
1991-05-16 14:00 | 5 | 14 | 1 | 2.5689e-05
1991-05-16 15:00 | 5 | 15 | 1 | 4.2061e-05
1991-05-16 16:00 | 5 | 16 | 1 | 4.5467e-05
1991-05-16 17:00 | 5 | 17 | 1 | 5.573e-05
1991-05-16 18:00 | 5 | 18 | 2 | 5.1357e-05
1991-05-16 19:00 | 5 | 19 | 2 | 5.5316e-05
1991-05-16 20:00 | 5 | 20 | 2 | 2.757e-05
1991-05-16 21:00 | 5 | 21 | 3 | 3.751e-05
1991-05-16 22:00 | 5 | 22 | 3 | 3.3449e-05
1991-05-16 23:00 | 5 | 23 | 3 | 1.3898e-05
1991-05-17 | 5 | 0 | 3 | 1.7493e-05
1991-05-17 01:00 | 5 | 1 | 3 | 1.4985e-05
1991-05-17 02:00 | 5 | 2 | 3 | 1.5161e-05
1991-05-17 03:00 | 5 | 3 | 3 | 1.9127e-05
1991-05-17 04:00 | 5 | 4 | 3 | 2.632e-05
1991-05-17 05:00 | 5 | 5 | 3 | 2.4446e-05
1991-05-17 06:00 | 5 | 6 | 3 | 4.1106e-05
1991-05-17 07:00 | 5 | 7 | 3 | 4.6871e-05
1991-05-17 08:00 | 5 | 8 | 2 | 2.8809e-05
1991-05-17 09:00 | 5 | 9 | 2 | 1.7802e-05
1991-05-17 10:00 | 5 | 10 | 2 | 1.7618e-05
1991-05-17 11:00 | 5 | 11 | 2 | 3.1879e-05
1991-05-17 12:00 | 5 | 12 | 1 | 4.1132e-05
1991-05-17 13:00 | 5 | 13 | 1 | 3.1724e-05
1991-05-17 14:00 | 5 | 14 | 1 | 3.2002e-05
1991-05-17 15:00 | 5 | 15 | 1 | 3.716e-05
1991-05-17 16:00 | 5 | 16 | 1 | 3.3353e-05
1991-05-17 17:00 | 5 | 17 | 1 | 3.6113e-05
1991-05-17 18:00 | 5 | 18 | 2 | 7.3111e-05
1991-05-17 19:00 | 5 | 19 | 2 | 3.1778e-05
1991-05-17 20:00 | 5 | 20 | 2 | 2.8201e-05
1991-05-17 21:00 | 5 | 21 | 3 | 2.1555e-05
1991-05-17 22:00 | 5 | 22 | 3 | 1.8279e-05
1991-05-17 23:00 | 5 | 23 | 3 | 1.3079e-05
1991-05-18 | 5 | 0 | 3 | 1.465e-05
1991-05-18 01:00 | 5 | 1 | 3 | 1.6652e-05
1991-05-18 02:00 | 5 | 2 | 3 | 1.6168e-05
1991-05-18 03:00 | 5 | 3 | 3 | 1.6638e-05
1991-05-18 04:00 | 5 | 4 | 3 | 1.7852e-05
1991-05-18 05:00 | 5 | 5 | 3 | 1.7342e-05
1991-05-18 06:00 | 5 | 6 | 3 | 2.411e-05
1991-05-18 07:00 | 5 | 7 | 3 | 2.1177e-05
1991-05-18 08:00 | 5 | 8 | 3 | 2.3222e-05
1991-05-18 09:00 | 5 | 9 | 3 | 3.2424e-05
1991-05-18 10:00 | 5 | 10 | 3 | 1.7755e-05
1991-05-18 11:00 | 5 | 11 | 3 | 2.177e-05
1991-05-18 12:00 | 5 | 12 | 3 | 5.9189e-05
1991-05-18 13:00 | 5 | 13 | 3 | 6.1367e-05
1991-05-18 14:00 | 5 | 14 | 3 | 5.0141e-05
1991-05-18 15:00 | 5 | 15 | 3 | 6.6765e-05
1991-05-18 16:00 | 5 | 16 | 3 | 6.738e-05
1991-05-18 17:00 | 5 | 17 | 3 | 5.3259e-05
1991-05-18 18:00 | 5 | 18 | 3 | 3.8837e-05
1991-05-18 19:00 | 5 | 19 | 3 | 2.998e-05
1991-05-18 20:00 | 5 | 20 | 3 | 2.6689e-05
1991-05-18 21:00 | 5 | 21 | 3 | 2.6668e-05
1991-05-18 22:00 | 5 | 22 | 3 | 1.7436e-05
1991-05-18 23:00 | 5 | 23 | 3 | 1.3548e-05
1991-05-19 | 5 | 0 | 3 | 2.7535e-05
1991-05-19 01:00 | 5 | 1 | 3 | 2.9912e-05
1991-05-19 02:00 | 5 | 2 | 3 | 4.4244e-05
1991-05-19 03:00 | 5 | 3 | 3 | 1.7534e-05
1991-05-19 04:00 | 5 | 4 | 3 | 1.6134e-05
1991-05-19 05:00 | 5 | 5 | 3 | 1.7214e-05
1991-05-19 06:00 | 5 | 6 | 3 | 2.4143e-05
1991-05-19 07:00 | 5 | 7 | 3 | 2.896e-05
1991-05-19 08:00 | 5 | 8 | 3 | 2.2678e-05
1991-05-19 09:00 | 5 | 9 | 3 | 2.0661e-05
1991-05-19 10:00 | 5 | 10 | 3 | 1.8114e-05
1991-05-19 11:00 | 5 | 11 | 3 | 2.0229e-05
1991-05-19 12:00 | 5 | 12 | 3 | 2.3556e-05
1991-05-19 13:00 | 5 | 13 | 3 | 3.8946e-05
1991-05-19 14:00 | 5 | 14 | 3 | 5.6209e-05
1991-05-19 15:00 | 5 | 15 | 3 | 7.6621e-05
1991-05-19 16:00 | 5 | 16 | 3 | 6.9747e-05
1991-05-19 17:00 | 5 | 17 | 3 | 7.7927e-05
1991-05-19 18:00 | 5 | 18 | 3 | 7.0106e-05
1991-05-19 19:00 | 5 | 19 | 3 | 7.1563e-05
1991-05-19 20:00 | 5 | 20 | 3 | 6.2867e-05
1991-05-19 21:00 | 5 | 21 | 3 | 5.2702e-05
1991-05-19 22:00 | 5 | 22 | 3 | 2.4711e-05
1991-05-19 23:00 | 5 | 23 | 3 | 2.006e-05
1991-05-20 | 5 | 0 | 3 | 1.3321e-05
1991-05-20 01:00 | 5 | 1 | 3 | 1.3124e-05
1991-05-20 02:00 | 5 | 2 | 3 | 1.3159e-05
1991-05-20 03:00 | 5 | 3 | 3 | 1.342e-05
1991-05-20 04:00 | 5 | 4 | 3 | 1.3173e-05
1991-05-20 05:00 | 5 | 5 | 3 | 1.532e-05
1991-05-20 06:00 | 5 | 6 | 3 | 2.4569e-05
1991-05-20 07:00 | 5 | 7 | 3 | 1.7854e-05
1991-05-20 08:00 | 5 | 8 | 2 | 1.486e-05
1991-05-20 09:00 | 5 | 9 | 2 | 1.998e-05
1991-05-20 10:00 | 5 | 10 | 2 | 1.9771e-05
1991-05-20 11:00 | 5 | 11 | 2 | 3.338e-05
1991-05-20 12:00 | 5 | 12 | 1 | 4.4072e-05
1991-05-20 13:00 | 5 | 13 | 1 | 5.4151e-05
1991-05-20 14:00 | 5 | 14 | 1 | 8.7727e-05
1991-05-20 15:00 | 5 | 15 | 1 | 0.00014364
1991-05-20 16:00 | 5 | 16 | 1 | 0.00023939
1991-05-20 17:00 | 5 | 17 | 1 | 0.00024695
1991-05-20 18:00 | 5 | 18 | 2 | 0.00035046
1991-05-20 19:00 | 5 | 19 | 2 | 0.00020022
1991-05-20 20:00 | 5 | 20 | 2 | 7.6336e-05
1991-05-20 21:00 | 5 | 21 | 3 | 5.889e-05
1991-05-20 22:00 | 5 | 22 | 3 | 2.496e-05
1991-05-20 23:00 | 5 | 23 | 3 | 3.1262e-05
1991-05-21 | 5 | 0 | 3 | 1.277e-05
1991-05-21 01:00 | 5 | 1 | 3 | 1.2979e-05
1991-05-21 02:00 | 5 | 2 | 3 | 1.3208e-05
1991-05-21 03:00 | 5 | 3 | 3 | 1.2979e-05
1991-05-21 04:00 | 5 | 4 | 3 | 1.4827e-05
1991-05-21 05:00 | 5 | 5 | 3 | 1.3243e-05
1991-05-21 06:00 | 5 | 6 | 3 | 1.4819e-05
1991-05-21 07:00 | 5 | 7 | 3 | 1.6515e-05
1991-05-21 08:00 | 5 | 8 | 2 | 1.4845e-05
1991-05-21 09:00 | 5 | 9 | 2 | 1.3095e-05
1991-05-21 10:00 | 5 | 10 | 2 | 0.00010697
1991-05-21 11:00 | 5 | 11 | 2 | 9.409e-05
1991-05-21 12:00 | 5 | 12 | 1 | 0.0001542
1991-05-21 13:00 | 5 | 13 | 1 | 0.00016892
1991-05-21 14:00 | 5 | 14 | 1 | 0.0003411
1991-05-21 15:00 | 5 | 15 | 1 | 0.00040506
1991-05-21 16:00 | 5 | 16 | 1 | 0.00035065
1991-05-21 17:00 | 5 | 17 | 1 | 0.00035041
1991-05-21 18:00 | 5 | 18 | 2 | 0.00034605
1991-05-21 19:00 | 5 | 19 | 2 | 0.00050882
1991-05-21 20:00 | 5 | 20 | 2 | 0.00056284
1991-05-21 21:00 | 5 | 21 | 3 | 0.00027298
1991-05-21 22:00 | 5 | 22 | 3 | 0.00012149
1991-05-21 23:00 | 5 | 23 | 3 | 9.0274e-05
1991-05-22 | 5 | 0 | 3 | 3.6174e-05
1991-05-22 01:00 | 5 | 1 | 3 | 2.0201e-05
1991-05-22 02:00 | 5 | 2 | 3 | 1.671e-05
1991-05-22 03:00 | 5 | 3 | 3 | 1.3095e-05
1991-05-22 04:00 | 5 | 4 | 3 | 1.4552e-05
1991-05-22 05:00 | 5 | 5 | 3 | 1.3519e-05
1991-05-22 06:00 | 5 | 6 | 3 | 1.3257e-05
1991-05-22 07:00 | 5 | 7 | 3 | 2.9103e-05
1991-05-22 08:00 | 5 | 8 | 2 | 3.1284e-05
1991-05-22 09:00 | 5 | 9 | 2 | 3.2288e-05
1991-05-22 10:00 | 5 | 10 | 2 | 4.3348e-05
1991-05-22 11:00 | 5 | 11 | 2 | 5.7704e-05
1991-05-22 12:00 | 5 | 12 | 1 | 0.00011703
1991-05-22 13:00 | 5 | 13 | 1 | 0.00016995
1991-05-22 14:00 | 5 | 14 | 1 | 0.00017532
1991-05-22 15:00 | 5 | 15 | 1 | 0.00038709
1991-05-22 16:00 | 5 | 16 | 1 | 0.00034561
1991-05-22 17:00 | 5 | 17 | 1 | 0.00025029
1991-05-22 18:00 | 5 | 18 | 2 | 0.00038066
1991-05-22 19:00 | 5 | 19 | 2 | 0.00042568
1991-05-22 20:00 | 5 | 20 | 2 | 0.00023964
1991-05-22 21:00 | 5 | 21 | 3 | 9.4541e-05
1991-05-22 22:00 | 5 | 22 | 3 | 3.9208e-05
1991-05-22 23:00 | 5 | 23 | 3 | 8.8255e-05
1991-05-23 | 5 | 0 | 3 | 6.7998e-05
1991-05-23 01:00 | 5 | 1 | 3 | 2.6873e-05
1991-05-23 02:00 | 5 | 2 | 3 | 4.4928e-05
1991-05-23 03:00 | 5 | 3 | 3 | 1.6665e-05
1991-05-23 04:00 | 5 | 4 | 3 | 1.8892e-05
1991-05-23 05:00 | 5 | 5 | 3 | 1.3582e-05
1991-05-23 06:00 | 5 | 6 | 3 | 1.2885e-05
1991-05-23 07:00 | 5 | 7 | 3 | 4.9448e-05
1991-05-23 08:00 | 5 | 8 | 2 | 1.6012e-05
1991-05-23 09:00 | 5 | 9 | 2 | 1.8148e-05
1991-05-23 10:00 | 5 | 10 | 2 | 2.1971e-05
1991-05-23 11:00 | 5 | 11 | 2 | 2.8951e-05
1991-05-23 12:00 | 5 | 12 | 1 | 3.7822e-05
1991-05-23 13:00 | 5 | 13 | 1 | 4.6543e-05
1991-05-23 14:00 | 5 | 14 | 1 | 4.9095e-05
1991-05-23 15:00 | 5 | 15 | 1 | 5.5064e-05
1991-05-23 16:00 | 5 | 16 | 1 | 7.871e-05
1991-05-23 17:00 | 5 | 17 | 1 | 4.9157e-05
1991-05-23 18:00 | 5 | 18 | 2 | 6.456e-05
1991-05-23 19:00 | 5 | 19 | 2 | 4.6431e-05
1991-05-23 20:00 | 5 | 20 | 2 | 4.0539e-05
1991-05-23 21:00 | 5 | 21 | 3 | 3.4271e-05
1991-05-23 22:00 | 5 | 22 | 3 | 2.7793e-05
1991-05-23 23:00 | 5 | 23 | 3 | 1.7101e-05
1991-05-24 | 5 | 0 | 3 | 1.301e-05
1991-05-24 01:00 | 5 | 1 | 3 | 1.3199e-05
1991-05-24 02:00 | 5 | 2 | 3 | 1.3212e-05
1991-05-24 03:00 | 5 | 3 | 3 | 1.3216e-05
1991-05-24 04:00 | 5 | 4 | 3 | 1.5433e-05
1991-05-24 05:00 | 5 | 5 | 3 | 1.5916e-05
1991-05-24 06:00 | 5 | 6 | 3 | 1.5079e-05
1991-05-24 07:00 | 5 | 7 | 3 | 1.9766e-05
1991-05-24 08:00 | 5 | 8 | 2 | 1.719e-05
1991-05-24 09:00 | 5 | 9 | 2 | 1.6598e-05
1991-05-24 10:00 | 5 | 10 | 2 | 1.9356e-05
1991-05-24 11:00 | 5 | 11 | 2 | 2.9337e-05
1991-05-24 12:00 | 5 | 12 | 1 | 4.2465e-05
1991-05-24 13:00 | 5 | 13 | 1 | 5.8217e-05
1991-05-24 14:00 | 5 | 14 | 1 | 5.1976e-05
1991-05-24 15:00 | 5 | 15 | 1 | 6.7737e-05
1991-05-24 16:00 | 5 | 16 | 1 | 6.7066e-05
1991-05-24 17:00 | 5 | 17 | 1 | 8.2989e-05
1991-05-24 18:00 | 5 | 18 | 2 | 8.086e-05
1991-05-24 19:00 | 5 | 19 | 2 | 6.3595e-05
1991-05-24 20:00 | 5 | 20 | 2 | 3.7741e-05
1991-05-24 21:00 | 5 | 21 | 3 | 3.2288e-05
1991-05-24 22:00 | 5 | 22 | 3 | 1.7204e-05
1991-05-24 23:00 | 5 | 23 | 3 | 1.6847e-05
1991-05-25 | 5 | 0 | 3 | 1.3563e-05
1991-05-25 01:00 | 5 | 1 | 3 | 1.3208e-05
1991-05-25 02:00 | 5 | 2 | 3 | 1.31e-05
1991-05-25 03:00 | 5 | 3 | 3 | 1.3323e-05
1991-05-25 04:00 | 5 | 4 | 3 | 1.3469e-05
1991-05-25 05:00 | 5 | 5 | 3 | 1.3413e-05
1991-05-25 06:00 | 5 | 6 | 3 | 1.5392e-05
1991-05-25 07:00 | 5 | 7 | 3 | 1.7353e-05
1991-05-25 08:00 | 5 | 8 | 3 | 1.5953e-05
1991-05-25 09:00 | 5 | 9 | 3 | 1.8422e-05
1991-05-25 10:00 | 5 | 10 | 3 | 1.8487e-05
1991-05-25 11:00 | 5 | 11 | 3 | 4.7735e-05
1991-05-25 12:00 | 5 | 12 | 3 | 5.4423e-05
1991-05-25 13:00 | 5 | 13 | 3 | 8.5394e-05
1991-05-25 14:00 | 5 | 14 | 3 | 0.00012345
1991-05-25 15:00 | 5 | 15 | 3 | 0.0002533
1991-05-25 16:00 | 5 | 16 | 3 | 0.00024864
1991-05-25 17:00 | 5 | 17 | 3 | 0.00021621
1991-05-25 18:00 | 5 | 18 | 3 | 0.00012827
1991-05-25 19:00 | 5 | 19 | 3 | 7.5609e-05
1991-05-25 20:00 | 5 | 20 | 3 | 5.3313e-05
1991-05-25 21:00 | 5 | 21 | 3 | 5.7156e-05
1991-05-25 22:00 | 5 | 22 | 3 | 6.045e-05
1991-05-25 23:00 | 5 | 23 | 3 | 0.00012154
1991-05-26 | 5 | 0 | 3 | 6.5525e-05
1991-05-26 01:00 | 5 | 1 | 3 | 3.8327e-05
1991-05-26 02:00 | 5 | 2 | 3 | 1.7329e-05
1991-05-26 03:00 | 5 | 3 | 3 | 1.3208e-05
1991-05-26 04:00 | 5 | 4 | 3 | 1.3389e-05
1991-05-26 05:00 | 5 | 5 | 3 | 1.3251e-05
1991-05-26 06:00 | 5 | 6 | 3 | 1.3565e-05
1991-05-26 07:00 | 5 | 7 | 3 | 2.3612e-05
1991-05-26 08:00 | 5 | 8 | 3 | 3.8891e-05
1991-05-26 09:00 | 5 | 9 | 3 | 4.2076e-05
1991-05-26 10:00 | 5 | 10 | 3 | 4.0091e-05
1991-05-26 11:00 | 5 | 11 | 3 | 9.1692e-05
1991-05-26 12:00 | 5 | 12 | 3 | 0.00025813
1991-05-26 13:00 | 5 | 13 | 3 | 0.00029931
1991-05-26 14:00 | 5 | 14 | 3 | 0.00023395
1991-05-26 15:00 | 5 | 15 | 3 | 0.00029146
1991-05-26 16:00 | 5 | 16 | 3 | 0.00037816
1991-05-26 17:00 | 5 | 17 | 3 | 0.00043822
1991-05-26 18:00 | 5 | 18 | 3 | 0.00031972
1991-05-26 19:00 | 5 | 19 | 3 | 0.00023597
1991-05-26 20:00 | 5 | 20 | 3 | 0.0001853
1991-05-26 21:00 | 5 | 21 | 3 | 7.8276e-05
1991-05-26 22:00 | 5 | 22 | 3 | 7.4126e-05
1991-05-26 23:00 | 5 | 23 | 3 | 3.3731e-05
1991-05-27 | 5 | 0 | 3 | 3.0223e-05
1991-05-27 01:00 | 5 | 1 | 3 | 1.2933e-05
1991-05-27 02:00 | 5 | 2 | 3 | 1.3277e-05
1991-05-27 03:00 | 5 | 3 | 3 | 1.306e-05
1991-05-27 04:00 | 5 | 4 | 3 | 1.3323e-05
1991-05-27 05:00 | 5 | 5 | 3 | 1.2929e-05
1991-05-27 06:00 | 5 | 6 | 3 | 1.3533e-05
1991-05-27 07:00 | 5 | 7 | 3 | 1.9524e-05
1991-05-27 08:00 | 5 | 8 | 3 | 1.8547e-05
1991-05-27 09:00 | 5 | 9 | 3 | 3.1062e-05
1991-05-27 10:00 | 5 | 10 | 3 | 7.5128e-05
1991-05-27 11:00 | 5 | 11 | 3 | 8.2999e-05
1991-05-27 12:00 | 5 | 12 | 3 | 0.00012352
1991-05-27 13:00 | 5 | 13 | 3 | 0.00045379
1991-05-27 14:00 | 5 | 14 | 3 | 0.00038687
1991-05-27 15:00 | 5 | 15 | 3 | 0.00047566
1991-05-27 16:00 | 5 | 16 | 3 | 0.00043623
1991-05-27 17:00 | 5 | 17 | 3 | 0.00060857
1991-05-27 18:00 | 5 | 18 | 3 | 0.00053621
1991-05-27 19:00 | 5 | 19 | 3 | 0.00037924
1991-05-27 20:00 | 5 | 20 | 3 | 0.00024144
1991-05-27 21:00 | 5 | 21 | 3 | 0.00024699
1991-05-27 22:00 | 5 | 22 | 3 | 0.00012441
1991-05-27 23:00 | 5 | 23 | 3 | 0.00014568
1991-05-28 | 5 | 0 | 3 | 8.1546e-05
1991-05-28 01:00 | 5 | 1 | 3 | 4.8021e-05
1991-05-28 02:00 | 5 | 2 | 3 | 3.0486e-05
1991-05-28 03:00 | 5 | 3 | 3 | 2.1636e-05
1991-05-28 04:00 | 5 | 4 | 3 | 1.4676e-05
1991-05-28 05:00 | 5 | 5 | 3 | 1.352e-05
1991-05-28 06:00 | 5 | 6 | 3 | 1.3091e-05
1991-05-28 07:00 | 5 | 7 | 3 | 1.94e-05
1991-05-28 08:00 | 5 | 8 | 2 | 1.8686e-05
1991-05-28 09:00 | 5 | 9 | 2 | 2.5179e-05
1991-05-28 10:00 | 5 | 10 | 2 | 2.6149e-05
1991-05-28 11:00 | 5 | 11 | 2 | 3.4135e-05
1991-05-28 12:00 | 5 | 12 | 1 | 3.8638e-05
1991-05-28 13:00 | 5 | 13 | 1 | 4.902e-05
1991-05-28 14:00 | 5 | 14 | 1 | 4.3003e-05
1991-05-28 15:00 | 5 | 15 | 1 | 7.1355e-05
1991-05-28 16:00 | 5 | 16 | 1 | 7.9067e-05
1991-05-28 17:00 | 5 | 17 | 1 | 7.5063e-05
1991-05-28 18:00 | 5 | 18 | 2 | 7.6499e-05
1991-05-28 19:00 | 5 | 19 | 2 | 6.9268e-05
1991-05-28 20:00 | 5 | 20 | 2 | 3.7906e-05
1991-05-28 21:00 | 5 | 21 | 3 | 2.3773e-05
1991-05-28 22:00 | 5 | 22 | 3 | 5.07e-05
1991-05-28 23:00 | 5 | 23 | 3 | 2.9147e-05
1991-05-29 | 5 | 0 | 3 | 1.8665e-05
1991-05-29 01:00 | 5 | 1 | 3 | 1.5814e-05
1991-05-29 02:00 | 5 | 2 | 3 | 1.2882e-05
1991-05-29 03:00 | 5 | 3 | 3 | 1.27e-05
1991-05-29 04:00 | 5 | 4 | 3 | 1.2576e-05
1991-05-29 05:00 | 5 | 5 | 3 | 1.2744e-05
1991-05-29 06:00 | 5 | 6 | 3 | 1.2497e-05
1991-05-29 07:00 | 5 | 7 | 3 | 1.2753e-05
1991-05-29 08:00 | 5 | 8 | 2 | 1.2463e-05
1991-05-29 09:00 | 5 | 9 | 2 | 1.6971e-05
1991-05-29 10:00 | 5 | 10 | 2 | 3.8686e-05
1991-05-29 11:00 | 5 | 11 | 2 | 4.2567e-05
1991-05-29 12:00 | 5 | 12 | 1 | 4.9728e-05
1991-05-29 13:00 | 5 | 13 | 1 | 7.7991e-05
1991-05-29 14:00 | 5 | 14 | 1 | 0.00011369
1991-05-29 15:00 | 5 | 15 | 1 | 0.00015274
1991-05-29 16:00 | 5 | 16 | 1 | 0.00011809
1991-05-29 17:00 | 5 | 17 | 1 | 0.00010204
1991-05-29 18:00 | 5 | 18 | 2 | 0.00012002
1991-05-29 19:00 | 5 | 19 | 2 | 0.0002746
1991-05-29 20:00 | 5 | 20 | 2 | 0.0001222
1991-05-29 21:00 | 5 | 21 | 3 | 0.00013655
1991-05-29 22:00 | 5 | 22 | 3 | 5.8754e-05
1991-05-29 23:00 | 5 | 23 | 3 | 1.6852e-05
1991-05-30 | 5 | 0 | 3 | 1.2704e-05
1991-05-30 01:00 | 5 | 1 | 3 | 1.2497e-05
1991-05-30 02:00 | 5 | 2 | 3 | 1.2833e-05
1991-05-30 03:00 | 5 | 3 | 3 | 1.2615e-05
1991-05-30 04:00 | 5 | 4 | 3 | 1.2738e-05
1991-05-30 05:00 | 5 | 5 | 3 | 1.2446e-05
1991-05-30 06:00 | 5 | 6 | 3 | 1.2453e-05
1991-05-30 07:00 | 5 | 7 | 3 | 1.266e-05
1991-05-30 08:00 | 5 | 8 | 2 | 1.2409e-05
1991-05-30 09:00 | 5 | 9 | 2 | 1.2462e-05
1991-05-30 10:00 | 5 | 10 | 2 | 1.2542e-05
1991-05-30 11:00 | 5 | 11 | 2 | 2.6757e-05
1991-05-30 12:00 | 5 | 12 | 1 | 5.9624e-05
1991-05-30 13:00 | 5 | 13 | 1 | 5.5202e-05
1991-05-30 14:00 | 5 | 14 | 1 | 0.00018362
1991-05-30 15:00 | 5 | 15 | 1 | 0.00023878
1991-05-30 16:00 | 5 | 16 | 1 | 0.0001815
1991-05-30 17:00 | 5 | 17 | 1 | 0.00027091
1991-05-30 18:00 | 5 | 18 | 2 | 0.00049519
1991-05-30 19:00 | 5 | 19 | 2 | 0.00032782
1991-05-30 20:00 | 5 | 20 | 2 | 0.00023831
1991-05-30 21:00 | 5 | 21 | 3 | 0.00010477
1991-05-30 22:00 | 5 | 22 | 3 | 6.0631e-05
1991-05-30 23:00 | 5 | 23 | 3 | 3.909e-05
1991-05-31 | 5 | 0 | 3 | 1.6537e-05
1991-05-31 01:00 | 5 | 1 | 3 | 1.6481e-05
1991-05-31 02:00 | 5 | 2 | 3 | 1.2788e-05
1991-05-31 03:00 | 5 | 3 | 3 | 1.2177e-05
1991-05-31 04:00 | 5 | 4 | 3 | 1.2531e-05
1991-05-31 05:00 | 5 | 5 | 3 | 1.2866e-05
1991-05-31 06:00 | 5 | 6 | 3 | 1.23e-05
1991-05-31 07:00 | 5 | 7 | 3 | 1.2443e-05
1991-05-31 08:00 | 5 | 8 | 2 | 1.5196e-05
1991-05-31 09:00 | 5 | 9 | 2 | 2.4538e-05
1991-05-31 10:00 | 5 | 10 | 2 | 3.6647e-05
1991-05-31 11:00 | 5 | 11 | 2 | 3.6854e-05
1991-05-31 12:00 | 5 | 12 | 1 | 4.3845e-05
1991-05-31 13:00 | 5 | 13 | 1 | 5.1162e-05
1991-05-31 14:00 | 5 | 14 | 1 | 5.8773e-05
1991-05-31 15:00 | 5 | 15 | 1 | 8.0577e-05
1991-05-31 16:00 | 5 | 16 | 1 | 8.6689e-05
1991-05-31 17:00 | 5 | 17 | 1 | 7.8361e-05
1991-05-31 18:00 | 5 | 18 | 2 | 0.00011687
1991-05-31 19:00 | 5 | 19 | 2 | 0.00021164
1991-05-31 20:00 | 5 | 20 | 2 | 0.00022182
1991-05-31 21:00 | 5 | 21 | 3 | 0.00018563
1991-05-31 22:00 | 5 | 22 | 3 | 6.1248e-05
1991-05-31 23:00 | 5 | 23 | 3 | 1.8421e-05
1991-06-01 | 6 | 0 | 3 | 1.6397e-05
1991-06-01 01:00 | 6 | 1 | 3 | 1.266e-05
1991-06-01 02:00 | 6 | 2 | 3 | 1.2866e-05
1991-06-01 03:00 | 6 | 3 | 3 | 1.2694e-05
1991-06-01 04:00 | 6 | 4 | 3 | 1.2531e-05
1991-06-01 05:00 | 6 | 5 | 3 | 1.2985e-05
1991-06-01 06:00 | 6 | 6 | 3 | 1.2694e-05
1991-06-01 07:00 | 6 | 7 | 3 | 1.2694e-05
1991-06-01 08:00 | 6 | 8 | 3 | 1.2744e-05
1991-06-01 09:00 | 6 | 9 | 3 | 1.2324e-05
1991-06-01 10:00 | 6 | 10 | 3 | 1.6918e-05
1991-06-01 11:00 | 6 | 11 | 3 | 2.7758e-05
1991-06-01 12:00 | 6 | 12 | 3 | 4.1908e-05
1991-06-01 13:00 | 6 | 13 | 3 | 5.5254e-05
1991-06-01 14:00 | 6 | 14 | 3 | 6.4425e-05
1991-06-01 15:00 | 6 | 15 | 3 | 0.00011855
1991-06-01 16:00 | 6 | 16 | 3 | 0.00020608
1991-06-01 17:00 | 6 | 17 | 3 | 0.00014594
1991-06-01 18:00 | 6 | 18 | 3 | 0.0002367
1991-06-01 19:00 | 6 | 19 | 3 | 0.00012978
1991-06-01 20:00 | 6 | 20 | 3 | 0.00011585
1991-06-01 21:00 | 6 | 21 | 3 | 9.8527e-05
1991-06-01 22:00 | 6 | 22 | 3 | 6.6003e-05
1991-06-01 23:00 | 6 | 23 | 3 | 2.9274e-05
1991-06-02 | 6 | 0 | 3 | 1.2437e-05
1991-06-02 01:00 | 6 | 1 | 3 | 1.2866e-05
1991-06-02 02:00 | 6 | 2 | 3 | 1.2444e-05
1991-06-02 03:00 | 6 | 3 | 3 | 1.2644e-05
1991-06-02 04:00 | 6 | 4 | 3 | 1.2778e-05
1991-06-02 05:00 | 6 | 5 | 3 | 1.2369e-05
1991-06-02 06:00 | 6 | 6 | 3 | 1.3029e-05
1991-06-02 07:00 | 6 | 7 | 3 | 1.2531e-05
1991-06-02 08:00 | 6 | 8 | 3 | 1.2453e-05
1991-06-02 09:00 | 6 | 9 | 3 | 1.2369e-05
1991-06-02 10:00 | 6 | 10 | 3 | 1.2729e-05
1991-06-02 11:00 | 6 | 11 | 3 | 1.5645e-05
1991-06-02 12:00 | 6 | 12 | 3 | 5.9795e-05
1991-06-02 13:00 | 6 | 13 | 3 | 5.2435e-05
1991-06-02 14:00 | 6 | 14 | 3 | 3.1457e-05
1991-06-02 15:00 | 6 | 15 | 3 | 5.1755e-05
1991-06-02 16:00 | 6 | 16 | 3 | 4.1338e-05
1991-06-02 17:00 | 6 | 17 | 3 | 4.2445e-05
1991-06-02 18:00 | 6 | 18 | 3 | 3.786e-05
1991-06-02 19:00 | 6 | 19 | 3 | 3.5172e-05
1991-06-02 20:00 | 6 | 20 | 3 | 2.8265e-05
1991-06-02 21:00 | 6 | 21 | 3 | 1.9512e-05
1991-06-02 22:00 | 6 | 22 | 3 | 1.7155e-05
1991-06-02 23:00 | 6 | 23 | 3 | 1.2729e-05
1991-06-03 | 6 | 0 | 3 | 1.265e-05
1991-06-03 01:00 | 6 | 1 | 3 | 1.2694e-05
1991-06-03 02:00 | 6 | 2 | 3 | 1.2729e-05
1991-06-03 03:00 | 6 | 3 | 3 | 1.2788e-05
1991-06-03 04:00 | 6 | 4 | 3 | 1.2599e-05
1991-06-03 05:00 | 6 | 5 | 3 | 1.2453e-05
1991-06-03 06:00 | 6 | 6 | 3 | 1.2522e-05
1991-06-03 07:00 | 6 | 7 | 3 | 1.2788e-05
1991-06-03 08:00 | 6 | 8 | 2 | 2.0308e-05
1991-06-03 09:00 | 6 | 9 | 2 | 1.6422e-05
1991-06-03 10:00 | 6 | 10 | 2 | 1.3523e-05
1991-06-03 11:00 | 6 | 11 | 2 | 1.5647e-05
1991-06-03 12:00 | 6 | 12 | 1 | 5.5611e-05
1991-06-03 13:00 | 6 | 13 | 1 | 3.4246e-05
1991-06-03 14:00 | 6 | 14 | 1 | 4.0054e-05
1991-06-03 15:00 | 6 | 15 | 1 | 5.2263e-05
1991-06-03 16:00 | 6 | 16 | 1 | 5.9617e-05
1991-06-03 17:00 | 6 | 17 | 1 | 5.8166e-05
1991-06-03 18:00 | 6 | 18 | 2 | 5.4538e-05
1991-06-03 19:00 | 6 | 19 | 2 | 3.9151e-05
1991-06-03 20:00 | 6 | 20 | 2 | 3.331e-05
1991-06-03 21:00 | 6 | 21 | 3 | 2.5103e-05
1991-06-03 22:00 | 6 | 22 | 3 | 1.7661e-05
1991-06-03 23:00 | 6 | 23 | 3 | 1.36e-05
1991-06-04 | 6 | 0 | 3 | 1.2866e-05
1991-06-04 01:00 | 6 | 1 | 3 | 1.3927e-05
1991-06-04 02:00 | 6 | 2 | 3 | 1.6368e-05
1991-06-04 03:00 | 6 | 3 | 3 | 1.6981e-05
1991-06-04 04:00 | 6 | 4 | 3 | 2.041e-05
1991-06-04 05:00 | 6 | 5 | 3 | 1.9674e-05
1991-06-04 06:00 | 6 | 6 | 3 | 1.6649e-05
1991-06-04 07:00 | 6 | 7 | 3 | 1.7044e-05
1991-06-04 08:00 | 6 | 8 | 2 | 1.623e-05
1991-06-04 09:00 | 6 | 9 | 2 | 1.5076e-05
1991-06-04 10:00 | 6 | 10 | 2 | 1.2636e-05
1991-06-04 11:00 | 6 | 11 | 2 | 1.266e-05
1991-06-04 12:00 | 6 | 12 | 1 | 3.5304e-05
1991-06-04 13:00 | 6 | 13 | 1 | 1.9526e-05
1991-06-04 14:00 | 6 | 14 | 1 | 3.5982e-05
1991-06-04 15:00 | 6 | 15 | 1 | 4.7301e-05
1991-06-04 16:00 | 6 | 16 | 1 | 5.4266e-05
1991-06-04 17:00 | 6 | 17 | 1 | 5.9343e-05
1991-06-04 18:00 | 6 | 18 | 2 | 6.5807e-05
1991-06-04 19:00 | 6 | 19 | 2 | 3.9579e-05
1991-06-04 20:00 | 6 | 20 | 2 | 3.5335e-05
1991-06-04 21:00 | 6 | 21 | 3 | 3.1973e-05
1991-06-04 22:00 | 6 | 22 | 3 | 2.0659e-05
1991-06-04 23:00 | 6 | 23 | 3 | 1.2403e-05
1991-06-05 | 6 | 0 | 3 | 1.2866e-05
1991-06-05 01:00 | 6 | 1 | 3 | 1.2566e-05
1991-06-05 02:00 | 6 | 2 | 3 | 1.2694e-05
1991-06-05 03:00 | 6 | 3 | 3 | 1.2567e-05
1991-06-05 04:00 | 6 | 4 | 3 | 1.2901e-05
1991-06-05 05:00 | 6 | 5 | 3 | 1.4647e-05
1991-06-05 06:00 | 6 | 6 | 3 | 1.5219e-05
1991-06-05 07:00 | 6 | 7 | 3 | 2.4001e-05
1991-06-05 08:00 | 6 | 8 | 2 | 1.8159e-05
1991-06-05 09:00 | 6 | 9 | 2 | 1.7075e-05
1991-06-05 10:00 | 6 | 10 | 2 | 2.2429e-05
1991-06-05 11:00 | 6 | 11 | 2 | 3.7523e-05
1991-06-05 12:00 | 6 | 12 | 1 | 6.5129e-05
1991-06-05 13:00 | 6 | 13 | 1 | 7.1948e-05
1991-06-05 14:00 | 6 | 14 | 1 | 0.00016037
1991-06-05 15:00 | 6 | 15 | 1 | 0.00020236
1991-06-05 16:00 | 6 | 16 | 1 | 0.00022486
1991-06-05 17:00 | 6 | 17 | 1 | 0.00020063
1991-06-05 18:00 | 6 | 18 | 2 | 0.00021471
1991-06-05 19:00 | 6 | 19 | 2 | 0.00041032
1991-06-05 20:00 | 6 | 20 | 2 | 0.00035178
1991-06-05 21:00 | 6 | 21 | 3 | 0.00016899
1991-06-05 22:00 | 6 | 22 | 3 | 5.931e-05
1991-06-05 23:00 | 6 | 23 | 3 | 7.2784e-05
1991-06-06 | 6 | 0 | 3 | 2.2094e-05
1991-06-06 01:00 | 6 | 1 | 3 | 1.7367e-05
1991-06-06 02:00 | 6 | 2 | 3 | 1.2694e-05
1991-06-06 03:00 | 6 | 3 | 3 | 1.2409e-05
1991-06-06 04:00 | 6 | 4 | 3 | 1.2566e-05
1991-06-06 05:00 | 6 | 5 | 3 | 1.266e-05
1991-06-06 06:00 | 6 | 6 | 3 | 1.8359e-05
1991-06-06 07:00 | 6 | 7 | 3 | 2.9838e-05
1991-06-06 08:00 | 6 | 8 | 2 | 3.1934e-05
1991-06-06 09:00 | 6 | 9 | 2 | 3.6463e-05
1991-06-06 10:00 | 6 | 10 | 2 | 5.1844e-05
1991-06-06 11:00 | 6 | 11 | 2 | 6.4745e-05
1991-06-06 12:00 | 6 | 12 | 1 | 0.00016526
1991-06-06 13:00 | 6 | 13 | 1 | 0.00021132
1991-06-06 14:00 | 6 | 14 | 1 | 0.00032063
1991-06-06 15:00 | 6 | 15 | 1 | 0.00052604
1991-06-06 16:00 | 6 | 16 | 1 | 0.0007044
1991-06-06 17:00 | 6 | 17 | 1 | 0.00085816
1991-06-06 18:00 | 6 | 18 | 2 | 0.0012941
1991-06-06 19:00 | 6 | 19 | 2 | 0.0011534
1991-06-06 20:00 | 6 | 20 | 2 | 0.0007816
1991-06-06 21:00 | 6 | 21 | 3 | 0.00044974
1991-06-06 22:00 | 6 | 22 | 3 | 0.00068594
1991-06-06 23:00 | 6 | 23 | 3 | 0.0005056
1991-06-07 | 6 | 0 | 3 | 0.00028769
1991-06-07 01:00 | 6 | 1 | 3 | 0.00013087
1991-06-07 02:00 | 6 | 2 | 3 | 5.9917e-05
1991-06-07 03:00 | 6 | 3 | 3 | 7.3274e-05
1991-06-07 04:00 | 6 | 4 | 3 | 6.3301e-05
1991-06-07 05:00 | 6 | 5 | 3 | 3.9696e-05
1991-06-07 06:00 | 6 | 6 | 3 | 2.5765e-05
1991-06-07 07:00 | 6 | 7 | 3 | 9.6428e-05
1991-06-07 08:00 | 6 | 8 | 2 | 7.3732e-05
1991-06-07 09:00 | 6 | 9 | 2 | 0.00016102
1991-06-07 10:00 | 6 | 10 | 2 | 0.00015166
1991-06-07 11:00 | 6 | 11 | 2 | 0.00042109
1991-06-07 12:00 | 6 | 12 | 1 | 0.00051172
1991-06-07 13:00 | 6 | 13 | 1 | 0.00063707
1991-06-07 14:00 | 6 | 14 | 1 | 0.0010605
1991-06-07 15:00 | 6 | 15 | 1 | 0.0014044
1991-06-07 16:00 | 6 | 16 | 1 | 0.0016618
1991-06-07 17:00 | 6 | 17 | 1 | 0.0018532
1991-06-07 18:00 | 6 | 18 | 2 | 0.0021382
1991-06-07 19:00 | 6 | 19 | 2 | 0.0020224
1991-06-07 20:00 | 6 | 20 | 2 | 0.001384
1991-06-07 21:00 | 6 | 21 | 3 | 0.00098318
1991-06-07 22:00 | 6 | 22 | 3 | 0.00066114
1991-06-07 23:00 | 6 | 23 | 3 | 0.00038577
1991-06-08 | 6 | 0 | 3 | 0.00031719
1991-06-08 01:00 | 6 | 1 | 3 | 0.00021034
1991-06-08 02:00 | 6 | 2 | 3 | 0.00011673
1991-06-08 03:00 | 6 | 3 | 3 | 3.9887e-05
1991-06-08 04:00 | 6 | 4 | 3 | 2.3003e-05
1991-06-08 05:00 | 6 | 5 | 3 | 2.1027e-05
1991-06-08 06:00 | 6 | 6 | 3 | 7.9072e-05
1991-06-08 07:00 | 6 | 7 | 3 | 0.00011703
1991-06-08 08:00 | 6 | 8 | 3 | 0.00017275
1991-06-08 09:00 | 6 | 9 | 3 | 0.00027857
1991-06-08 10:00 | 6 | 10 | 3 | 0.00043362
1991-06-08 11:00 | 6 | 11 | 3 | 0.00045082
1991-06-08 12:00 | 6 | 12 | 3 | 0.00078284
1991-06-08 13:00 | 6 | 13 | 3 | 0.0007681
1991-06-08 14:00 | 6 | 14 | 3 | 0.0011182
1991-06-08 15:00 | 6 | 15 | 3 | 0.001347
1991-06-08 16:00 | 6 | 16 | 3 | 0.0014508
1991-06-08 17:00 | 6 | 17 | 3 | 0.0014034
1991-06-08 18:00 | 6 | 18 | 3 | 0.0012915
1991-06-08 19:00 | 6 | 19 | 3 | 0.0010796
1991-06-08 20:00 | 6 | 20 | 3 | 0.00096467
1991-06-08 21:00 | 6 | 21 | 3 | 0.00056495
1991-06-08 22:00 | 6 | 22 | 3 | 0.0003098
1991-06-08 23:00 | 6 | 23 | 3 | 0.00022439
1991-06-09 | 6 | 0 | 3 | 0.00016288
1991-06-09 01:00 | 6 | 1 | 3 | 7.5124e-05
1991-06-09 02:00 | 6 | 2 | 3 | 6.3855e-05
1991-06-09 03:00 | 6 | 3 | 3 | 2.1371e-05
1991-06-09 04:00 | 6 | 4 | 3 | 2.1454e-05
1991-06-09 05:00 | 6 | 5 | 3 | 1.736e-05
1991-06-09 06:00 | 6 | 6 | 3 | 1.7109e-05
1991-06-09 07:00 | 6 | 7 | 3 | 2.293e-05
1991-06-09 08:00 | 6 | 8 | 3 | 3.3109e-05
1991-06-09 09:00 | 6 | 9 | 3 | 5.6473e-05
1991-06-09 10:00 | 6 | 10 | 3 | 8.3048e-05
1991-06-09 11:00 | 6 | 11 | 3 | 9.8179e-05
1991-06-09 12:00 | 6 | 12 | 3 | 0.00025769
1991-06-09 13:00 | 6 | 13 | 3 | 0.00068362
1991-06-09 14:00 | 6 | 14 | 3 | 0.00079055
1991-06-09 15:00 | 6 | 15 | 3 | 0.00075387
1991-06-09 16:00 | 6 | 16 | 3 | 0.00070497
1991-06-09 17:00 | 6 | 17 | 3 | 0.0006257
1991-06-09 18:00 | 6 | 18 | 3 | 0.00055836
1991-06-09 19:00 | 6 | 19 | 3 | 0.00065838
1991-06-09 20:00 | 6 | 20 | 3 | 0.00050384
1991-06-09 21:00 | 6 | 21 | 3 | 0.00050766
1991-06-09 22:00 | 6 | 22 | 3 | 0.00036096
1991-06-09 23:00 | 6 | 23 | 3 | 0.0001377
1991-06-10 | 6 | 0 | 3 | 9.8652e-05
1991-06-10 01:00 | 6 | 1 | 3 | 0.00010034
1991-06-10 02:00 | 6 | 2 | 3 | 2.4036e-05
1991-06-10 03:00 | 6 | 3 | 3 | 4.7433e-05
1991-06-10 04:00 | 6 | 4 | 3 | 1.9545e-05
1991-06-10 05:00 | 6 | 5 | 3 | 1.3416e-05
1991-06-10 06:00 | 6 | 6 | 3 | 1.496e-05
1991-06-10 07:00 | 6 | 7 | 3 | 2.0168e-05
1991-06-10 08:00 | 6 | 8 | 2 | 3.2166e-05
1991-06-10 09:00 | 6 | 9 | 2 | 5.4502e-05
1991-06-10 10:00 | 6 | 10 | 2 | 6.5026e-05
1991-06-10 11:00 | 6 | 11 | 2 | 7.0046e-05
1991-06-10 12:00 | 6 | 12 | 1 | 8.9815e-05
1991-06-10 13:00 | 6 | 13 | 1 | 7.713e-05
1991-06-10 14:00 | 6 | 14 | 1 | 0.00012979
1991-06-10 15:00 | 6 | 15 | 1 | 0.00017451
1991-06-10 16:00 | 6 | 16 | 1 | 0.00023257
1991-06-10 17:00 | 6 | 17 | 1 | 0.00032172
1991-06-10 18:00 | 6 | 18 | 2 | 0.00026143
1991-06-10 19:00 | 6 | 19 | 2 | 0.00025675
1991-06-10 20:00 | 6 | 20 | 2 | 6.2259e-05
1991-06-10 21:00 | 6 | 21 | 3 | 0.00012768
1991-06-10 22:00 | 6 | 22 | 3 | 0.00015145
1991-06-10 23:00 | 6 | 23 | 3 | 3.2114e-05
1991-06-11 | 6 | 0 | 3 | 2.5906e-05
1991-06-11 01:00 | 6 | 1 | 3 | 1.5939e-05
1991-06-11 02:00 | 6 | 2 | 3 | 1.5905e-05
1991-06-11 03:00 | 6 | 3 | 3 | 1.0732e-05
1991-06-11 04:00 | 6 | 4 | 3 | 1.1249e-05
1991-06-11 05:00 | 6 | 5 | 3 | 1.0681e-05
1991-06-11 06:00 | 6 | 6 | 3 | 1.1161e-05
1991-06-11 07:00 | 6 | 7 | 3 | 1.0879e-05
1991-06-11 08:00 | 6 | 8 | 2 | 1.1076e-05
1991-06-11 09:00 | 6 | 9 | 2 | 1.087e-05
1991-06-11 10:00 | 6 | 10 | 2 | 1.0707e-05
1991-06-11 11:00 | 6 | 11 | 2 | 1.8817e-05
1991-06-11 12:00 | 6 | 12 | 1 | 2.6093e-05
1991-06-11 13:00 | 6 | 13 | 1 | 3.6547e-05
1991-06-11 14:00 | 6 | 14 | 1 | 5.6693e-05
1991-06-11 15:00 | 6 | 15 | 1 | 7.1342e-05
1991-06-11 16:00 | 6 | 16 | 1 | 7.4234e-05
1991-06-11 17:00 | 6 | 17 | 1 | 0.00015482
1991-06-11 18:00 | 6 | 18 | 2 | 0.00028704
1991-06-11 19:00 | 6 | 19 | 2 | 0.00027373
1991-06-11 20:00 | 6 | 20 | 2 | 9.0253e-05
1991-06-11 21:00 | 6 | 21 | 3 | 6.0191e-05
1991-06-11 22:00 | 6 | 22 | 3 | 3.6835e-05
1991-06-11 23:00 | 6 | 23 | 3 | 1.6939e-05
1991-06-12 | 6 | 0 | 3 | 1.5083e-05
1991-06-12 01:00 | 6 | 1 | 3 | 1.1205e-05
1991-06-12 02:00 | 6 | 2 | 3 | 1.1043e-05
1991-06-12 03:00 | 6 | 3 | 3 | 1.0988e-05
1991-06-12 04:00 | 6 | 4 | 3 | 1.0525e-05
1991-06-12 05:00 | 6 | 5 | 3 | 1.1067e-05
1991-06-12 06:00 | 6 | 6 | 3 | 1.0757e-05
1991-06-12 07:00 | 6 | 7 | 3 | 1.0732e-05
1991-06-12 08:00 | 6 | 8 | 2 | 1.0757e-05
1991-06-12 09:00 | 6 | 9 | 2 | 1.0992e-05
1991-06-12 10:00 | 6 | 10 | 2 | 1.0585e-05
1991-06-12 11:00 | 6 | 11 | 2 | 1.3718e-05
1991-06-12 12:00 | 6 | 12 | 1 | 2.5975e-05
1991-06-12 13:00 | 6 | 13 | 1 | 2.144e-05
1991-06-12 14:00 | 6 | 14 | 1 | 4.6302e-05
1991-06-12 15:00 | 6 | 15 | 1 | 0.00011822
1991-06-12 16:00 | 6 | 16 | 1 | 9.5482e-05
1991-06-12 17:00 | 6 | 17 | 1 | 0.00011015
1991-06-12 18:00 | 6 | 18 | 2 | 6.5294e-05
1991-06-12 19:00 | 6 | 19 | 2 | 8.9608e-05
1991-06-12 20:00 | 6 | 20 | 2 | 2.4653e-05
1991-06-12 21:00 | 6 | 21 | 3 | 1.3457e-05
1991-06-12 22:00 | 6 | 22 | 3 | 2.5344e-05
1991-06-12 23:00 | 6 | 23 | 3 | 2.0496e-05
1991-06-13 | 6 | 0 | 3 | 1.5895e-05
1991-06-13 01:00 | 6 | 1 | 3 | 1.5871e-05
1991-06-13 02:00 | 6 | 2 | 3 | 1.5851e-05
1991-06-13 03:00 | 6 | 3 | 3 | 1.556e-05
1991-06-13 04:00 | 6 | 4 | 3 | 1.5644e-05
1991-06-13 05:00 | 6 | 5 | 3 | 1.3973e-05
1991-06-13 06:00 | 6 | 6 | 3 | 1.0853e-05
1991-06-13 07:00 | 6 | 7 | 3 | 1.6428e-05
1991-06-13 08:00 | 6 | 8 | 2 | 2.3023e-05
1991-06-13 09:00 | 6 | 9 | 2 | 2.9277e-05
1991-06-13 10:00 | 6 | 10 | 2 | 2.4756e-05
1991-06-13 11:00 | 6 | 11 | 2 | 4.0362e-05
1991-06-13 12:00 | 6 | 12 | 1 | 5.0561e-05
1991-06-13 13:00 | 6 | 13 | 1 | 5.383e-05
1991-06-13 14:00 | 6 | 14 | 1 | 5.1752e-05
1991-06-13 15:00 | 6 | 15 | 1 | 5.6772e-05
1991-06-13 16:00 | 6 | 16 | 1 | 6.1611e-05
1991-06-13 17:00 | 6 | 17 | 1 | 6.5332e-05
1991-06-13 18:00 | 6 | 18 | 2 | 6.4292e-05
1991-06-13 19:00 | 6 | 19 | 2 | 9.4905e-05
1991-06-13 20:00 | 6 | 20 | 2 | 5.2125e-05
1991-06-13 21:00 | 6 | 21 | 3 | 4.0866e-05
1991-06-13 22:00 | 6 | 22 | 3 | 2.8945e-05
1991-06-13 23:00 | 6 | 23 | 3 | 2.4569e-05
1991-06-14 | 6 | 0 | 3 | 2.0281e-05
1991-06-14 01:00 | 6 | 1 | 3 | 1.5905e-05
1991-06-14 02:00 | 6 | 2 | 3 | 1.5989e-05
1991-06-14 03:00 | 6 | 3 | 3 | 1.5939e-05
1991-06-14 04:00 | 6 | 4 | 3 | 1.6328e-05
1991-06-14 05:00 | 6 | 5 | 3 | 1.4102e-05
1991-06-14 06:00 | 6 | 6 | 3 | 1.0903e-05
1991-06-14 07:00 | 6 | 7 | 3 | 1.0869e-05
1991-06-14 08:00 | 6 | 8 | 2 | 1.4609e-05
1991-06-14 09:00 | 6 | 9 | 2 | 1.6155e-05
1991-06-14 10:00 | 6 | 10 | 2 | 1.5915e-05
1991-06-14 11:00 | 6 | 11 | 2 | 2.7484e-05
1991-06-14 12:00 | 6 | 12 | 1 | 5.7153e-05
1991-06-14 13:00 | 6 | 13 | 1 | 5.2436e-05
1991-06-14 14:00 | 6 | 14 | 1 | 6.2829e-05
1991-06-14 15:00 | 6 | 15 | 1 | 7.5063e-05
1991-06-14 16:00 | 6 | 16 | 1 | 9.7057e-05
1991-06-14 17:00 | 6 | 17 | 1 | 8.7369e-05
1991-06-14 18:00 | 6 | 18 | 2 | 0.00012206
1991-06-14 19:00 | 6 | 19 | 2 | 0.00011254
1991-06-14 20:00 | 6 | 20 | 2 | 5.694e-05
1991-06-14 21:00 | 6 | 21 | 3 | 5.3425e-05
1991-06-14 22:00 | 6 | 22 | 3 | 3.4901e-05
1991-06-14 23:00 | 6 | 23 | 3 | 2.4956e-05
1991-06-15 | 6 | 0 | 3 | 1.6161e-05
1991-06-15 01:00 | 6 | 1 | 3 | 1.5929e-05
1991-06-15 02:00 | 6 | 2 | 3 | 1.4576e-05
1991-06-15 03:00 | 6 | 3 | 3 | 1.5929e-05
1991-06-15 04:00 | 6 | 4 | 3 | 1.6057e-05
1991-06-15 05:00 | 6 | 5 | 3 | 1.6102e-05
1991-06-15 06:00 | 6 | 6 | 3 | 1.3397e-05
1991-06-15 07:00 | 6 | 7 | 3 | 1.1323e-05
1991-06-15 08:00 | 6 | 8 | 3 | 1.0904e-05
1991-06-15 09:00 | 6 | 9 | 3 | 1.5664e-05
1991-06-15 10:00 | 6 | 10 | 3 | 2.5994e-05
1991-06-15 11:00 | 6 | 11 | 3 | 5.2354e-05
1991-06-15 12:00 | 6 | 12 | 3 | 6.0472e-05
1991-06-15 13:00 | 6 | 13 | 3 | 0.00014202
1991-06-15 14:00 | 6 | 14 | 3 | 0.00016249
1991-06-15 15:00 | 6 | 15 | 3 | 0.00021882
1991-06-15 16:00 | 6 | 16 | 3 | 0.00019663
1991-06-15 17:00 | 6 | 17 | 3 | 0.00018484
1991-06-15 18:00 | 6 | 18 | 3 | 0.00024333
1991-06-15 19:00 | 6 | 19 | 3 | 0.00010563
1991-06-15 20:00 | 6 | 20 | 3 | 0.00011303
1991-06-15 21:00 | 6 | 21 | 3 | 8.9188e-05
1991-06-15 22:00 | 6 | 22 | 3 | 1.5683e-05
1991-06-15 23:00 | 6 | 23 | 3 | 2.5596e-05
1991-06-16 | 6 | 0 | 3 | 1.5955e-05
1991-06-16 01:00 | 6 | 1 | 3 | 1.5648e-05
1991-06-16 02:00 | 6 | 2 | 3 | 1.5905e-05
1991-06-16 03:00 | 6 | 3 | 3 | 1.5801e-05
1991-06-16 04:00 | 6 | 4 | 3 | 1.5151e-05
1991-06-16 05:00 | 6 | 5 | 3 | 1.1176e-05
1991-06-16 06:00 | 6 | 6 | 3 | 1.0904e-05
1991-06-16 07:00 | 6 | 7 | 3 | 1.185e-05
1991-06-16 08:00 | 6 | 8 | 3 | 1.9374e-05
1991-06-16 09:00 | 6 | 9 | 3 | 4.4053e-05
1991-06-16 10:00 | 6 | 10 | 3 | 5.2773e-05
1991-06-16 11:00 | 6 | 11 | 3 | 5.7848e-05
1991-06-16 12:00 | 6 | 12 | 3 | 5.6637e-05
1991-06-16 13:00 | 6 | 13 | 3 | 0.00010902
1991-06-16 14:00 | 6 | 14 | 3 | 0.00018346
1991-06-16 15:00 | 6 | 15 | 3 | 0.00030754
1991-06-16 16:00 | 6 | 16 | 3 | 0.0003524
1991-06-16 17:00 | 6 | 17 | 3 | 0.00046254
1991-06-16 18:00 | 6 | 18 | 3 | 0.00074956
1991-06-16 19:00 | 6 | 19 | 3 | 0.00047398
1991-06-16 20:00 | 6 | 20 | 3 | 0.00022224
1991-06-16 21:00 | 6 | 21 | 3 | 0.0001732
1991-06-16 22:00 | 6 | 22 | 3 | 9.6833e-05
1991-06-16 23:00 | 6 | 23 | 3 | 5.3323e-05
1991-06-17 | 6 | 0 | 3 | 3.6379e-05
1991-06-17 01:00 | 6 | 1 | 3 | 2.4656e-05
1991-06-17 02:00 | 6 | 2 | 3 | 1.5826e-05
1991-06-17 03:00 | 6 | 3 | 3 | 1.5939e-05
1991-06-17 04:00 | 6 | 4 | 3 | 1.6318e-05
1991-06-17 05:00 | 6 | 5 | 3 | 1.5979e-05
1991-06-17 06:00 | 6 | 6 | 3 | 1.5905e-05
1991-06-17 07:00 | 6 | 7 | 3 | 1.5871e-05
1991-06-17 08:00 | 6 | 8 | 2 | 1.6121e-05
1991-06-17 09:00 | 6 | 9 | 2 | 2.151e-05
1991-06-17 10:00 | 6 | 10 | 2 | 3.4545e-05
1991-06-17 11:00 | 6 | 11 | 2 | 4.7765e-05
1991-06-17 12:00 | 6 | 12 | 1 | 6.2485e-05
1991-06-17 13:00 | 6 | 13 | 1 | 0.0001188
1991-06-17 14:00 | 6 | 14 | 1 | 0.00016251
1991-06-17 15:00 | 6 | 15 | 1 | 0.00029524
1991-06-17 16:00 | 6 | 16 | 1 | 0.00047462
1991-06-17 17:00 | 6 | 17 | 1 | 0.00052182
1991-06-17 18:00 | 6 | 18 | 2 | 0.00063331
1991-06-17 19:00 | 6 | 19 | 2 | 0.0004983
1991-06-17 20:00 | 6 | 20 | 2 | 0.0003192
1991-06-17 21:00 | 6 | 21 | 3 | 0.00035363
1991-06-17 22:00 | 6 | 22 | 3 | 0.00016826
1991-06-17 23:00 | 6 | 23 | 3 | 0.00014898
1991-06-18 | 6 | 0 | 3 | 3.947e-05
1991-06-18 01:00 | 6 | 1 | 3 | 2.4951e-05
1991-06-18 02:00 | 6 | 2 | 3 | 4.7966e-05
1991-06-18 03:00 | 6 | 3 | 3 | 1.4492e-05
1991-06-18 04:00 | 6 | 4 | 3 | 1.5043e-05
1991-06-18 05:00 | 6 | 5 | 3 | 1.6128e-05
1991-06-18 06:00 | 6 | 6 | 3 | 1.587e-05
1991-06-18 07:00 | 6 | 7 | 3 | 1.557e-05
1991-06-18 08:00 | 6 | 8 | 2 | 1.5699e-05
1991-06-18 09:00 | 6 | 9 | 2 | 2.5802e-05
1991-06-18 10:00 | 6 | 10 | 2 | 3.4387e-05
1991-06-18 11:00 | 6 | 11 | 2 | 4.7516e-05
1991-06-18 12:00 | 6 | 12 | 1 | 6.8784e-05
1991-06-18 13:00 | 6 | 13 | 1 | 7.8345e-05
1991-06-18 14:00 | 6 | 14 | 1 | 0.00021145
1991-06-18 15:00 | 6 | 15 | 1 | 0.0002688
1991-06-18 16:00 | 6 | 16 | 1 | 0.00039166
1991-06-18 17:00 | 6 | 17 | 1 | 0.00044704
1991-06-18 18:00 | 6 | 18 | 2 | 0.000595
1991-06-18 19:00 | 6 | 19 | 2 | 0.00053742
1991-06-18 20:00 | 6 | 20 | 2 | 0.00028719
1991-06-18 21:00 | 6 | 21 | 3 | 0.00038205
1991-06-18 22:00 | 6 | 22 | 3 | 0.00024345
1991-06-18 23:00 | 6 | 23 | 3 | 5.2725e-05
1991-06-19 | 6 | 0 | 3 | 2.5301e-05
1991-06-19 01:00 | 6 | 1 | 3 | 3.1732e-05
1991-06-19 02:00 | 6 | 2 | 3 | 1.6162e-05
1991-06-19 03:00 | 6 | 3 | 3 | 1.5896e-05
1991-06-19 04:00 | 6 | 4 | 3 | 1.5658e-05
1991-06-19 05:00 | 6 | 5 | 3 | 1.5783e-05
1991-06-19 06:00 | 6 | 6 | 3 | 1.6077e-05
1991-06-19 07:00 | 6 | 7 | 3 | 1.5698e-05
1991-06-19 08:00 | 6 | 8 | 2 | 1.5846e-05
1991-06-19 09:00 | 6 | 9 | 2 | 2.5635e-05
1991-06-19 10:00 | 6 | 10 | 2 | 3.3832e-05
1991-06-19 11:00 | 6 | 11 | 2 | 4.5154e-05
1991-06-19 12:00 | 6 | 12 | 1 | 0.00010868
1991-06-19 13:00 | 6 | 13 | 1 | 0.00019554
1991-06-19 14:00 | 6 | 14 | 1 | 0.0003454
1991-06-19 15:00 | 6 | 15 | 1 | 0.00033388
1991-06-19 16:00 | 6 | 16 | 1 | 0.00036542
1991-06-19 17:00 | 6 | 17 | 1 | 0.00043959
1991-06-19 18:00 | 6 | 18 | 2 | 0.00046054
1991-06-19 19:00 | 6 | 19 | 2 | 0.00047472
1991-06-19 20:00 | 6 | 20 | 2 | 0.00014092
1991-06-19 21:00 | 6 | 21 | 3 | 0.00016284
1991-06-19 22:00 | 6 | 22 | 3 | 8.0846e-05
1991-06-19 23:00 | 6 | 23 | 3 | 4.416e-05
1991-06-20 | 6 | 0 | 3 | 4.0096e-05
1991-06-20 01:00 | 6 | 1 | 3 | 2.4544e-05
1991-06-20 02:00 | 6 | 2 | 3 | 2.3762e-05
1991-06-20 03:00 | 6 | 3 | 3 | 1.6379e-05
1991-06-20 04:00 | 6 | 4 | 3 | 1.5871e-05
1991-06-20 05:00 | 6 | 5 | 3 | 1.5786e-05
1991-06-20 06:00 | 6 | 6 | 3 | 1.5678e-05
1991-06-20 07:00 | 6 | 7 | 3 | 1.5674e-05
1991-06-20 08:00 | 6 | 8 | 2 | 2.8743e-05
1991-06-20 09:00 | 6 | 9 | 2 | 3.3966e-05
1991-06-20 10:00 | 6 | 10 | 2 | 4.6595e-05
1991-06-20 11:00 | 6 | 11 | 2 | 4.2328e-05
1991-06-20 12:00 | 6 | 12 | 1 | 5.6639e-05
1991-06-20 13:00 | 6 | 13 | 1 | 0.00010158
1991-06-20 14:00 | 6 | 14 | 1 | 0.00015643
1991-06-20 15:00 | 6 | 15 | 1 | 0.00020781
1991-06-20 16:00 | 6 | 16 | 1 | 0.00040312
1991-06-20 17:00 | 6 | 17 | 1 | 0.00046326
1991-06-20 18:00 | 6 | 18 | 2 | 0.00061203
1991-06-20 19:00 | 6 | 19 | 2 | 0.00044115
1991-06-20 20:00 | 6 | 20 | 2 | 0.00025078
1991-06-20 21:00 | 6 | 21 | 3 | 0.00014725
1991-06-20 22:00 | 6 | 22 | 3 | 9.4883e-05
1991-06-20 23:00 | 6 | 23 | 3 | 7.0571e-05
1991-06-21 | 6 | 0 | 3 | 4.2548e-05
1991-06-21 01:00 | 6 | 1 | 3 | 2.6354e-05
1991-06-21 02:00 | 6 | 2 | 3 | 3.0334e-05
1991-06-21 03:00 | 6 | 3 | 3 | 1.5871e-05
1991-06-21 04:00 | 6 | 4 | 3 | 1.587e-05
1991-06-21 05:00 | 6 | 5 | 3 | 1.5871e-05
1991-06-21 06:00 | 6 | 6 | 3 | 1.5363e-05
1991-06-21 07:00 | 6 | 7 | 3 | 1.1126e-05
1991-06-21 08:00 | 6 | 8 | 2 | 1.289e-05
1991-06-21 09:00 | 6 | 9 | 2 | 2.2229e-05
1991-06-21 10:00 | 6 | 10 | 2 | 4.6187e-05
1991-06-21 11:00 | 6 | 11 | 2 | 6.3469e-05
1991-06-21 12:00 | 6 | 12 | 1 | 0.00014147
1991-06-21 13:00 | 6 | 13 | 1 | 0.00020734
1991-06-21 14:00 | 6 | 14 | 1 | 0.00040254
1991-06-21 15:00 | 6 | 15 | 1 | 0.00060313
1991-06-21 16:00 | 6 | 16 | 1 | 0.00053961
1991-06-21 17:00 | 6 | 17 | 1 | 0.00057387
1991-06-21 18:00 | 6 | 18 | 2 | 0.00061797
1991-06-21 19:00 | 6 | 19 | 2 | 0.00039677
1991-06-21 20:00 | 6 | 20 | 2 | 0.000419
1991-06-21 21:00 | 6 | 21 | 3 | 0.0001861
1991-06-21 22:00 | 6 | 22 | 3 | 0.00016523
1991-06-21 23:00 | 6 | 23 | 3 | 9.7507e-05
1991-06-22 | 6 | 0 | 3 | 0.00011909
1991-06-22 01:00 | 6 | 1 | 3 | 0.0001404
1991-06-22 02:00 | 6 | 2 | 3 | 0.00013213
1991-06-22 03:00 | 6 | 3 | 3 | 0.00011673
1991-06-22 04:00 | 6 | 4 | 3 | 9.3262e-05
1991-06-22 05:00 | 6 | 5 | 3 | 2.3628e-05
1991-06-22 06:00 | 6 | 6 | 3 | 2.2133e-05
1991-06-22 07:00 | 6 | 7 | 3 | 1.9536e-05
1991-06-22 08:00 | 6 | 8 | 3 | 2.1341e-05
1991-06-22 09:00 | 6 | 9 | 3 | 3.1402e-05
1991-06-22 10:00 | 6 | 10 | 3 | 3.8507e-05
1991-06-22 11:00 | 6 | 11 | 3 | 6.0136e-05
1991-06-22 12:00 | 6 | 12 | 3 | 8.3625e-05
1991-06-22 13:00 | 6 | 13 | 3 | 0.00012801
1991-06-22 14:00 | 6 | 14 | 3 | 0.00014529
1991-06-22 15:00 | 6 | 15 | 3 | 0.00024242
1991-06-22 16:00 | 6 | 16 | 3 | 0.00054039
1991-06-22 17:00 | 6 | 17 | 3 | 0.00075754
1991-06-22 18:00 | 6 | 18 | 3 | 0.00050537
1991-06-22 19:00 | 6 | 19 | 3 | 0.0006604
1991-06-22 20:00 | 6 | 20 | 3 | 0.00050725
1991-06-22 21:00 | 6 | 21 | 3 | 0.00054376
1991-06-22 22:00 | 6 | 22 | 3 | 0.00039026
1991-06-22 23:00 | 6 | 23 | 3 | 0.00014938
1991-06-23 | 6 | 0 | 3 | 3.8832e-05
1991-06-23 01:00 | 6 | 1 | 3 | 2.9939e-05
1991-06-23 02:00 | 6 | 2 | 3 | 8.781e-05
1991-06-23 03:00 | 6 | 3 | 3 | 1.5993e-05
1991-06-23 04:00 | 6 | 4 | 3 | 1.5955e-05
1991-06-23 05:00 | 6 | 5 | 3 | 1.5732e-05
1991-06-23 06:00 | 6 | 6 | 3 | 1.1333e-05
1991-06-23 07:00 | 6 | 7 | 3 | 1.1388e-05
1991-06-23 08:00 | 6 | 8 | 3 | 1.5954e-05
1991-06-23 09:00 | 6 | 9 | 3 | 1.5787e-05
1991-06-23 10:00 | 6 | 10 | 3 | 2.8887e-05
1991-06-23 11:00 | 6 | 11 | 3 | 4.08e-05
1991-06-23 12:00 | 6 | 12 | 3 | 6.1531e-05
1991-06-23 13:00 | 6 | 13 | 3 | 0.00015123
1991-06-23 14:00 | 6 | 14 | 3 | 0.00024156
1991-06-23 15:00 | 6 | 15 | 3 | 0.00039966
1991-06-23 16:00 | 6 | 16 | 3 | 0.00050181
1991-06-23 17:00 | 6 | 17 | 3 | 0.00076962
1991-06-23 18:00 | 6 | 18 | 3 | 0.00057088
1991-06-23 19:00 | 6 | 19 | 3 | 0.0004899
1991-06-23 20:00 | 6 | 20 | 3 | 0.00045369
1991-06-23 21:00 | 6 | 21 | 3 | 0.00026651
1991-06-23 22:00 | 6 | 22 | 3 | 0.00025166
1991-06-23 23:00 | 6 | 23 | 3 | 0.00015069
1991-06-24 | 6 | 0 | 3 | 0.00012814
1991-06-24 01:00 | 6 | 1 | 3 | 0.00014673
1991-06-24 02:00 | 6 | 2 | 3 | 0.00012752
1991-06-24 03:00 | 6 | 3 | 3 | 0.00011389
1991-06-24 04:00 | 6 | 4 | 3 | 0.00010801
1991-06-24 05:00 | 6 | 5 | 3 | 5.9626e-05
1991-06-24 06:00 | 6 | 6 | 3 | 1.7538e-05
1991-06-24 07:00 | 6 | 7 | 3 | 3.2641e-05
1991-06-24 08:00 | 6 | 8 | 2 | 3.8371e-05
1991-06-24 09:00 | 6 | 9 | 2 | 8.1071e-05
1991-06-24 10:00 | 6 | 10 | 2 | 0.00012111
1991-06-24 11:00 | 6 | 11 | 2 | 0.00014321
1991-06-24 12:00 | 6 | 12 | 1 | 0.00034655
1991-06-24 13:00 | 6 | 13 | 1 | 0.0006631
1991-06-24 14:00 | 6 | 14 | 1 | 0.0007621
1991-06-24 15:00 | 6 | 15 | 1 | 0.0013486
1991-06-24 16:00 | 6 | 16 | 1 | 0.0016043
1991-06-24 17:00 | 6 | 17 | 1 | 0.0018478
1991-06-24 18:00 | 6 | 18 | 2 | 0.0020216
1991-06-24 19:00 | 6 | 19 | 2 | 0.001533
1991-06-24 20:00 | 6 | 20 | 2 | 0.0010846
1991-06-24 21:00 | 6 | 21 | 3 | 0.00063642
1991-06-24 22:00 | 6 | 22 | 3 | 0.00055045
1991-06-24 23:00 | 6 | 23 | 3 | 0.00020751
1991-06-25 | 6 | 0 | 3 | 0.00013256
1991-06-25 01:00 | 6 | 1 | 3 | 7.1742e-05
1991-06-25 02:00 | 6 | 2 | 3 | 3.7809e-05
1991-06-25 03:00 | 6 | 3 | 3 | 6.5791e-05
1991-06-25 04:00 | 6 | 4 | 3 | 1.7326e-05
1991-06-25 05:00 | 6 | 5 | 3 | 1.7759e-05
1991-06-25 06:00 | 6 | 6 | 3 | 2.6858e-05
1991-06-25 07:00 | 6 | 7 | 3 | 2.7904e-05
1991-06-25 08:00 | 6 | 8 | 2 | 4.5359e-05
1991-06-25 09:00 | 6 | 9 | 2 | 6.3432e-05
1991-06-25 10:00 | 6 | 10 | 2 | 9.8921e-05
1991-06-25 11:00 | 6 | 11 | 2 | 0.00031965
1991-06-25 12:00 | 6 | 12 | 1 | 0.00058324
1991-06-25 13:00 | 6 | 13 | 1 | 0.00077128
1991-06-25 14:00 | 6 | 14 | 1 | 0.00099389
1991-06-25 15:00 | 6 | 15 | 1 | 0.0011367
1991-06-25 16:00 | 6 | 16 | 1 | 0.0011857
1991-06-25 17:00 | 6 | 17 | 1 | 0.0015179
1991-06-25 18:00 | 6 | 18 | 2 | 0.0015135
1991-06-25 19:00 | 6 | 19 | 2 | 0.0014361
1991-06-25 20:00 | 6 | 20 | 2 | 0.0013225
1991-06-25 21:00 | 6 | 21 | 3 | 0.00097431
1991-06-25 22:00 | 6 | 22 | 3 | 0.00054387
1991-06-25 23:00 | 6 | 23 | 3 | 0.00031523
1991-06-26 | 6 | 0 | 3 | 0.00017288
1991-06-26 01:00 | 6 | 1 | 3 | 0.00014268
1991-06-26 02:00 | 6 | 2 | 3 | 6.491e-05
1991-06-26 03:00 | 6 | 3 | 3 | 2.2076e-05
1991-06-26 04:00 | 6 | 4 | 3 | 2.1366e-05
1991-06-26 05:00 | 6 | 5 | 3 | 2.7024e-05
1991-06-26 06:00 | 6 | 6 | 3 | 3.4225e-05
1991-06-26 07:00 | 6 | 7 | 3 | 3.6004e-05
1991-06-26 08:00 | 6 | 8 | 2 | 0.00010339
1991-06-26 09:00 | 6 | 9 | 2 | 0.00011382
1991-06-26 10:00 | 6 | 10 | 2 | 0.00013698
1991-06-26 11:00 | 6 | 11 | 2 | 0.00023991
1991-06-26 12:00 | 6 | 12 | 1 | 0.00037624
1991-06-26 13:00 | 6 | 13 | 1 | 0.00061722
1991-06-26 14:00 | 6 | 14 | 1 | 0.0010201
1991-06-26 15:00 | 6 | 15 | 1 | 0.0009709
1991-06-26 16:00 | 6 | 16 | 1 | 0.0013918
1991-06-26 17:00 | 6 | 17 | 1 | 0.0014546
1991-06-26 18:00 | 6 | 18 | 2 | 0.0018995
1991-06-26 19:00 | 6 | 19 | 2 | 0.0019284
1991-06-26 20:00 | 6 | 20 | 2 | 0.0014727
1991-06-26 21:00 | 6 | 21 | 3 | 0.00091673
1991-06-26 22:00 | 6 | 22 | 3 | 0.00061841
1991-06-26 23:00 | 6 | 23 | 3 | 0.00034947
1991-06-27 | 6 | 0 | 3 | 0.00022978
1991-06-27 01:00 | 6 | 1 | 3 | 8.8463e-05
1991-06-27 02:00 | 6 | 2 | 3 | 4.1894e-05
1991-06-27 03:00 | 6 | 3 | 3 | 3.9866e-05
1991-06-27 04:00 | 6 | 4 | 3 | 2.2159e-05
1991-06-27 05:00 | 6 | 5 | 3 | 2.1192e-05
1991-06-27 06:00 | 6 | 6 | 3 | 3.0798e-05
1991-06-27 07:00 | 6 | 7 | 3 | 6.5003e-05
1991-06-27 08:00 | 6 | 8 | 2 | 3.246e-05
1991-06-27 09:00 | 6 | 9 | 2 | 3.0083e-05
1991-06-27 10:00 | 6 | 10 | 2 | 7.8655e-05
1991-06-27 11:00 | 6 | 11 | 2 | 0.00014749
1991-06-27 12:00 | 6 | 12 | 1 | 0.00032867
1991-06-27 13:00 | 6 | 13 | 1 | 0.00058519
1991-06-27 14:00 | 6 | 14 | 1 | 0.00074933
1991-06-27 15:00 | 6 | 15 | 1 | 0.00082542
1991-06-27 16:00 | 6 | 16 | 1 | 0.00075977
1991-06-27 17:00 | 6 | 17 | 1 | 0.0011706
1991-06-27 18:00 | 6 | 18 | 2 | 0.0012356
1991-06-27 19:00 | 6 | 19 | 2 | 0.0012347
1991-06-27 20:00 | 6 | 20 | 2 | 0.0010417
1991-06-27 21:00 | 6 | 21 | 3 | 0.00050417
1991-06-27 22:00 | 6 | 22 | 3 | 0.00043485
1991-06-27 23:00 | 6 | 23 | 3 | 0.00026445
1991-06-28 | 6 | 0 | 3 | 0.00022469
1991-06-28 01:00 | 6 | 1 | 3 | 0.0001402
1991-06-28 02:00 | 6 | 2 | 3 | 4.1923e-05
1991-06-28 03:00 | 6 | 3 | 3 | 5.4308e-05
1991-06-28 04:00 | 6 | 4 | 3 | 2.2093e-05
1991-06-28 05:00 | 6 | 5 | 3 | 1.6955e-05
1991-06-28 06:00 | 6 | 6 | 3 | 3.6202e-05
1991-06-28 07:00 | 6 | 7 | 3 | 2.6823e-05
1991-06-28 08:00 | 6 | 8 | 2 | 5.6074e-05
1991-06-28 09:00 | 6 | 9 | 2 | 9.6048e-05
1991-06-28 10:00 | 6 | 10 | 2 | 0.00015896
1991-06-28 11:00 | 6 | 11 | 2 | 0.00022638
1991-06-28 12:00 | 6 | 12 | 1 | 0.00050018
1991-06-28 13:00 | 6 | 13 | 1 | 0.0007427
1991-06-28 14:00 | 6 | 14 | 1 | 0.0010843
1991-06-28 15:00 | 6 | 15 | 1 | 0.001128
1991-06-28 16:00 | 6 | 16 | 1 | 0.0012198
1991-06-28 17:00 | 6 | 17 | 1 | 0.001815
1991-06-28 18:00 | 6 | 18 | 2 | 0.0014818
1991-06-28 19:00 | 6 | 19 | 2 | 0.0011486
1991-06-28 20:00 | 6 | 20 | 2 | 0.00070463
1991-06-28 21:00 | 6 | 21 | 3 | 0.00036419
1991-06-28 22:00 | 6 | 22 | 3 | 0.00027559
1991-06-28 23:00 | 6 | 23 | 3 | 0.00017021
1991-06-29 | 6 | 0 | 3 | 0.00020049
1991-06-29 01:00 | 6 | 1 | 3 | 0.0001521
1991-06-29 02:00 | 6 | 2 | 3 | 0.00011335
1991-06-29 03:00 | 6 | 3 | 3 | 2.5407e-05
1991-06-29 04:00 | 6 | 4 | 3 | 1.6739e-05
1991-06-29 05:00 | 6 | 5 | 3 | 1.7321e-05
1991-06-29 06:00 | 6 | 6 | 3 | 2.63e-05
1991-06-29 07:00 | 6 | 7 | 3 | 3.2758e-05
1991-06-29 08:00 | 6 | 8 | 3 | 3.5508e-05
1991-06-29 09:00 | 6 | 9 | 3 | 6.5519e-05
1991-06-29 10:00 | 6 | 10 | 3 | 0.00010443
1991-06-29 11:00 | 6 | 11 | 3 | 0.00020382
1991-06-29 12:00 | 6 | 12 | 3 | 0.00029889
1991-06-29 13:00 | 6 | 13 | 3 | 0.0006573
1991-06-29 14:00 | 6 | 14 | 3 | 0.00099527
1991-06-29 15:00 | 6 | 15 | 3 | 0.00089847
1991-06-29 16:00 | 6 | 16 | 3 | 0.0012029
1991-06-29 17:00 | 6 | 17 | 3 | 0.0013686
1991-06-29 18:00 | 6 | 18 | 3 | 0.001358
1991-06-29 19:00 | 6 | 19 | 3 | 0.00093485
1991-06-29 20:00 | 6 | 20 | 3 | 0.00087786
1991-06-29 21:00 | 6 | 21 | 3 | 0.00043904
1991-06-29 22:00 | 6 | 22 | 3 | 0.00048127
1991-06-29 23:00 | 6 | 23 | 3 | 0.00022893
1991-06-30 | 6 | 0 | 3 | 9.7519e-05
1991-06-30 01:00 | 6 | 1 | 3 | 5.8003e-05
1991-06-30 02:00 | 6 | 2 | 3 | 5.2668e-05
1991-06-30 03:00 | 6 | 3 | 3 | 2.9048e-05
1991-06-30 04:00 | 6 | 4 | 3 | 2.5944e-05
1991-06-30 05:00 | 6 | 5 | 3 | 2.1059e-05
1991-06-30 06:00 | 6 | 6 | 3 | 2.5228e-05
1991-06-30 07:00 | 6 | 7 | 3 | 2.1771e-05
1991-06-30 08:00 | 6 | 8 | 3 | 4.0746e-05
1991-06-30 09:00 | 6 | 9 | 3 | 6.0697e-05
1991-06-30 10:00 | 6 | 10 | 3 | 0.00012374
1991-06-30 11:00 | 6 | 11 | 3 | 0.00023069
1991-06-30 12:00 | 6 | 12 | 3 | 0.00060826
1991-06-30 13:00 | 6 | 13 | 3 | 0.00067416
1991-06-30 14:00 | 6 | 14 | 3 | 0.00099161
1991-06-30 15:00 | 6 | 15 | 3 | 0.0011229
1991-06-30 16:00 | 6 | 16 | 3 | 0.0017735
1991-06-30 17:00 | 6 | 17 | 3 | 0.0015582
1991-06-30 18:00 | 6 | 18 | 3 | 0.0016861
1991-06-30 19:00 | 6 | 19 | 3 | 0.0013246
1991-06-30 20:00 | 6 | 20 | 3 | 0.0010231
1991-06-30 21:00 | 6 | 21 | 3 | 0.00069514
1991-06-30 22:00 | 6 | 22 | 3 | 0.00048183
1991-06-30 23:00 | 6 | 23 | 3 | 0.00034458
1991-07-01 | 7 | 0 | 3 | 0.00019049
1991-07-01 01:00 | 7 | 1 | 3 | 6.702e-05
1991-07-01 02:00 | 7 | 2 | 3 | 8.4051e-05
1991-07-01 03:00 | 7 | 3 | 3 | 3.6579e-05
1991-07-01 04:00 | 7 | 4 | 3 | 2.108e-05
1991-07-01 05:00 | 7 | 5 | 3 | 2.0991e-05
1991-07-01 06:00 | 7 | 6 | 3 | 2.8234e-05
1991-07-01 07:00 | 7 | 7 | 3 | 4.755e-05
1991-07-01 08:00 | 7 | 8 | 2 | 0.00013022
1991-07-01 09:00 | 7 | 9 | 2 | 6.9329e-05
1991-07-01 10:00 | 7 | 10 | 2 | 8.2829e-05
1991-07-01 11:00 | 7 | 11 | 2 | 0.00023823
1991-07-01 12:00 | 7 | 12 | 1 | 0.0003089
1991-07-01 13:00 | 7 | 13 | 1 | 0.00064806
1991-07-01 14:00 | 7 | 14 | 1 | 0.00070561
1991-07-01 15:00 | 7 | 15 | 1 | 0.00096728
1991-07-01 16:00 | 7 | 16 | 1 | 0.0012013
1991-07-01 17:00 | 7 | 17 | 1 | 0.0013849
1991-07-01 18:00 | 7 | 18 | 2 | 0.0011723
1991-07-01 19:00 | 7 | 19 | 2 | 0.00090209
1991-07-01 20:00 | 7 | 20 | 2 | 0.00067172
1991-07-01 21:00 | 7 | 21 | 3 | 0.00064541
1991-07-01 22:00 | 7 | 22 | 3 | 0.00041564
1991-07-01 23:00 | 7 | 23 | 3 | 0.00027189
1991-07-02 | 7 | 0 | 3 | 0.00010261
1991-07-02 01:00 | 7 | 1 | 3 | 0.00014674
1991-07-02 02:00 | 7 | 2 | 3 | 0.00013417
1991-07-02 03:00 | 7 | 3 | 3 | 2.9322e-05
1991-07-02 04:00 | 7 | 4 | 3 | 2.0916e-05
1991-07-02 05:00 | 7 | 5 | 3 | 1.6686e-05
1991-07-02 06:00 | 7 | 6 | 3 | 1.8585e-05
1991-07-02 07:00 | 7 | 7 | 3 | 6.0042e-05
1991-07-02 08:00 | 7 | 8 | 2 | 6.2962e-05
1991-07-02 09:00 | 7 | 9 | 2 | 8.5813e-05
1991-07-02 10:00 | 7 | 10 | 2 | 9.8519e-05
1991-07-02 11:00 | 7 | 11 | 2 | 0.00011766
1991-07-02 12:00 | 7 | 12 | 1 | 0.00017185
1991-07-02 13:00 | 7 | 13 | 1 | 0.000422
1991-07-02 14:00 | 7 | 14 | 1 | 0.00062094
1991-07-02 15:00 | 7 | 15 | 1 | 0.00069578
1991-07-02 16:00 | 7 | 16 | 1 | 0.00088457
1991-07-02 17:00 | 7 | 17 | 1 | 0.00094118
1991-07-02 18:00 | 7 | 18 | 2 | 0.0011043
1991-07-02 19:00 | 7 | 19 | 2 | 0.0012151
1991-07-02 20:00 | 7 | 20 | 2 | 0.0010107
1991-07-02 21:00 | 7 | 21 | 3 | 0.00046607
1991-07-02 22:00 | 7 | 22 | 3 | 0.00034538
1991-07-02 23:00 | 7 | 23 | 3 | 0.00021531
1991-07-03 | 7 | 0 | 3 | 0.00014053
1991-07-03 01:00 | 7 | 1 | 3 | 6.1886e-05
1991-07-03 02:00 | 7 | 2 | 3 | 7.2339e-05
1991-07-03 03:00 | 7 | 3 | 3 | 2.9294e-05
1991-07-03 04:00 | 7 | 4 | 3 | 1.2126e-05
1991-07-03 05:00 | 7 | 5 | 3 | 1.7079e-05
1991-07-03 06:00 | 7 | 6 | 3 | 1.1891e-05
1991-07-03 07:00 | 7 | 7 | 3 | 3.7625e-05
1991-07-03 08:00 | 7 | 8 | 2 | 7.9402e-05
1991-07-03 09:00 | 7 | 9 | 2 | 9.7405e-05
1991-07-03 10:00 | 7 | 10 | 2 | 0.00014963
1991-07-03 11:00 | 7 | 11 | 2 | 0.00026017
1991-07-03 12:00 | 7 | 12 | 1 | 0.00056078
1991-07-03 13:00 | 7 | 13 | 1 | 0.00080932
1991-07-03 14:00 | 7 | 14 | 1 | 0.00095905
1991-07-03 15:00 | 7 | 15 | 1 | 0.0012541
1991-07-03 16:00 | 7 | 16 | 1 | 0.001347
1991-07-03 17:00 | 7 | 17 | 1 | 0.0018027
1991-07-03 18:00 | 7 | 18 | 2 | 0.0018779
1991-07-03 19:00 | 7 | 19 | 2 | 0.0017505
1991-07-03 20:00 | 7 | 20 | 2 | 0.0014309
1991-07-03 21:00 | 7 | 21 | 3 | 0.00094623
1991-07-03 22:00 | 7 | 22 | 3 | 0.00069067
1991-07-03 23:00 | 7 | 23 | 3 | 0.00037346
1991-07-04 | 7 | 0 | 3 | 0.00030493
1991-07-04 01:00 | 7 | 1 | 3 | 0.00016079
1991-07-04 02:00 | 7 | 2 | 3 | 0.00012644
1991-07-04 03:00 | 7 | 3 | 3 | 7.3078e-05
1991-07-04 04:00 | 7 | 4 | 3 | 2.8272e-05
1991-07-04 05:00 | 7 | 5 | 3 | 1.8687e-05
1991-07-04 06:00 | 7 | 6 | 3 | 2.766e-05
1991-07-04 07:00 | 7 | 7 | 3 | 4.5504e-05
1991-07-04 08:00 | 7 | 8 | 2 | 9.565e-05
1991-07-04 09:00 | 7 | 9 | 2 | 9.1125e-05
1991-07-04 10:00 | 7 | 10 | 2 | 0.00011593
1991-07-04 11:00 | 7 | 11 | 2 | 0.00023148
1991-07-04 12:00 | 7 | 12 | 1 | 0.00048675
1991-07-04 13:00 | 7 | 13 | 1 | 0.00086004
1991-07-04 14:00 | 7 | 14 | 1 | 0.00092339
1991-07-04 15:00 | 7 | 15 | 1 | 0.0013615
1991-07-04 16:00 | 7 | 16 | 1 | 0.0014342
1991-07-04 17:00 | 7 | 17 | 1 | 0.0015952
1991-07-04 18:00 | 7 | 18 | 2 | 0.0020747
1991-07-04 19:00 | 7 | 19 | 2 | 0.0019404
1991-07-04 20:00 | 7 | 20 | 2 | 0.00163
1991-07-04 21:00 | 7 | 21 | 3 | 0.0010412
1991-07-04 22:00 | 7 | 22 | 3 | 0.00066729
1991-07-04 23:00 | 7 | 23 | 3 | 0.00042774
1991-07-05 | 7 | 0 | 3 | 0.00033891
1991-07-05 01:00 | 7 | 1 | 3 | 0.00016544
1991-07-05 02:00 | 7 | 2 | 3 | 0.00011498
1991-07-05 03:00 | 7 | 3 | 3 | 5.9934e-05
1991-07-05 04:00 | 7 | 4 | 3 | 3.843e-05
1991-07-05 05:00 | 7 | 5 | 3 | 5.5262e-05
1991-07-05 06:00 | 7 | 6 | 3 | 4.3185e-05
1991-07-05 07:00 | 7 | 7 | 3 | 0.00022139
1991-07-05 08:00 | 7 | 8 | 3 | 0.00031421
1991-07-05 09:00 | 7 | 9 | 3 | 0.00039975
1991-07-05 10:00 | 7 | 10 | 3 | 0.00047312
1991-07-05 11:00 | 7 | 11 | 3 | 0.00074434
1991-07-05 12:00 | 7 | 12 | 3 | 0.0011624
1991-07-05 13:00 | 7 | 13 | 3 | 0.0016033
1991-07-05 14:00 | 7 | 14 | 3 | 0.00213
1991-07-05 15:00 | 7 | 15 | 3 | 0.0021146
1991-07-05 16:00 | 7 | 16 | 3 | 0.0023873
1991-07-05 17:00 | 7 | 17 | 3 | 0.0022972
1991-07-05 18:00 | 7 | 18 | 3 | 0.0019875
1991-07-05 19:00 | 7 | 19 | 3 | 0.0016348
1991-07-05 20:00 | 7 | 20 | 3 | 0.0016741
1991-07-05 21:00 | 7 | 21 | 3 | 0.00094996
1991-07-05 22:00 | 7 | 22 | 3 | 0.00075374
1991-07-05 23:00 | 7 | 23 | 3 | 0.00039117
1991-07-06 | 7 | 0 | 3 | 0.00024836
1991-07-06 01:00 | 7 | 1 | 3 | 0.00011416
1991-07-06 02:00 | 7 | 2 | 3 | 8.716e-05
1991-07-06 03:00 | 7 | 3 | 3 | 5.141e-05
1991-07-06 04:00 | 7 | 4 | 3 | 3.3556e-05
1991-07-06 05:00 | 7 | 5 | 3 | 2.1872e-05
1991-07-06 06:00 | 7 | 6 | 3 | 2.3785e-05
1991-07-06 07:00 | 7 | 7 | 3 | 5.5513e-05
1991-07-06 08:00 | 7 | 8 | 3 | 4.3918e-05
1991-07-06 09:00 | 7 | 9 | 3 | 0.000109
1991-07-06 10:00 | 7 | 10 | 3 | 0.000321
1991-07-06 11:00 | 7 | 11 | 3 | 0.00056397
1991-07-06 12:00 | 7 | 12 | 3 | 0.00093084
1991-07-06 13:00 | 7 | 13 | 3 | 0.0011769
1991-07-06 14:00 | 7 | 14 | 3 | 0.0015225
1991-07-06 15:00 | 7 | 15 | 3 | 0.0019299
1991-07-06 16:00 | 7 | 16 | 3 | 0.0020024
1991-07-06 17:00 | 7 | 17 | 3 | 0.0022836
1991-07-06 18:00 | 7 | 18 | 3 | 0.0023479
1991-07-06 19:00 | 7 | 19 | 3 | 0.0021065
1991-07-06 20:00 | 7 | 20 | 3 | 0.0018279
1991-07-06 21:00 | 7 | 21 | 3 | 0.0013168
1991-07-06 22:00 | 7 | 22 | 3 | 0.0008449
1991-07-06 23:00 | 7 | 23 | 3 | 0.00074441
1991-07-07 | 7 | 0 | 3 | 0.00045559
1991-07-07 01:00 | 7 | 1 | 3 | 0.00040451
1991-07-07 02:00 | 7 | 2 | 3 | 0.00021288
1991-07-07 03:00 | 7 | 3 | 3 | 0.00021111
1991-07-07 04:00 | 7 | 4 | 3 | 0.00016875
1991-07-07 05:00 | 7 | 5 | 3 | 0.00016862
1991-07-07 06:00 | 7 | 6 | 3 | 0.00013344
1991-07-07 07:00 | 7 | 7 | 3 | 0.00013001
1991-07-07 08:00 | 7 | 8 | 3 | 0.0002289
1991-07-07 09:00 | 7 | 9 | 3 | 0.00030713
1991-07-07 10:00 | 7 | 10 | 3 | 0.00037949
1991-07-07 11:00 | 7 | 11 | 3 | 0.00053509
1991-07-07 12:00 | 7 | 12 | 3 | 0.00095612
1991-07-07 13:00 | 7 | 13 | 3 | 0.001171
1991-07-07 14:00 | 7 | 14 | 3 | 0.0015573
1991-07-07 15:00 | 7 | 15 | 3 | 0.0016601
1991-07-07 16:00 | 7 | 16 | 3 | 0.0021336
1991-07-07 17:00 | 7 | 17 | 3 | 0.0019016
1991-07-07 18:00 | 7 | 18 | 3 | 0.0015874
1991-07-07 19:00 | 7 | 19 | 3 | 0.0013165
1991-07-07 20:00 | 7 | 20 | 3 | 0.0011219
1991-07-07 21:00 | 7 | 21 | 3 | 0.00060444
1991-07-07 22:00 | 7 | 22 | 3 | 0.00056549
1991-07-07 23:00 | 7 | 23 | 3 | 0.00031243
1991-07-08 | 7 | 0 | 3 | 0.00024255
1991-07-08 01:00 | 7 | 1 | 3 | 0.00016322
1991-07-08 02:00 | 7 | 2 | 3 | 7.2535e-05
1991-07-08 03:00 | 7 | 3 | 3 | 4.3034e-05
1991-07-08 04:00 | 7 | 4 | 3 | 3.4685e-05
1991-07-08 05:00 | 7 | 5 | 3 | 5.7225e-05
1991-07-08 06:00 | 7 | 6 | 3 | 3.21e-05
1991-07-08 07:00 | 7 | 7 | 3 | 9.3205e-05
1991-07-08 08:00 | 7 | 8 | 2 | 0.00010368
1991-07-08 09:00 | 7 | 9 | 2 | 0.00015815
1991-07-08 10:00 | 7 | 10 | 2 | 0.00033168
1991-07-08 11:00 | 7 | 11 | 2 | 0.00050926
1991-07-08 12:00 | 7 | 12 | 1 | 0.00088916
1991-07-08 13:00 | 7 | 13 | 1 | 0.0010599
1991-07-08 14:00 | 7 | 14 | 1 | 0.0013252
1991-07-08 15:00 | 7 | 15 | 1 | 0.0015695
1991-07-08 16:00 | 7 | 16 | 1 | 0.001546
1991-07-08 17:00 | 7 | 17 | 1 | 0.0017732
1991-07-08 18:00 | 7 | 18 | 2 | 0.0017984
1991-07-08 19:00 | 7 | 19 | 2 | 0.0017586
1991-07-08 20:00 | 7 | 20 | 2 | 0.0013709
1991-07-08 21:00 | 7 | 21 | 3 | 0.00092114
1991-07-08 22:00 | 7 | 22 | 3 | 0.00073694
1991-07-08 23:00 | 7 | 23 | 3 | 0.00043727
1991-07-09 | 7 | 0 | 3 | 0.00028103
1991-07-09 01:00 | 7 | 1 | 3 | 0.0001816
1991-07-09 02:00 | 7 | 2 | 3 | 0.00015573
1991-07-09 03:00 | 7 | 3 | 3 | 8.8268e-05
1991-07-09 04:00 | 7 | 4 | 3 | 5.3437e-05
1991-07-09 05:00 | 7 | 5 | 3 | 2.2741e-05
1991-07-09 06:00 | 7 | 6 | 3 | 4.5717e-05
1991-07-09 07:00 | 7 | 7 | 3 | 0.00013738
1991-07-09 08:00 | 7 | 8 | 2 | 0.00020366
1991-07-09 09:00 | 7 | 9 | 2 | 0.00022834
1991-07-09 10:00 | 7 | 10 | 2 | 0.00026215
1991-07-09 11:00 | 7 | 11 | 2 | 0.00035298
1991-07-09 12:00 | 7 | 12 | 1 | 0.00056449
1991-07-09 13:00 | 7 | 13 | 1 | 0.00095312
1991-07-09 14:00 | 7 | 14 | 1 | 0.0013589
1991-07-09 15:00 | 7 | 15 | 1 | 0.0017434
1991-07-09 16:00 | 7 | 16 | 1 | 0.0018325
1991-07-09 17:00 | 7 | 17 | 1 | 0.0020922
1991-07-09 18:00 | 7 | 18 | 2 | 0.0022796
1991-07-09 19:00 | 7 | 19 | 2 | 0.0019027
1991-07-09 20:00 | 7 | 20 | 2 | 0.001623
1991-07-09 21:00 | 7 | 21 | 3 | 0.00090912
1991-07-09 22:00 | 7 | 22 | 3 | 0.00056237
1991-07-09 23:00 | 7 | 23 | 3 | 0.00036172
1991-07-10 | 7 | 0 | 3 | 0.00037153
1991-07-10 01:00 | 7 | 1 | 3 | 0.00026935
1991-07-10 02:00 | 7 | 2 | 3 | 0.00018823
1991-07-10 03:00 | 7 | 3 | 3 | 0.00019164
1991-07-10 04:00 | 7 | 4 | 3 | 0.00014236
1991-07-10 05:00 | 7 | 5 | 3 | 4.6838e-05
1991-07-10 06:00 | 7 | 6 | 3 | 2.1412e-05
1991-07-10 07:00 | 7 | 7 | 3 | 0.00014005
1991-07-10 08:00 | 7 | 8 | 2 | 0.00025537
1991-07-10 09:00 | 7 | 9 | 2 | 0.0002892
1991-07-10 10:00 | 7 | 10 | 2 | 0.00063762
1991-07-10 11:00 | 7 | 11 | 2 | 0.00068872
1991-07-10 12:00 | 7 | 12 | 1 | 0.0010016
1991-07-10 13:00 | 7 | 13 | 1 | 0.0012866
1991-07-10 14:00 | 7 | 14 | 1 | 0.0019466
1991-07-10 15:00 | 7 | 15 | 1 | 0.0021627
1991-07-10 16:00 | 7 | 16 | 1 | 0.0023002
1991-07-10 17:00 | 7 | 17 | 1 | 0.0023888
1991-07-10 18:00 | 7 | 18 | 2 | 0.002305
1991-07-10 19:00 | 7 | 19 | 2 | 0.0021972
1991-07-10 20:00 | 7 | 20 | 2 | 0.00175
1991-07-10 21:00 | 7 | 21 | 3 | 0.0012282
1991-07-10 22:00 | 7 | 22 | 3 | 0.00090822
1991-07-10 23:00 | 7 | 23 | 3 | 0.00056522
1991-07-11 | 7 | 0 | 3 | 0.00021747
1991-07-11 01:00 | 7 | 1 | 3 | 0.00014346
1991-07-11 02:00 | 7 | 2 | 3 | 9.074e-05
1991-07-11 03:00 | 7 | 3 | 3 | 8.2039e-05
1991-07-11 04:00 | 7 | 4 | 3 | 5.2859e-05
1991-07-11 05:00 | 7 | 5 | 3 | 3.4046e-05
1991-07-11 06:00 | 7 | 6 | 3 | 3.3735e-05
1991-07-11 07:00 | 7 | 7 | 3 | 0.00015932
1991-07-11 08:00 | 7 | 8 | 2 | 0.00020003
1991-07-11 09:00 | 7 | 9 | 2 | 0.00028199
1991-07-11 10:00 | 7 | 10 | 2 | 0.00041285
1991-07-11 11:00 | 7 | 11 | 2 | 0.00061469
1991-07-11 12:00 | 7 | 12 | 1 | 0.00069231
1991-07-11 13:00 | 7 | 13 | 1 | 0.0012094
1991-07-11 14:00 | 7 | 14 | 1 | 0.0014848
1991-07-11 15:00 | 7 | 15 | 1 | 0.0018994
1991-07-11 16:00 | 7 | 16 | 1 | 0.0022107
1991-07-11 17:00 | 7 | 17 | 1 | 0.0023545
1991-07-11 18:00 | 7 | 18 | 2 | 0.002405
1991-07-11 19:00 | 7 | 19 | 2 | 0.002298
1991-07-11 20:00 | 7 | 20 | 2 | 0.0019206
1991-07-11 21:00 | 7 | 21 | 3 | 0.0011672
1991-07-11 22:00 | 7 | 22 | 3 | 0.00072485
1991-07-11 23:00 | 7 | 23 | 3 | 0.00043488
1991-07-12 | 7 | 0 | 3 | 0.00038616
1991-07-12 01:00 | 7 | 1 | 3 | 0.00029908
1991-07-12 02:00 | 7 | 2 | 3 | 0.0001129
1991-07-12 03:00 | 7 | 3 | 3 | 0.00018617
1991-07-12 04:00 | 7 | 4 | 3 | 6.6779e-05
1991-07-12 05:00 | 7 | 5 | 3 | 4.6659e-05
1991-07-12 06:00 | 7 | 6 | 3 | 3.8234e-05
1991-07-12 07:00 | 7 | 7 | 3 | 6.4814e-05
1991-07-12 08:00 | 7 | 8 | 2 | 0.00017663
1991-07-12 09:00 | 7 | 9 | 2 | 0.00029457
1991-07-12 10:00 | 7 | 10 | 2 | 0.00053007
1991-07-12 11:00 | 7 | 11 | 2 | 0.0006914
1991-07-12 12:00 | 7 | 12 | 1 | 0.00079021
1991-07-12 13:00 | 7 | 13 | 1 | 0.0013077
1991-07-12 14:00 | 7 | 14 | 1 | 0.0016846
1991-07-12 15:00 | 7 | 15 | 1 | 0.001814
1991-07-12 16:00 | 7 | 16 | 1 | 0.0019132
1991-07-12 17:00 | 7 | 17 | 1 | 0.0021304
1991-07-12 18:00 | 7 | 18 | 2 | 0.0020585
1991-07-12 19:00 | 7 | 19 | 2 | 0.0015787
1991-07-12 20:00 | 7 | 20 | 2 | 0.0010626
1991-07-12 21:00 | 7 | 21 | 3 | 0.00056875
1991-07-12 22:00 | 7 | 22 | 3 | 0.00058105
1991-07-12 23:00 | 7 | 23 | 3 | 0.00033017
1991-07-13 | 7 | 0 | 3 | 0.00026909
1991-07-13 01:00 | 7 | 1 | 3 | 0.00019708
1991-07-13 02:00 | 7 | 2 | 3 | 0.00011291
1991-07-13 03:00 | 7 | 3 | 3 | 6.3975e-05
1991-07-13 04:00 | 7 | 4 | 3 | 5.6869e-05
1991-07-13 05:00 | 7 | 5 | 3 | 3.3287e-05
1991-07-13 06:00 | 7 | 6 | 3 | 2.6771e-05
1991-07-13 07:00 | 7 | 7 | 3 | 4.222e-05
1991-07-13 08:00 | 7 | 8 | 3 | 8.8254e-05
1991-07-13 09:00 | 7 | 9 | 3 | 9.7717e-05
1991-07-13 10:00 | 7 | 10 | 3 | 0.00021392
1991-07-13 11:00 | 7 | 11 | 3 | 0.00027825
1991-07-13 12:00 | 7 | 12 | 3 | 0.00037714
1991-07-13 13:00 | 7 | 13 | 3 | 0.00064697
1991-07-13 14:00 | 7 | 14 | 3 | 0.001039
1991-07-13 15:00 | 7 | 15 | 3 | 0.0016349
1991-07-13 16:00 | 7 | 16 | 3 | 0.0016637
1991-07-13 17:00 | 7 | 17 | 3 | 0.0017059
1991-07-13 18:00 | 7 | 18 | 3 | 0.0019053
1991-07-13 19:00 | 7 | 19 | 3 | 0.0018156
1991-07-13 20:00 | 7 | 20 | 3 | 0.0014494
1991-07-13 21:00 | 7 | 21 | 3 | 0.0010304
1991-07-13 22:00 | 7 | 22 | 3 | 0.00063609
1991-07-13 23:00 | 7 | 23 | 3 | 0.00027142
1991-07-14 | 7 | 0 | 3 | 0.00011373
1991-07-14 01:00 | 7 | 1 | 3 | 7.7901e-05
1991-07-14 02:00 | 7 | 2 | 3 | 8.2544e-05
1991-07-14 03:00 | 7 | 3 | 3 | 4.832e-05
1991-07-14 04:00 | 7 | 4 | 3 | 3.5805e-05
1991-07-14 05:00 | 7 | 5 | 3 | 2.5255e-05
1991-07-14 06:00 | 7 | 6 | 3 | 2.4415e-05
1991-07-14 07:00 | 7 | 7 | 3 | 3.4782e-05
1991-07-14 08:00 | 7 | 8 | 3 | 4.8357e-05
1991-07-14 09:00 | 7 | 9 | 3 | 8.0423e-05
1991-07-14 10:00 | 7 | 10 | 3 | 0.00015367
1991-07-14 11:00 | 7 | 11 | 3 | 0.00038487
1991-07-14 12:00 | 7 | 12 | 3 | 0.0009907
1991-07-14 13:00 | 7 | 13 | 3 | 0.001302
1991-07-14 14:00 | 7 | 14 | 3 | 0.0016818
1991-07-14 15:00 | 7 | 15 | 3 | 0.0022254
1991-07-14 16:00 | 7 | 16 | 3 | 0.0023169
1991-07-14 17:00 | 7 | 17 | 3 | 0.0025036
1991-07-14 18:00 | 7 | 18 | 3 | 0.0026199
1991-07-14 19:00 | 7 | 19 | 3 | 0.0022178
1991-07-14 20:00 | 7 | 20 | 3 | 0.0019811
1991-07-14 21:00 | 7 | 21 | 3 | 0.0013169
1991-07-14 22:00 | 7 | 22 | 3 | 0.00077604
1991-07-14 23:00 | 7 | 23 | 3 | 0.00041824
1991-07-15 | 7 | 0 | 3 | 0.00039454
1991-07-15 01:00 | 7 | 1 | 3 | 0.00012945
1991-07-15 02:00 | 7 | 2 | 3 | 9.6144e-05
1991-07-15 03:00 | 7 | 3 | 3 | 4.8284e-05
1991-07-15 04:00 | 7 | 4 | 3 | 0.00013444
1991-07-15 05:00 | 7 | 5 | 3 | 8.2986e-05
1991-07-15 06:00 | 7 | 6 | 3 | 2.7777e-05
1991-07-15 07:00 | 7 | 7 | 3 | 0.00012491
1991-07-15 08:00 | 7 | 8 | 2 | 0.00019074
1991-07-15 09:00 | 7 | 9 | 2 | 0.00022092
1991-07-15 10:00 | 7 | 10 | 2 | 0.00035305
1991-07-15 11:00 | 7 | 11 | 2 | 0.00047031
1991-07-15 12:00 | 7 | 12 | 1 | 0.00063727
1991-07-15 13:00 | 7 | 13 | 1 | 0.001022
1991-07-15 14:00 | 7 | 14 | 1 | 0.0012324
1991-07-15 15:00 | 7 | 15 | 1 | 0.0013362
1991-07-15 16:00 | 7 | 16 | 1 | 0.0014601
1991-07-15 17:00 | 7 | 17 | 1 | 0.0017207
1991-07-15 18:00 | 7 | 18 | 2 | 0.0021752
1991-07-15 19:00 | 7 | 19 | 2 | 0.0021331
1991-07-15 20:00 | 7 | 20 | 2 | 0.0017011
1991-07-15 21:00 | 7 | 21 | 3 | 0.0012304
1991-07-15 22:00 | 7 | 22 | 3 | 0.00059099
1991-07-15 23:00 | 7 | 23 | 3 | 0.0003921
1991-07-16 | 7 | 0 | 3 | 0.00015603
1991-07-16 01:00 | 7 | 1 | 3 | 0.00015947
1991-07-16 02:00 | 7 | 2 | 3 | 4.6931e-05
1991-07-16 03:00 | 7 | 3 | 3 | 4.8179e-05
1991-07-16 04:00 | 7 | 4 | 3 | 4.101e-05
1991-07-16 05:00 | 7 | 5 | 3 | 3.2454e-05
1991-07-16 06:00 | 7 | 6 | 3 | 2.1929e-05
1991-07-16 07:00 | 7 | 7 | 3 | 3.6967e-05
1991-07-16 08:00 | 7 | 8 | 2 | 3.0244e-05
1991-07-16 09:00 | 7 | 9 | 2 | 7.892e-05
1991-07-16 10:00 | 7 | 10 | 2 | 8.9107e-05
1991-07-16 11:00 | 7 | 11 | 2 | 0.00017422
1991-07-16 12:00 | 7 | 12 | 1 | 0.00045158
1991-07-16 13:00 | 7 | 13 | 1 | 0.00063104
1991-07-16 14:00 | 7 | 14 | 1 | 0.00089392
1991-07-16 15:00 | 7 | 15 | 1 | 0.00079565
1991-07-16 16:00 | 7 | 16 | 1 | 0.0010555
1991-07-16 17:00 | 7 | 17 | 1 | 0.0013477
1991-07-16 18:00 | 7 | 18 | 2 | 0.0015267
1991-07-16 19:00 | 7 | 19 | 2 | 0.0013364
1991-07-16 20:00 | 7 | 20 | 2 | 0.0010964
1991-07-16 21:00 | 7 | 21 | 3 | 0.00067601
1991-07-16 22:00 | 7 | 22 | 3 | 0.00027825
1991-07-16 23:00 | 7 | 23 | 3 | 0.00017971
1991-07-17 | 7 | 0 | 3 | 8.6376e-05
1991-07-17 01:00 | 7 | 1 | 3 | 9.3022e-05
1991-07-17 02:00 | 7 | 2 | 3 | 3.8622e-05
1991-07-17 03:00 | 7 | 3 | 3 | 4.3559e-05
1991-07-17 04:00 | 7 | 4 | 3 | 3.4548e-05
1991-07-17 05:00 | 7 | 5 | 3 | 2.7246e-05
1991-07-17 06:00 | 7 | 6 | 3 | 3.4942e-05
1991-07-17 07:00 | 7 | 7 | 3 | 3.0174e-05
1991-07-17 08:00 | 7 | 8 | 2 | 4.1377e-05
1991-07-17 09:00 | 7 | 9 | 2 | 3.2848e-05
1991-07-17 10:00 | 7 | 10 | 2 | 5.9473e-05
1991-07-17 11:00 | 7 | 11 | 2 | 0.00015052
1991-07-17 12:00 | 7 | 12 | 1 | 0.00032612
1991-07-17 13:00 | 7 | 13 | 1 | 0.00040634
1991-07-17 14:00 | 7 | 14 | 1 | 0.00052175
1991-07-17 15:00 | 7 | 15 | 1 | 0.00071843
1991-07-17 16:00 | 7 | 16 | 1 | 0.00074596
1991-07-17 17:00 | 7 | 17 | 1 | 0.0010358
1991-07-17 18:00 | 7 | 18 | 2 | 0.0011575
1991-07-17 19:00 | 7 | 19 | 2 | 0.0010907
1991-07-17 20:00 | 7 | 20 | 2 | 0.00073552
1991-07-17 21:00 | 7 | 21 | 3 | 0.00058369
1991-07-17 22:00 | 7 | 22 | 3 | 0.00026437
1991-07-17 23:00 | 7 | 23 | 3 | 0.0002162
1991-07-18 | 7 | 0 | 3 | 7.2409e-05
1991-07-18 01:00 | 7 | 1 | 3 | 9.0873e-05
1991-07-18 02:00 | 7 | 2 | 3 | 4.8195e-05
1991-07-18 03:00 | 7 | 3 | 3 | 3.7938e-05
1991-07-18 04:00 | 7 | 4 | 3 | 3.384e-05
1991-07-18 05:00 | 7 | 5 | 3 | 3.4405e-05
1991-07-18 06:00 | 7 | 6 | 3 | 3.4383e-05
1991-07-18 07:00 | 7 | 7 | 3 | 4.7653e-05
1991-07-18 08:00 | 7 | 8 | 2 | 5.5697e-05
1991-07-18 09:00 | 7 | 9 | 2 | 5.456e-05
1991-07-18 10:00 | 7 | 10 | 2 | 0.00011481
1991-07-18 11:00 | 7 | 11 | 2 | 0.00015826
1991-07-18 12:00 | 7 | 12 | 1 | 0.00017006
1991-07-18 13:00 | 7 | 13 | 1 | 0.00037382
1991-07-18 14:00 | 7 | 14 | 1 | 0.00046067
1991-07-18 15:00 | 7 | 15 | 1 | 0.00060006
1991-07-18 16:00 | 7 | 16 | 1 | 0.00081106
1991-07-18 17:00 | 7 | 17 | 1 | 0.00081942
1991-07-18 18:00 | 7 | 18 | 2 | 0.00080874
1991-07-18 19:00 | 7 | 19 | 2 | 0.0005441
1991-07-18 20:00 | 7 | 20 | 2 | 0.00036064
1991-07-18 21:00 | 7 | 21 | 3 | 0.00024509
1991-07-18 22:00 | 7 | 22 | 3 | 0.0002196
1991-07-18 23:00 | 7 | 23 | 3 | 0.00015377
1991-07-19 | 7 | 0 | 3 | 0.00022309
1991-07-19 01:00 | 7 | 1 | 3 | 0.0001555
1991-07-19 02:00 | 7 | 2 | 3 | 0.00012445
1991-07-19 03:00 | 7 | 3 | 3 | 6.1772e-05
1991-07-19 04:00 | 7 | 4 | 3 | 6.599e-05
1991-07-19 05:00 | 7 | 5 | 3 | 5.579e-05
1991-07-19 06:00 | 7 | 6 | 3 | 3.1882e-05
1991-07-19 07:00 | 7 | 7 | 3 | 3.6303e-05
1991-07-19 08:00 | 7 | 8 | 2 | 5.2478e-05
1991-07-19 09:00 | 7 | 9 | 2 | 0.00014075
1991-07-19 10:00 | 7 | 10 | 2 | 0.00016645
1991-07-19 11:00 | 7 | 11 | 2 | 0.00026311
1991-07-19 12:00 | 7 | 12 | 1 | 0.00034574
1991-07-19 13:00 | 7 | 13 | 1 | 0.00039968
1991-07-19 14:00 | 7 | 14 | 1 | 0.00077017
1991-07-19 15:00 | 7 | 15 | 1 | 0.00093194
1991-07-19 16:00 | 7 | 16 | 1 | 0.0011325
1991-07-19 17:00 | 7 | 17 | 1 | 0.00094325
1991-07-19 18:00 | 7 | 18 | 2 | 0.00073863
1991-07-19 19:00 | 7 | 19 | 2 | 0.0009033
1991-07-19 20:00 | 7 | 20 | 2 | 0.00084639
1991-07-19 21:00 | 7 | 21 | 3 | 0.00033457
1991-07-19 22:00 | 7 | 22 | 3 | 0.00040977
1991-07-19 23:00 | 7 | 23 | 3 | 0.0002291
1991-07-20 | 7 | 0 | 3 | 0.00016157
1991-07-20 01:00 | 7 | 1 | 3 | 8.1957e-05
1991-07-20 02:00 | 7 | 2 | 3 | 3.7625e-05
1991-07-20 03:00 | 7 | 3 | 3 | 5.7357e-05
1991-07-20 04:00 | 7 | 4 | 3 | 2.5563e-05
1991-07-20 05:00 | 7 | 5 | 3 | 1.8409e-05
1991-07-20 06:00 | 7 | 6 | 3 | 2.013e-05
1991-07-20 07:00 | 7 | 7 | 3 | 2.368e-05
1991-07-20 08:00 | 7 | 8 | 3 | 6.9749e-05
1991-07-20 09:00 | 7 | 9 | 3 | 3.7752e-05
1991-07-20 10:00 | 7 | 10 | 3 | 4.2492e-05
1991-07-20 11:00 | 7 | 11 | 3 | 0.0001804
1991-07-20 12:00 | 7 | 12 | 3 | 0.00036008
1991-07-20 13:00 | 7 | 13 | 3 | 0.0004325
1991-07-20 14:00 | 7 | 14 | 3 | 0.00042251
1991-07-20 15:00 | 7 | 15 | 3 | 0.00046768
1991-07-20 16:00 | 7 | 16 | 3 | 0.00062142
1991-07-20 17:00 | 7 | 17 | 3 | 0.00097713
1991-07-20 18:00 | 7 | 18 | 3 | 0.0010426
1991-07-20 19:00 | 7 | 19 | 3 | 0.00083149
1991-07-20 20:00 | 7 | 20 | 3 | 0.00045733
1991-07-20 21:00 | 7 | 21 | 3 | 0.00028481
1991-07-20 22:00 | 7 | 22 | 3 | 0.00034396
1991-07-20 23:00 | 7 | 23 | 3 | 0.00015293
1991-07-21 | 7 | 0 | 3 | 6.1251e-05
1991-07-21 01:00 | 7 | 1 | 3 | 6.725e-05
1991-07-21 02:00 | 7 | 2 | 3 | 2.6096e-05
1991-07-21 03:00 | 7 | 3 | 3 | 2.5499e-05
1991-07-21 04:00 | 7 | 4 | 3 | 1.6742e-05
1991-07-21 05:00 | 7 | 5 | 3 | 1.6482e-05
1991-07-21 06:00 | 7 | 6 | 3 | 1.6409e-05
1991-07-21 07:00 | 7 | 7 | 3 | 2.1123e-05
1991-07-21 08:00 | 7 | 8 | 3 | 3.106e-05
1991-07-21 09:00 | 7 | 9 | 3 | 3.4491e-05
1991-07-21 10:00 | 7 | 10 | 3 | 3.3002e-05
1991-07-21 11:00 | 7 | 11 | 3 | 5.5503e-05
1991-07-21 12:00 | 7 | 12 | 3 | 7.3732e-05
1991-07-21 13:00 | 7 | 13 | 3 | 0.00015949
1991-07-21 14:00 | 7 | 14 | 3 | 0.00017968
1991-07-21 15:00 | 7 | 15 | 3 | 0.00039478
1991-07-21 16:00 | 7 | 16 | 3 | 0.00036637
1991-07-21 17:00 | 7 | 17 | 3 | 0.00068364
1991-07-21 18:00 | 7 | 18 | 3 | 0.00056074
1991-07-21 19:00 | 7 | 19 | 3 | 0.00037025
1991-07-21 20:00 | 7 | 20 | 3 | 0.00031899
1991-07-21 21:00 | 7 | 21 | 3 | 0.00036306
1991-07-21 22:00 | 7 | 22 | 3 | 0.00029293
1991-07-21 23:00 | 7 | 23 | 3 | 6.9188e-05
1991-07-22 | 7 | 0 | 3 | 5.4271e-05
1991-07-22 01:00 | 7 | 1 | 3 | 3.1979e-05
1991-07-22 02:00 | 7 | 2 | 3 | 2.5855e-05
1991-07-22 03:00 | 7 | 3 | 3 | 2.051e-05
1991-07-22 04:00 | 7 | 4 | 3 | 1.6427e-05
1991-07-22 05:00 | 7 | 5 | 3 | 1.5583e-05
1991-07-22 06:00 | 7 | 6 | 3 | 1.6285e-05
1991-07-22 07:00 | 7 | 7 | 3 | 1.685e-05
1991-07-22 08:00 | 7 | 8 | 2 | 3.0898e-05
1991-07-22 09:00 | 7 | 9 | 2 | 3.9588e-05
1991-07-22 10:00 | 7 | 10 | 2 | 5.5502e-05
1991-07-22 11:00 | 7 | 11 | 2 | 9.9131e-05
1991-07-22 12:00 | 7 | 12 | 1 | 0.00034188
1991-07-22 13:00 | 7 | 13 | 1 | 0.00066302
1991-07-22 14:00 | 7 | 14 | 1 | 0.00063502
1991-07-22 15:00 | 7 | 15 | 1 | 0.00068494
1991-07-22 16:00 | 7 | 16 | 1 | 0.00082516
1991-07-22 17:00 | 7 | 17 | 1 | 0.00097682
1991-07-22 18:00 | 7 | 18 | 2 | 0.0011739
1991-07-22 19:00 | 7 | 19 | 2 | 0.0009882
1991-07-22 20:00 | 7 | 20 | 2 | 0.00074216
1991-07-22 21:00 | 7 | 21 | 3 | 0.00046953
1991-07-22 22:00 | 7 | 22 | 3 | 0.00047128
1991-07-22 23:00 | 7 | 23 | 3 | 0.0002987
1991-07-23 | 7 | 0 | 3 | 0.00019949
1991-07-23 01:00 | 7 | 1 | 3 | 0.00020235
1991-07-23 02:00 | 7 | 2 | 3 | 0.00011489
1991-07-23 03:00 | 7 | 3 | 3 | 3.132e-05
1991-07-23 04:00 | 7 | 4 | 3 | 2.5726e-05
1991-07-23 05:00 | 7 | 5 | 3 | 1.577e-05
1991-07-23 06:00 | 7 | 6 | 3 | 1.6629e-05
1991-07-23 07:00 | 7 | 7 | 3 | 2.7781e-05
1991-07-23 08:00 | 7 | 8 | 2 | 0.00017276
1991-07-23 09:00 | 7 | 9 | 2 | 0.00026398
1991-07-23 10:00 | 7 | 10 | 2 | 0.00024111
1991-07-23 11:00 | 7 | 11 | 2 | 0.00037672
1991-07-23 12:00 | 7 | 12 | 1 | 0.00059452
1991-07-23 13:00 | 7 | 13 | 1 | 0.0011128
1991-07-23 14:00 | 7 | 14 | 1 | 0.0014132
1991-07-23 15:00 | 7 | 15 | 1 | 0.001591
1991-07-23 16:00 | 7 | 16 | 1 | 0.0015443
1991-07-23 17:00 | 7 | 17 | 1 | 0.0017451
1991-07-23 18:00 | 7 | 18 | 2 | 0.002128
1991-07-23 19:00 | 7 | 19 | 2 | 0.0019129
1991-07-23 20:00 | 7 | 20 | 2 | 0.0016054
1991-07-23 21:00 | 7 | 21 | 3 | 0.0011338
1991-07-23 22:00 | 7 | 22 | 3 | 0.00074594
1991-07-23 23:00 | 7 | 23 | 3 | 0.00044965
1991-07-24 | 7 | 0 | 3 | 0.00022073
1991-07-24 01:00 | 7 | 1 | 3 | 0.00021573
1991-07-24 02:00 | 7 | 2 | 3 | 0.00014469
1991-07-24 03:00 | 7 | 3 | 3 | 0.00011257
1991-07-24 04:00 | 7 | 4 | 3 | 4.5122e-05
1991-07-24 05:00 | 7 | 5 | 3 | 2.0984e-05
1991-07-24 06:00 | 7 | 6 | 3 | 2.0727e-05
1991-07-24 07:00 | 7 | 7 | 3 | 5.348e-05
1991-07-24 08:00 | 7 | 8 | 2 | 7.637e-05
1991-07-24 09:00 | 7 | 9 | 2 | 0.00013629
1991-07-24 10:00 | 7 | 10 | 2 | 0.00022363
1991-07-24 11:00 | 7 | 11 | 2 | 0.00036896
1991-07-24 12:00 | 7 | 12 | 1 | 0.00049011
1991-07-24 13:00 | 7 | 13 | 1 | 0.00070709
1991-07-24 14:00 | 7 | 14 | 1 | 0.00086473
1991-07-24 15:00 | 7 | 15 | 1 | 0.0010931
1991-07-24 16:00 | 7 | 16 | 1 | 0.0011011
1991-07-24 17:00 | 7 | 17 | 1 | 0.0015598
1991-07-24 18:00 | 7 | 18 | 2 | 0.0019369
1991-07-24 19:00 | 7 | 19 | 2 | 0.0016681
1991-07-24 20:00 | 7 | 20 | 2 | 0.0012311
1991-07-24 21:00 | 7 | 21 | 3 | 0.00066889
1991-07-24 22:00 | 7 | 22 | 3 | 0.00066454
1991-07-24 23:00 | 7 | 23 | 3 | 0.00032045
1991-07-25 | 7 | 0 | 3 | 0.00027869
1991-07-25 01:00 | 7 | 1 | 3 | 0.00016793
1991-07-25 02:00 | 7 | 2 | 3 | 6.7953e-05
1991-07-25 03:00 | 7 | 3 | 3 | 2.3018e-05
1991-07-25 04:00 | 7 | 4 | 3 | 5.2502e-05
1991-07-25 05:00 | 7 | 5 | 3 | 2.6453e-05
1991-07-25 06:00 | 7 | 6 | 3 | 2.6336e-05
1991-07-25 07:00 | 7 | 7 | 3 | 3.1446e-05
1991-07-25 08:00 | 7 | 8 | 2 | 6.1856e-05
1991-07-25 09:00 | 7 | 9 | 2 | 6.2893e-05
1991-07-25 10:00 | 7 | 10 | 2 | 7.7361e-05
1991-07-25 11:00 | 7 | 11 | 2 | 9.3094e-05
1991-07-25 12:00 | 7 | 12 | 1 | 0.00016073
1991-07-25 13:00 | 7 | 13 | 1 | 0.00064308
1991-07-25 14:00 | 7 | 14 | 1 | 0.00099694
1991-07-25 15:00 | 7 | 15 | 1 | 0.00091676
1991-07-25 16:00 | 7 | 16 | 1 | 0.001205
1991-07-25 17:00 | 7 | 17 | 1 | 0.0015713
1991-07-25 18:00 | 7 | 18 | 2 | 0.0014835
1991-07-25 19:00 | 7 | 19 | 2 | 0.0013343
1991-07-25 20:00 | 7 | 20 | 2 | 0.0010674
1991-07-25 21:00 | 7 | 21 | 3 | 0.0006474
1991-07-25 22:00 | 7 | 22 | 3 | 0.00049219
1991-07-25 23:00 | 7 | 23 | 3 | 0.00042372
1991-07-26 | 7 | 0 | 3 | 0.00022683
1991-07-26 01:00 | 7 | 1 | 3 | 0.00022377
1991-07-26 02:00 | 7 | 2 | 3 | 9.0801e-05
1991-07-26 03:00 | 7 | 3 | 3 | 2.9178e-05
1991-07-26 04:00 | 7 | 4 | 3 | 4.9023e-05
1991-07-26 05:00 | 7 | 5 | 3 | 2.0626e-05
1991-07-26 06:00 | 7 | 6 | 3 | 1.6458e-05
1991-07-26 07:00 | 7 | 7 | 3 | 1.6871e-05
1991-07-26 08:00 | 7 | 8 | 2 | 3.5741e-05
1991-07-26 09:00 | 7 | 9 | 2 | 5.1692e-05
1991-07-26 10:00 | 7 | 10 | 2 | 8.9375e-05
1991-07-26 11:00 | 7 | 11 | 2 | 0.00014063
1991-07-26 12:00 | 7 | 12 | 1 | 0.00031579
1991-07-26 13:00 | 7 | 13 | 1 | 0.00055884
1991-07-26 14:00 | 7 | 14 | 1 | 0.00098168
1991-07-26 15:00 | 7 | 15 | 1 | 0.0011143
1991-07-26 16:00 | 7 | 16 | 1 | 0.0014189
1991-07-26 17:00 | 7 | 17 | 1 | 0.0014685
1991-07-26 18:00 | 7 | 18 | 2 | 0.0014944
1991-07-26 19:00 | 7 | 19 | 2 | 0.0012626
1991-07-26 20:00 | 7 | 20 | 2 | 0.0011707
1991-07-26 21:00 | 7 | 21 | 3 | 0.00069408
1991-07-26 22:00 | 7 | 22 | 3 | 0.00044525
1991-07-26 23:00 | 7 | 23 | 3 | 0.00018439
1991-07-27 | 7 | 0 | 3 | 0.00020738
1991-07-27 01:00 | 7 | 1 | 3 | 0.00019286
1991-07-27 02:00 | 7 | 2 | 3 | 0.00012044
1991-07-27 03:00 | 7 | 3 | 3 | 7.3569e-05
1991-07-27 04:00 | 7 | 4 | 3 | 1.7072e-05
1991-07-27 05:00 | 7 | 5 | 3 | 1.6599e-05
1991-07-27 06:00 | 7 | 6 | 3 | 1.6698e-05
1991-07-27 07:00 | 7 | 7 | 3 | 1.6295e-05
1991-07-27 08:00 | 7 | 8 | 3 | 1.7762e-05
1991-07-27 09:00 | 7 | 9 | 3 | 0.00011712
1991-07-27 10:00 | 7 | 10 | 3 | 0.00011206
1991-07-27 11:00 | 7 | 11 | 3 | 0.00024996
1991-07-27 12:00 | 7 | 12 | 3 | 0.00030945
1991-07-27 13:00 | 7 | 13 | 3 | 0.00058009
1991-07-27 14:00 | 7 | 14 | 3 | 0.00085894
1991-07-27 15:00 | 7 | 15 | 3 | 0.00087279
1991-07-27 16:00 | 7 | 16 | 3 | 0.0012656
1991-07-27 17:00 | 7 | 17 | 3 | 0.0013413
1991-07-27 18:00 | 7 | 18 | 3 | 0.0011703
1991-07-27 19:00 | 7 | 19 | 3 | 0.00086658
1991-07-27 20:00 | 7 | 20 | 3 | 0.00062899
1991-07-27 21:00 | 7 | 21 | 3 | 0.00041579
1991-07-27 22:00 | 7 | 22 | 3 | 0.00029998
1991-07-27 23:00 | 7 | 23 | 3 | 0.00026888
1991-07-28 | 7 | 0 | 3 | 0.00020475
1991-07-28 01:00 | 7 | 1 | 3 | 0.00021035
1991-07-28 02:00 | 7 | 2 | 3 | 0.00024764
1991-07-28 03:00 | 7 | 3 | 3 | 0.00013823
1991-07-28 04:00 | 7 | 4 | 3 | 0.0001065
1991-07-28 05:00 | 7 | 5 | 3 | 0.00010152
1991-07-28 06:00 | 7 | 6 | 3 | 0.00010128
1991-07-28 07:00 | 7 | 7 | 3 | 8.1115e-05
1991-07-28 08:00 | 7 | 8 | 3 | 0.0001045
1991-07-28 09:00 | 7 | 9 | 3 | 4.5722e-05
1991-07-28 10:00 | 7 | 10 | 3 | 6.4996e-05
1991-07-28 11:00 | 7 | 11 | 3 | 8.2875e-05
1991-07-28 12:00 | 7 | 12 | 3 | 0.00015378
1991-07-28 13:00 | 7 | 13 | 3 | 0.00031818
1991-07-28 14:00 | 7 | 14 | 3 | 0.00083078
1991-07-28 15:00 | 7 | 15 | 3 | 0.000944
1991-07-28 16:00 | 7 | 16 | 3 | 0.0011682
1991-07-28 17:00 | 7 | 17 | 3 | 0.0014509
1991-07-28 18:00 | 7 | 18 | 3 | 0.0013281
1991-07-28 19:00 | 7 | 19 | 3 | 0.0010943
1991-07-28 20:00 | 7 | 20 | 3 | 0.00086486
1991-07-28 21:00 | 7 | 21 | 3 | 0.00050716
1991-07-28 22:00 | 7 | 22 | 3 | 0.0003267
1991-07-28 23:00 | 7 | 23 | 3 | 0.00022884
1991-07-29 | 7 | 0 | 3 | 0.0001749
1991-07-29 01:00 | 7 | 1 | 3 | 0.00021029
1991-07-29 02:00 | 7 | 2 | 3 | 0.00011757
1991-07-29 03:00 | 7 | 3 | 3 | 0.00011009
1991-07-29 04:00 | 7 | 4 | 3 | 2.8933e-05
1991-07-29 05:00 | 7 | 5 | 3 | 1.7568e-05
1991-07-29 06:00 | 7 | 6 | 3 | 1.5962e-05
1991-07-29 07:00 | 7 | 7 | 3 | 1.2536e-05
1991-07-29 08:00 | 7 | 8 | 2 | 2.3084e-05
1991-07-29 09:00 | 7 | 9 | 2 | 2.7967e-05
1991-07-29 10:00 | 7 | 10 | 2 | 3.6844e-05
1991-07-29 11:00 | 7 | 11 | 2 | 0.00010217
1991-07-29 12:00 | 7 | 12 | 1 | 0.00012267
1991-07-29 13:00 | 7 | 13 | 1 | 0.00019841
1991-07-29 14:00 | 7 | 14 | 1 | 0.00036451
1991-07-29 15:00 | 7 | 15 | 1 | 0.00046501
1991-07-29 16:00 | 7 | 16 | 1 | 0.00058486
1991-07-29 17:00 | 7 | 17 | 1 | 0.0009083
1991-07-29 18:00 | 7 | 18 | 2 | 0.00091961
1991-07-29 19:00 | 7 | 19 | 2 | 0.00074945
1991-07-29 20:00 | 7 | 20 | 2 | 0.00048701
1991-07-29 21:00 | 7 | 21 | 3 | 0.00030437
1991-07-29 22:00 | 7 | 22 | 3 | 0.00030812
1991-07-29 23:00 | 7 | 23 | 3 | 8.1334e-05
1991-07-30 | 7 | 0 | 3 | 4.4532e-05
1991-07-30 01:00 | 7 | 1 | 3 | 3.4736e-05
1991-07-30 02:00 | 7 | 2 | 3 | 2.7896e-05
1991-07-30 03:00 | 7 | 3 | 3 | 2.7238e-05
1991-07-30 04:00 | 7 | 4 | 3 | 2.2173e-05
1991-07-30 05:00 | 7 | 5 | 3 | 1.7655e-05
1991-07-30 06:00 | 7 | 6 | 3 | 1.7747e-05
1991-07-30 07:00 | 7 | 7 | 3 | 1.7915e-05
1991-07-30 08:00 | 7 | 8 | 2 | 2.7233e-05
1991-07-30 09:00 | 7 | 9 | 2 | 6.0871e-05
1991-07-30 10:00 | 7 | 10 | 2 | 7.4312e-05
1991-07-30 11:00 | 7 | 11 | 2 | 0.00010416
1991-07-30 12:00 | 7 | 12 | 1 | 0.00018082
1991-07-30 13:00 | 7 | 13 | 1 | 0.00027081
1991-07-30 14:00 | 7 | 14 | 1 | 0.00062909
1991-07-30 15:00 | 7 | 15 | 1 | 0.00061107
1991-07-30 16:00 | 7 | 16 | 1 | 0.00074662
1991-07-30 17:00 | 7 | 17 | 1 | 0.0010435
1991-07-30 18:00 | 7 | 18 | 2 | 0.0011122
1991-07-30 19:00 | 7 | 19 | 2 | 0.0010813
1991-07-30 20:00 | 7 | 20 | 2 | 0.0006799
1991-07-30 21:00 | 7 | 21 | 3 | 0.00048463
1991-07-30 22:00 | 7 | 22 | 3 | 0.00035183
1991-07-30 23:00 | 7 | 23 | 3 | 0.0001754
1991-07-31 | 7 | 0 | 3 | 0.00021304
1991-07-31 01:00 | 7 | 1 | 3 | 0.00010978
1991-07-31 02:00 | 7 | 2 | 3 | 6.7805e-05
1991-07-31 03:00 | 7 | 3 | 3 | 2.8343e-05
1991-07-31 04:00 | 7 | 4 | 3 | 2.7555e-05
1991-07-31 05:00 | 7 | 5 | 3 | 2.2476e-05
1991-07-31 06:00 | 7 | 6 | 3 | 2.1901e-05
1991-07-31 07:00 | 7 | 7 | 3 | 2.1901e-05
1991-07-31 08:00 | 7 | 8 | 2 | 3.6893e-05
1991-07-31 09:00 | 7 | 9 | 2 | 4.9699e-05
1991-07-31 10:00 | 7 | 10 | 2 | 0.00011841
1991-07-31 11:00 | 7 | 11 | 2 | 0.00020934
1991-07-31 12:00 | 7 | 12 | 1 | 0.00036897
1991-07-31 13:00 | 7 | 13 | 1 | 0.00045989
1991-07-31 14:00 | 7 | 14 | 1 | 0.00065414
1991-07-31 15:00 | 7 | 15 | 1 | 0.00098315
1991-07-31 16:00 | 7 | 16 | 1 | 0.0012141
1991-07-31 17:00 | 7 | 17 | 1 | 0.0015338
1991-07-31 18:00 | 7 | 18 | 2 | 0.0014914
1991-07-31 19:00 | 7 | 19 | 2 | 0.0011483
1991-07-31 20:00 | 7 | 20 | 2 | 0.00079717
1991-07-31 21:00 | 7 | 21 | 3 | 0.00054011
1991-07-31 22:00 | 7 | 22 | 3 | 0.00040013
1991-07-31 23:00 | 7 | 23 | 3 | 0.00023801
1991-08-01 | 8 | 0 | 3 | 0.00019351
1991-08-01 01:00 | 8 | 1 | 3 | 7.1656e-05
1991-08-01 02:00 | 8 | 2 | 3 | 8.0898e-05
1991-08-01 03:00 | 8 | 3 | 3 | 2.6417e-05
1991-08-01 04:00 | 8 | 4 | 3 | 2.1544e-05
1991-08-01 05:00 | 8 | 5 | 3 | 2.1797e-05
1991-08-01 06:00 | 8 | 6 | 3 | 2.1288e-05
1991-08-01 07:00 | 8 | 7 | 3 | 2.6831e-05
1991-08-01 08:00 | 8 | 8 | 2 | 4.3477e-05
1991-08-01 09:00 | 8 | 9 | 2 | 4.1642e-05
1991-08-01 10:00 | 8 | 10 | 2 | 7.1759e-05
1991-08-01 11:00 | 8 | 11 | 2 | 0.00012756
1991-08-01 12:00 | 8 | 12 | 1 | 0.00032843
1991-08-01 13:00 | 8 | 13 | 1 | 0.00072233
1991-08-01 14:00 | 8 | 14 | 1 | 0.00083204
1991-08-01 15:00 | 8 | 15 | 1 | 0.00089627
1991-08-01 16:00 | 8 | 16 | 1 | 0.001498
1991-08-01 17:00 | 8 | 17 | 1 | 0.002026
1991-08-01 18:00 | 8 | 18 | 2 | 0.0022466
1991-08-01 19:00 | 8 | 19 | 2 | 0.0019839
1991-08-01 20:00 | 8 | 20 | 2 | 0.0014408
1991-08-01 21:00 | 8 | 21 | 3 | 0.0010924
1991-08-01 22:00 | 8 | 22 | 3 | 0.00067589
1991-08-01 23:00 | 8 | 23 | 3 | 0.00042099
1991-08-02 | 8 | 0 | 3 | 0.00011268
1991-08-02 01:00 | 8 | 1 | 3 | 0.00010807
1991-08-02 02:00 | 8 | 2 | 3 | 3.662e-05
1991-08-02 03:00 | 8 | 3 | 3 | 5.4904e-05
1991-08-02 04:00 | 8 | 4 | 3 | 2.4799e-05
1991-08-02 05:00 | 8 | 5 | 3 | 2.1625e-05
1991-08-02 06:00 | 8 | 6 | 3 | 2.1896e-05
1991-08-02 07:00 | 8 | 7 | 3 | 2.3857e-05
1991-08-02 08:00 | 8 | 8 | 2 | 2.2324e-05
1991-08-02 09:00 | 8 | 9 | 2 | 3.6327e-05
1991-08-02 10:00 | 8 | 10 | 2 | 0.00012454
1991-08-02 11:00 | 8 | 11 | 2 | 0.00024704
1991-08-02 12:00 | 8 | 12 | 1 | 0.00044398
1991-08-02 13:00 | 8 | 13 | 1 | 0.00059369
1991-08-02 14:00 | 8 | 14 | 1 | 0.00093455
1991-08-02 15:00 | 8 | 15 | 1 | 0.0010692
1991-08-02 16:00 | 8 | 16 | 1 | 0.0013298
1991-08-02 17:00 | 8 | 17 | 1 | 0.0016103
1991-08-02 18:00 | 8 | 18 | 2 | 0.0016469
1991-08-02 19:00 | 8 | 19 | 2 | 0.0012534
1991-08-02 20:00 | 8 | 20 | 2 | 0.00090516
1991-08-02 21:00 | 8 | 21 | 3 | 0.0006425
1991-08-02 22:00 | 8 | 22 | 3 | 0.00037372
1991-08-02 23:00 | 8 | 23 | 3 | 0.00020782
1991-08-03 | 8 | 0 | 3 | 0.00014255
1991-08-03 01:00 | 8 | 1 | 3 | 0.00011051
1991-08-03 02:00 | 8 | 2 | 3 | 3.9371e-05
1991-08-03 03:00 | 8 | 3 | 3 | 4.139e-05
1991-08-03 04:00 | 8 | 4 | 3 | 2.148e-05
1991-08-03 05:00 | 8 | 5 | 3 | 1.8049e-05
1991-08-03 06:00 | 8 | 6 | 3 | 1.7748e-05
1991-08-03 07:00 | 8 | 7 | 3 | 1.795e-05
1991-08-03 08:00 | 8 | 8 | 3 | 3.3591e-05
1991-08-03 09:00 | 8 | 9 | 3 | 6.3224e-05
1991-08-03 10:00 | 8 | 10 | 3 | 0.00015932
1991-08-03 11:00 | 8 | 11 | 3 | 0.00051396
1991-08-03 12:00 | 8 | 12 | 3 | 0.00077637
1991-08-03 13:00 | 8 | 13 | 3 | 0.0010061
1991-08-03 14:00 | 8 | 14 | 3 | 0.0014297
1991-08-03 15:00 | 8 | 15 | 3 | 0.0017019
1991-08-03 16:00 | 8 | 16 | 3 | 0.001944
1991-08-03 17:00 | 8 | 17 | 3 | 0.0024461
1991-08-03 18:00 | 8 | 18 | 3 | 0.0023207
1991-08-03 19:00 | 8 | 19 | 3 | 0.0019931
1991-08-03 20:00 | 8 | 20 | 3 | 0.0014245
1991-08-03 21:00 | 8 | 21 | 3 | 0.00095643
1991-08-03 22:00 | 8 | 22 | 3 | 0.00051251
1991-08-03 23:00 | 8 | 23 | 3 | 0.00031651
1991-08-04 | 8 | 0 | 3 | 0.00011492
1991-08-04 01:00 | 8 | 1 | 3 | 7.1228e-05
1991-08-04 02:00 | 8 | 2 | 3 | 4.1652e-05
1991-08-04 03:00 | 8 | 3 | 3 | 3.3098e-05
1991-08-04 04:00 | 8 | 4 | 3 | 1.8107e-05
1991-08-04 05:00 | 8 | 5 | 3 | 1.7928e-05
1991-08-04 06:00 | 8 | 6 | 3 | 1.8273e-05
1991-08-04 07:00 | 8 | 7 | 3 | 3e-05
1991-08-04 08:00 | 8 | 8 | 3 | 0.00010524
1991-08-04 09:00 | 8 | 9 | 3 | 0.00010337
1991-08-04 10:00 | 8 | 10 | 3 | 0.00015623
1991-08-04 11:00 | 8 | 11 | 3 | 0.00024502
1991-08-04 12:00 | 8 | 12 | 3 | 0.00070701
1991-08-04 13:00 | 8 | 13 | 3 | 0.0011243
1991-08-04 14:00 | 8 | 14 | 3 | 0.0013581
1991-08-04 15:00 | 8 | 15 | 3 | 0.0017602
1991-08-04 16:00 | 8 | 16 | 3 | 0.001981
1991-08-04 17:00 | 8 | 17 | 3 | 0.0021662
1991-08-04 18:00 | 8 | 18 | 3 | 0.0022851
1991-08-04 19:00 | 8 | 19 | 3 | 0.0017908
1991-08-04 20:00 | 8 | 20 | 3 | 0.0012514
1991-08-04 21:00 | 8 | 21 | 3 | 0.0010655
1991-08-04 22:00 | 8 | 22 | 3 | 0.0002483
1991-08-04 23:00 | 8 | 23 | 3 | 0.00019732
1991-08-05 | 8 | 0 | 3 | 0.00010702
1991-08-05 01:00 | 8 | 1 | 3 | 7.3471e-05
1991-08-05 02:00 | 8 | 2 | 3 | 4.9128e-05
1991-08-05 03:00 | 8 | 3 | 3 | 4.8768e-05
1991-08-05 04:00 | 8 | 4 | 3 | 2.7162e-05
1991-08-05 05:00 | 8 | 5 | 3 | 3.9462e-05
1991-08-05 06:00 | 8 | 6 | 3 | 4.561e-05
1991-08-05 07:00 | 8 | 7 | 3 | 4.6973e-05
1991-08-05 08:00 | 8 | 8 | 2 | 4.4806e-05
1991-08-05 09:00 | 8 | 9 | 2 | 5.5364e-05
1991-08-05 10:00 | 8 | 10 | 2 | 6.4724e-05
1991-08-05 11:00 | 8 | 11 | 2 | 0.0001383
1991-08-05 12:00 | 8 | 12 | 1 | 0.00014193
1991-08-05 13:00 | 8 | 13 | 1 | 0.00025397
1991-08-05 14:00 | 8 | 14 | 1 | 0.00064437
1991-08-05 15:00 | 8 | 15 | 1 | 0.00093702
1991-08-05 16:00 | 8 | 16 | 1 | 0.00093973
1991-08-05 17:00 | 8 | 17 | 1 | 0.0010327
1991-08-05 18:00 | 8 | 18 | 2 | 0.0011357
1991-08-05 19:00 | 8 | 19 | 2 | 0.00097163
1991-08-05 20:00 | 8 | 20 | 2 | 0.00066556
1991-08-05 21:00 | 8 | 21 | 3 | 0.00044651
1991-08-05 22:00 | 8 | 22 | 3 | 0.00022166
1991-08-05 23:00 | 8 | 23 | 3 | 0.00012191
1991-08-06 | 8 | 0 | 3 | 0.0001019
1991-08-06 01:00 | 8 | 1 | 3 | 4.8629e-05
1991-08-06 02:00 | 8 | 2 | 3 | 4.5014e-05
1991-08-06 03:00 | 8 | 3 | 3 | 2.7511e-05
1991-08-06 04:00 | 8 | 4 | 3 | 2.6444e-05
1991-08-06 05:00 | 8 | 5 | 3 | 1.8409e-05
1991-08-06 06:00 | 8 | 6 | 3 | 1.7676e-05
1991-08-06 07:00 | 8 | 7 | 3 | 3.0045e-05
1991-08-06 08:00 | 8 | 8 | 2 | 2.137e-05
1991-08-06 09:00 | 8 | 9 | 2 | 2.4759e-05
1991-08-06 10:00 | 8 | 10 | 2 | 4.2608e-05
1991-08-06 11:00 | 8 | 11 | 2 | 6.1654e-05
1991-08-06 12:00 | 8 | 12 | 1 | 8.8525e-05
1991-08-06 13:00 | 8 | 13 | 1 | 0.00015209
1991-08-06 14:00 | 8 | 14 | 1 | 0.00026524
1991-08-06 15:00 | 8 | 15 | 1 | 0.00057621
1991-08-06 16:00 | 8 | 16 | 1 | 0.00055283
1991-08-06 17:00 | 8 | 17 | 1 | 0.00069233
1991-08-06 18:00 | 8 | 18 | 2 | 0.00073066
1991-08-06 19:00 | 8 | 19 | 2 | 0.00057496
1991-08-06 20:00 | 8 | 20 | 2 | 0.00050667
1991-08-06 21:00 | 8 | 21 | 3 | 0.00031246
1991-08-06 22:00 | 8 | 22 | 3 | 0.00012244
1991-08-06 23:00 | 8 | 23 | 3 | 0.00011742
1991-08-07 | 8 | 0 | 3 | 4.5689e-05
1991-08-07 01:00 | 8 | 1 | 3 | 4.5705e-05
1991-08-07 02:00 | 8 | 2 | 3 | 5.1179e-05
1991-08-07 03:00 | 8 | 3 | 3 | 3.4192e-05
1991-08-07 04:00 | 8 | 4 | 3 | 1.7928e-05
1991-08-07 05:00 | 8 | 5 | 3 | 1.7736e-05
1991-08-07 06:00 | 8 | 6 | 3 | 1.3162e-05
1991-08-07 07:00 | 8 | 7 | 3 | 1.2474e-05
1991-08-07 08:00 | 8 | 8 | 2 | 2.2192e-05
1991-08-07 09:00 | 8 | 9 | 2 | 3.5701e-05
1991-08-07 10:00 | 8 | 10 | 2 | 5.1248e-05
1991-08-07 11:00 | 8 | 11 | 2 | 4.327e-05
1991-08-07 12:00 | 8 | 12 | 1 | 8.1926e-05
1991-08-07 13:00 | 8 | 13 | 1 | 8.7455e-05
1991-08-07 14:00 | 8 | 14 | 1 | 0.00029374
1991-08-07 15:00 | 8 | 15 | 1 | 0.00049104
1991-08-07 16:00 | 8 | 16 | 1 | 0.00070271
1991-08-07 17:00 | 8 | 17 | 1 | 0.00099244
1991-08-07 18:00 | 8 | 18 | 2 | 0.0010516
1991-08-07 19:00 | 8 | 19 | 2 | 0.00083392
1991-08-07 20:00 | 8 | 20 | 2 | 0.00054821
1991-08-07 21:00 | 8 | 21 | 3 | 0.00033436
1991-08-07 22:00 | 8 | 22 | 3 | 0.00016941
1991-08-07 23:00 | 8 | 23 | 3 | 8.6127e-05
1991-08-08 | 8 | 0 | 3 | 7.8272e-05
1991-08-08 01:00 | 8 | 1 | 3 | 4.0161e-05
1991-08-08 02:00 | 8 | 2 | 3 | 2.7811e-05
1991-08-08 03:00 | 8 | 3 | 3 | 1.8142e-05
1991-08-08 04:00 | 8 | 4 | 3 | 1.7858e-05
1991-08-08 05:00 | 8 | 5 | 3 | 1.7853e-05
1991-08-08 06:00 | 8 | 6 | 3 | 1.7735e-05
1991-08-08 07:00 | 8 | 7 | 3 | 1.7927e-05
1991-08-08 08:00 | 8 | 8 | 2 | 1.8287e-05
1991-08-08 09:00 | 8 | 9 | 2 | 2.4217e-05
1991-08-08 10:00 | 8 | 10 | 2 | 3.9192e-05
1991-08-08 11:00 | 8 | 11 | 2 | 5.7913e-05
1991-08-08 12:00 | 8 | 12 | 1 | 0.00011745
1991-08-08 13:00 | 8 | 13 | 1 | 0.00024216
1991-08-08 14:00 | 8 | 14 | 1 | 0.00033668
1991-08-08 15:00 | 8 | 15 | 1 | 0.00066298
1991-08-08 16:00 | 8 | 16 | 1 | 0.00069341
1991-08-08 17:00 | 8 | 17 | 1 | 0.0012321
1991-08-08 18:00 | 8 | 18 | 2 | 0.0013025
1991-08-08 19:00 | 8 | 19 | 2 | 0.0011546
1991-08-08 20:00 | 8 | 20 | 2 | 0.00071515
1991-08-08 21:00 | 8 | 21 | 3 | 0.00036994
1991-08-08 22:00 | 8 | 22 | 3 | 0.00027997
1991-08-08 23:00 | 8 | 23 | 3 | 0.00014647
1991-08-09 | 8 | 0 | 3 | 0.0001312
1991-08-09 01:00 | 8 | 1 | 3 | 7.3788e-05
1991-08-09 02:00 | 8 | 2 | 3 | 3.1538e-05
1991-08-09 03:00 | 8 | 3 | 3 | 2.2094e-05
1991-08-09 04:00 | 8 | 4 | 3 | 4.2587e-05
1991-08-09 05:00 | 8 | 5 | 3 | 1.7736e-05
1991-08-09 06:00 | 8 | 6 | 3 | 1.7546e-05
1991-08-09 07:00 | 8 | 7 | 3 | 1.8431e-05
1991-08-09 08:00 | 8 | 8 | 2 | 1.8154e-05
1991-08-09 09:00 | 8 | 9 | 2 | 2.438e-05
1991-08-09 10:00 | 8 | 10 | 2 | 5.0055e-05
1991-08-09 11:00 | 8 | 11 | 2 | 8.6465e-05
1991-08-09 12:00 | 8 | 12 | 1 | 0.00019876
1991-08-09 13:00 | 8 | 13 | 1 | 0.00043286
1991-08-09 14:00 | 8 | 14 | 1 | 0.00059569
1991-08-09 15:00 | 8 | 15 | 1 | 0.00089408
1991-08-09 16:00 | 8 | 16 | 1 | 0.00098508
1991-08-09 17:00 | 8 | 17 | 1 | 0.0010808
1991-08-09 18:00 | 8 | 18 | 2 | 0.001405
1991-08-09 19:00 | 8 | 19 | 2 | 0.0012175
1991-08-09 20:00 | 8 | 20 | 2 | 0.00084088
1991-08-09 21:00 | 8 | 21 | 3 | 0.00058177
1991-08-09 22:00 | 8 | 22 | 3 | 0.00035483
1991-08-09 23:00 | 8 | 23 | 3 | 0.00015832
1991-08-10 | 8 | 0 | 3 | 0.00012307
1991-08-10 01:00 | 8 | 1 | 3 | 3.2048e-05
1991-08-10 02:00 | 8 | 2 | 3 | 4.7853e-05
1991-08-10 03:00 | 8 | 3 | 3 | 1.7748e-05
1991-08-10 04:00 | 8 | 4 | 3 | 1.7929e-05
1991-08-10 05:00 | 8 | 5 | 3 | 1.7625e-05
1991-08-10 06:00 | 8 | 6 | 3 | 1.8142e-05
1991-08-10 07:00 | 8 | 7 | 3 | 1.7979e-05
1991-08-10 08:00 | 8 | 8 | 3 | 1.7747e-05
1991-08-10 09:00 | 8 | 9 | 3 | 3.2095e-05
1991-08-10 10:00 | 8 | 10 | 3 | 0.00016779
1991-08-10 11:00 | 8 | 11 | 3 | 0.00017013
1991-08-10 12:00 | 8 | 12 | 3 | 0.00028216
1991-08-10 13:00 | 8 | 13 | 3 | 0.00084986
1991-08-10 14:00 | 8 | 14 | 3 | 0.0010304
1991-08-10 15:00 | 8 | 15 | 3 | 0.0012635
1991-08-10 16:00 | 8 | 16 | 3 | 0.0014761
1991-08-10 17:00 | 8 | 17 | 3 | 0.0017582
1991-08-10 18:00 | 8 | 18 | 3 | 0.0018833
1991-08-10 19:00 | 8 | 19 | 3 | 0.001426
1991-08-10 20:00 | 8 | 20 | 3 | 0.00085614
1991-08-10 21:00 | 8 | 21 | 3 | 0.00055693
1991-08-10 22:00 | 8 | 22 | 3 | 0.00035299
1991-08-10 23:00 | 8 | 23 | 3 | 0.00020377
1991-08-11 | 8 | 0 | 3 | 0.00014635
1991-08-11 01:00 | 8 | 1 | 3 | 4.8889e-05
1991-08-11 02:00 | 8 | 2 | 3 | 3.8663e-05
1991-08-11 03:00 | 8 | 3 | 3 | 2.2261e-05
1991-08-11 04:00 | 8 | 4 | 3 | 2.2338e-05
1991-08-11 05:00 | 8 | 5 | 3 | 1.7928e-05
1991-08-11 06:00 | 8 | 6 | 3 | 1.8235e-05
1991-08-11 07:00 | 8 | 7 | 3 | 1.8158e-05
1991-08-11 08:00 | 8 | 8 | 3 | 2.3481e-05
1991-08-11 09:00 | 8 | 9 | 3 | 5.6278e-05
1991-08-11 10:00 | 8 | 10 | 3 | 6.2535e-05
1991-08-11 11:00 | 8 | 11 | 3 | 9.3419e-05
1991-08-11 12:00 | 8 | 12 | 3 | 0.00038106
1991-08-11 13:00 | 8 | 13 | 3 | 0.00071138
1991-08-11 14:00 | 8 | 14 | 3 | 0.0010076
1991-08-11 15:00 | 8 | 15 | 3 | 0.0011609
1991-08-11 16:00 | 8 | 16 | 3 | 0.0013936
1991-08-11 17:00 | 8 | 17 | 3 | 0.0014258
1991-08-11 18:00 | 8 | 18 | 3 | 0.0013606
1991-08-11 19:00 | 8 | 19 | 3 | 0.0013504
1991-08-11 20:00 | 8 | 20 | 3 | 0.0011144
1991-08-11 21:00 | 8 | 21 | 3 | 0.00069852
1991-08-11 22:00 | 8 | 22 | 3 | 0.00043886
1991-08-11 23:00 | 8 | 23 | 3 | 0.0002295
1991-08-12 | 8 | 0 | 3 | 0.00013521
1991-08-12 01:00 | 8 | 1 | 3 | 6.061e-05
1991-08-12 02:00 | 8 | 2 | 3 | 2.7294e-05
1991-08-12 03:00 | 8 | 3 | 3 | 2.9208e-05
1991-08-12 04:00 | 8 | 4 | 3 | 1.8015e-05
1991-08-12 05:00 | 8 | 5 | 3 | 1.7783e-05
1991-08-12 06:00 | 8 | 6 | 3 | 1.8264e-05
1991-08-12 07:00 | 8 | 7 | 3 | 1.8083e-05
1991-08-12 08:00 | 8 | 8 | 2 | 2.2024e-05
1991-08-12 09:00 | 8 | 9 | 2 | 2.6036e-05
1991-08-12 10:00 | 8 | 10 | 2 | 6.5066e-05
1991-08-12 11:00 | 8 | 11 | 2 | 9.2097e-05
1991-08-12 12:00 | 8 | 12 | 1 | 0.00051705
1991-08-12 13:00 | 8 | 13 | 1 | 0.000809
1991-08-12 14:00 | 8 | 14 | 1 | 0.00099964
1991-08-12 15:00 | 8 | 15 | 1 | 0.0011125
1991-08-12 16:00 | 8 | 16 | 1 | 0.0011262
1991-08-12 17:00 | 8 | 17 | 1 | 0.0014609
1991-08-12 18:00 | 8 | 18 | 2 | 0.0012584
1991-08-12 19:00 | 8 | 19 | 2 | 0.0011212
1991-08-12 20:00 | 8 | 20 | 2 | 0.00095465
1991-08-12 21:00 | 8 | 21 | 3 | 0.00076545
1991-08-12 22:00 | 8 | 22 | 3 | 0.00036643
1991-08-12 23:00 | 8 | 23 | 3 | 0.00016353
1991-08-13 | 8 | 0 | 3 | 8.3774e-05
1991-08-13 01:00 | 8 | 1 | 3 | 6.9624e-05
1991-08-13 02:00 | 8 | 2 | 3 | 2.8772e-05
1991-08-13 03:00 | 8 | 3 | 3 | 2.3633e-05
1991-08-13 04:00 | 8 | 4 | 3 | 1.7998e-05
1991-08-13 05:00 | 8 | 5 | 3 | 1.7892e-05
1991-08-13 06:00 | 8 | 6 | 3 | 1.776e-05
1991-08-13 07:00 | 8 | 7 | 3 | 3.3051e-05
1991-08-13 08:00 | 8 | 8 | 2 | 3.1932e-05
1991-08-13 09:00 | 8 | 9 | 2 | 3.4661e-05
1991-08-13 10:00 | 8 | 10 | 2 | 6.9655e-05
1991-08-13 11:00 | 8 | 11 | 2 | 0.00018231
1991-08-13 12:00 | 8 | 12 | 1 | 0.00031606
1991-08-13 13:00 | 8 | 13 | 1 | 0.00049466
1991-08-13 14:00 | 8 | 14 | 1 | 0.00086582
1991-08-13 15:00 | 8 | 15 | 1 | 0.0011984
1991-08-13 16:00 | 8 | 16 | 1 | 0.0012557
1991-08-13 17:00 | 8 | 17 | 1 | 0.0016579
1991-08-13 18:00 | 8 | 18 | 2 | 0.001861
1991-08-13 19:00 | 8 | 19 | 2 | 0.0017031
1991-08-13 20:00 | 8 | 20 | 2 | 0.0010499
1991-08-13 21:00 | 8 | 21 | 3 | 0.00067718
1991-08-13 22:00 | 8 | 22 | 3 | 0.00036808
1991-08-13 23:00 | 8 | 23 | 3 | 0.00017806
1991-08-14 | 8 | 0 | 3 | 8.9714e-05
1991-08-14 01:00 | 8 | 1 | 3 | 7.63e-05
1991-08-14 02:00 | 8 | 2 | 3 | 3.6425e-05
1991-08-14 03:00 | 8 | 3 | 3 | 2.3148e-05
1991-08-14 04:00 | 8 | 4 | 3 | 1.8107e-05
1991-08-14 05:00 | 8 | 5 | 3 | 1.7806e-05
1991-08-14 06:00 | 8 | 6 | 3 | 1.7712e-05
1991-08-14 07:00 | 8 | 7 | 3 | 1.7876e-05
1991-08-14 08:00 | 8 | 8 | 2 | 9.8412e-05
1991-08-14 09:00 | 8 | 9 | 2 | 0.00017188
1991-08-14 10:00 | 8 | 10 | 2 | 0.00025602
1991-08-14 11:00 | 8 | 11 | 2 | 0.00050304
1991-08-14 12:00 | 8 | 12 | 1 | 0.00069736
1991-08-14 13:00 | 8 | 13 | 1 | 0.0009823
1991-08-14 14:00 | 8 | 14 | 1 | 0.0012254
1991-08-14 15:00 | 8 | 15 | 1 | 0.0014321
1991-08-14 16:00 | 8 | 16 | 1 | 0.0015955
1991-08-14 17:00 | 8 | 17 | 1 | 0.001658
1991-08-14 18:00 | 8 | 18 | 2 | 0.001938
1991-08-14 19:00 | 8 | 19 | 2 | 0.0016955
1991-08-14 20:00 | 8 | 20 | 2 | 0.0013555
1991-08-14 21:00 | 8 | 21 | 3 | 0.00080866
1991-08-14 22:00 | 8 | 22 | 3 | 0.00036278
1991-08-14 23:00 | 8 | 23 | 3 | 0.00021417
1991-08-15 | 8 | 0 | 3 | 0.00014701
1991-08-15 01:00 | 8 | 1 | 3 | 5.1048e-05
1991-08-15 02:00 | 8 | 2 | 3 | 0.00010119
1991-08-15 03:00 | 8 | 3 | 3 | 3.3185e-05
1991-08-15 04:00 | 8 | 4 | 3 | 2.3482e-05
1991-08-15 05:00 | 8 | 5 | 3 | 2.3969e-05
1991-08-15 06:00 | 8 | 6 | 3 | 1.7805e-05
1991-08-15 07:00 | 8 | 7 | 3 | 3.0484e-05
1991-08-15 08:00 | 8 | 8 | 2 | 4.0523e-05
1991-08-15 09:00 | 8 | 9 | 2 | 4.2176e-05
1991-08-15 10:00 | 8 | 10 | 2 | 6.5375e-05
1991-08-15 11:00 | 8 | 11 | 2 | 0.00012057
1991-08-15 12:00 | 8 | 12 | 1 | 0.00018018
1991-08-15 13:00 | 8 | 13 | 1 | 0.0003125
1991-08-15 14:00 | 8 | 14 | 1 | 0.00057093
1991-08-15 15:00 | 8 | 15 | 1 | 0.00096228
1991-08-15 16:00 | 8 | 16 | 1 | 0.00089912
1991-08-15 17:00 | 8 | 17 | 1 | 0.0012303
1991-08-15 18:00 | 8 | 18 | 2 | 0.0012588
1991-08-15 19:00 | 8 | 19 | 2 | 0.0009351
1991-08-15 20:00 | 8 | 20 | 2 | 0.0010051
1991-08-15 21:00 | 8 | 21 | 3 | 0.00068719
1991-08-15 22:00 | 8 | 22 | 3 | 0.00053156
1991-08-15 23:00 | 8 | 23 | 3 | 0.00041246
1991-08-16 | 8 | 0 | 3 | 6.774e-05
1991-08-16 01:00 | 8 | 1 | 3 | 3.9739e-05
1991-08-16 02:00 | 8 | 2 | 3 | 6.9419e-05
1991-08-16 03:00 | 8 | 3 | 3 | 1.8648e-05
1991-08-16 04:00 | 8 | 4 | 3 | 2.1286e-05
1991-08-16 05:00 | 8 | 5 | 3 | 1.4962e-05
1991-08-16 06:00 | 8 | 6 | 3 | 1.7923e-05
1991-08-16 07:00 | 8 | 7 | 3 | 2.2362e-05
1991-08-16 08:00 | 8 | 8 | 2 | 3.5248e-05
1991-08-16 09:00 | 8 | 9 | 2 | 4.6009e-05
1991-08-16 10:00 | 8 | 10 | 2 | 4.7617e-05
1991-08-16 11:00 | 8 | 11 | 2 | 0.00013987
1991-08-16 12:00 | 8 | 12 | 1 | 0.00033787
1991-08-16 13:00 | 8 | 13 | 1 | 0.00035787
1991-08-16 14:00 | 8 | 14 | 1 | 0.00054615
1991-08-16 15:00 | 8 | 15 | 1 | 0.00052752
1991-08-16 16:00 | 8 | 16 | 1 | 0.00076684
1991-08-16 17:00 | 8 | 17 | 1 | 0.0010759
1991-08-16 18:00 | 8 | 18 | 2 | 0.0010685
1991-08-16 19:00 | 8 | 19 | 2 | 0.0008649
1991-08-16 20:00 | 8 | 20 | 2 | 0.00059048
1991-08-16 21:00 | 8 | 21 | 3 | 0.00044681
1991-08-16 22:00 | 8 | 22 | 3 | 0.00016681
1991-08-16 23:00 | 8 | 23 | 3 | 0.00011097
1991-08-17 | 8 | 0 | 3 | 8.7203e-05
1991-08-17 01:00 | 8 | 1 | 3 | 4.3257e-05
1991-08-17 02:00 | 8 | 2 | 3 | 2.5436e-05
1991-08-17 03:00 | 8 | 3 | 3 | 1.9318e-05
1991-08-17 04:00 | 8 | 4 | 3 | 1.7832e-05
1991-08-17 05:00 | 8 | 5 | 3 | 1.2816e-05
1991-08-17 06:00 | 8 | 6 | 3 | 1.2322e-05
1991-08-17 07:00 | 8 | 7 | 3 | 1.2752e-05
1991-08-17 08:00 | 8 | 8 | 3 | 1.7317e-05
1991-08-17 09:00 | 8 | 9 | 3 | 2.0603e-05
1991-08-17 10:00 | 8 | 10 | 3 | 3.211e-05
1991-08-17 11:00 | 8 | 11 | 3 | 9.0751e-05
1991-08-17 12:00 | 8 | 12 | 3 | 0.00017401
1991-08-17 13:00 | 8 | 13 | 3 | 0.00041158
1991-08-17 14:00 | 8 | 14 | 3 | 0.00060707
1991-08-17 15:00 | 8 | 15 | 3 | 0.0006558
1991-08-17 16:00 | 8 | 16 | 3 | 0.00093329
1991-08-17 17:00 | 8 | 17 | 3 | 0.0010065
1991-08-17 18:00 | 8 | 18 | 3 | 0.0013483
1991-08-17 19:00 | 8 | 19 | 3 | 0.0010795
1991-08-17 20:00 | 8 | 20 | 3 | 0.00060261
1991-08-17 21:00 | 8 | 21 | 3 | 0.00049157
1991-08-17 22:00 | 8 | 22 | 3 | 0.00036505
1991-08-17 23:00 | 8 | 23 | 3 | 0.00025171
1991-08-18 | 8 | 0 | 3 | 7.3722e-05
1991-08-18 01:00 | 8 | 1 | 3 | 5.3906e-05
1991-08-18 02:00 | 8 | 2 | 3 | 2.6512e-05
1991-08-18 03:00 | 8 | 3 | 3 | 2.4912e-05
1991-08-18 04:00 | 8 | 4 | 3 | 1.9938e-05
1991-08-18 05:00 | 8 | 5 | 3 | 1.9474e-05
1991-08-18 06:00 | 8 | 6 | 3 | 1.5912e-05
1991-08-18 07:00 | 8 | 7 | 3 | 1.5822e-05
1991-08-18 08:00 | 8 | 8 | 3 | 5.0453e-05
1991-08-18 09:00 | 8 | 9 | 3 | 6.0802e-05
1991-08-18 10:00 | 8 | 10 | 3 | 8.208e-05
1991-08-18 11:00 | 8 | 11 | 3 | 0.00011691
1991-08-18 12:00 | 8 | 12 | 3 | 0.00013082
1991-08-18 13:00 | 8 | 13 | 3 | 0.00031683
1991-08-18 14:00 | 8 | 14 | 3 | 0.00068192
1991-08-18 15:00 | 8 | 15 | 3 | 0.00087056
1991-08-18 16:00 | 8 | 16 | 3 | 0.00066284
1991-08-18 17:00 | 8 | 17 | 3 | 0.00092678
1991-08-18 18:00 | 8 | 18 | 3 | 0.00080112
1991-08-18 19:00 | 8 | 19 | 3 | 0.00055077
1991-08-18 20:00 | 8 | 20 | 3 | 0.00034222
1991-08-18 21:00 | 8 | 21 | 3 | 0.00021824
1991-08-18 22:00 | 8 | 22 | 3 | 0.00013962
1991-08-18 23:00 | 8 | 23 | 3 | 9.5533e-05
1991-08-19 | 8 | 0 | 3 | 6.501e-05
1991-08-19 01:00 | 8 | 1 | 3 | 3.6001e-05
1991-08-19 02:00 | 8 | 2 | 3 | 2.9346e-05
1991-08-19 03:00 | 8 | 3 | 3 | 2.5647e-05
1991-08-19 04:00 | 8 | 4 | 3 | 2.4213e-05
1991-08-19 05:00 | 8 | 5 | 3 | 2.0163e-05
1991-08-19 06:00 | 8 | 6 | 3 | 1.6149e-05
1991-08-19 07:00 | 8 | 7 | 3 | 1.6121e-05
1991-08-19 08:00 | 8 | 8 | 2 | 2.0438e-05
1991-08-19 09:00 | 8 | 9 | 2 | 3.2509e-05
1991-08-19 10:00 | 8 | 10 | 2 | 4.4017e-05
1991-08-19 11:00 | 8 | 11 | 2 | 0.00010727
1991-08-19 12:00 | 8 | 12 | 1 | 0.0001187
1991-08-19 13:00 | 8 | 13 | 1 | 0.00018817
1991-08-19 14:00 | 8 | 14 | 1 | 0.00039817
1991-08-19 15:00 | 8 | 15 | 1 | 0.00031704
1991-08-19 16:00 | 8 | 16 | 1 | 0.0003716
1991-08-19 17:00 | 8 | 17 | 1 | 0.00047983
1991-08-19 18:00 | 8 | 18 | 2 | 0.00071825
1991-08-19 19:00 | 8 | 19 | 2 | 0.00070729
1991-08-19 20:00 | 8 | 20 | 2 | 0.000414
1991-08-19 21:00 | 8 | 21 | 3 | 0.00027264
1991-08-19 22:00 | 8 | 22 | 3 | 7.4202e-05
1991-08-19 23:00 | 8 | 23 | 3 | 5.7604e-05
1991-08-20 | 8 | 0 | 3 | 3.6713e-05
1991-08-20 01:00 | 8 | 1 | 3 | 2.1594e-05
1991-08-20 02:00 | 8 | 2 | 3 | 1.6343e-05
1991-08-20 03:00 | 8 | 3 | 3 | 1.6662e-05
1991-08-20 04:00 | 8 | 4 | 3 | 1.6326e-05
1991-08-20 05:00 | 8 | 5 | 3 | 1.6259e-05
1991-08-20 06:00 | 8 | 6 | 3 | 1.5777e-05
1991-08-20 07:00 | 8 | 7 | 3 | 1.6317e-05
1991-08-20 08:00 | 8 | 8 | 2 | 1.6603e-05
1991-08-20 09:00 | 8 | 9 | 2 | 1.7847e-05
1991-08-20 10:00 | 8 | 10 | 2 | 3.2725e-05
1991-08-20 11:00 | 8 | 11 | 2 | 6.7451e-05
1991-08-20 12:00 | 8 | 12 | 1 | 8.8961e-05
1991-08-20 13:00 | 8 | 13 | 1 | 0.00019143
1991-08-20 14:00 | 8 | 14 | 1 | 0.00043344
1991-08-20 15:00 | 8 | 15 | 1 | 0.00051017
1991-08-20 16:00 | 8 | 16 | 1 | 0.00033746
1991-08-20 17:00 | 8 | 17 | 1 | 0.00058386
1991-08-20 18:00 | 8 | 18 | 2 | 0.00056958
1991-08-20 19:00 | 8 | 19 | 2 | 0.00027103
1991-08-20 20:00 | 8 | 20 | 2 | 0.00012315
1991-08-20 21:00 | 8 | 21 | 3 | 0.00023049
1991-08-20 22:00 | 8 | 22 | 3 | 8.5118e-05
1991-08-20 23:00 | 8 | 23 | 3 | 6.1136e-05
1991-08-21 | 8 | 0 | 3 | 3.8354e-05
1991-08-21 01:00 | 8 | 1 | 3 | 2.6595e-05
1991-08-21 02:00 | 8 | 2 | 3 | 2.6555e-05
1991-08-21 03:00 | 8 | 3 | 3 | 2.1671e-05
1991-08-21 04:00 | 8 | 4 | 3 | 1.8229e-05
1991-08-21 05:00 | 8 | 5 | 3 | 1.3766e-05
1991-08-21 06:00 | 8 | 6 | 3 | 1.2572e-05
1991-08-21 07:00 | 8 | 7 | 3 | 1.2149e-05
1991-08-21 08:00 | 8 | 8 | 2 | 1.2896e-05
1991-08-21 09:00 | 8 | 9 | 2 | 1.2235e-05
1991-08-21 10:00 | 8 | 10 | 2 | 3.9791e-05
1991-08-21 11:00 | 8 | 11 | 2 | 0.00010197
1991-08-21 12:00 | 8 | 12 | 1 | 9.6573e-05
1991-08-21 13:00 | 8 | 13 | 1 | 0.00012015
1991-08-21 14:00 | 8 | 14 | 1 | 0.00026037
1991-08-21 15:00 | 8 | 15 | 1 | 0.00033261
1991-08-21 16:00 | 8 | 16 | 1 | 0.00060734
1991-08-21 17:00 | 8 | 17 | 1 | 0.00061009
1991-08-21 18:00 | 8 | 18 | 2 | 0.00083765
1991-08-21 19:00 | 8 | 19 | 2 | 0.00057003
1991-08-21 20:00 | 8 | 20 | 2 | 0.00023457
1991-08-21 21:00 | 8 | 21 | 3 | 0.00020539
1991-08-21 22:00 | 8 | 22 | 3 | 0.00024661
1991-08-21 23:00 | 8 | 23 | 3 | 0.00010663
1991-08-22 | 8 | 0 | 3 | 3.3227e-05
1991-08-22 01:00 | 8 | 1 | 3 | 3.1521e-05
1991-08-22 02:00 | 8 | 2 | 3 | 2.637e-05
1991-08-22 03:00 | 8 | 3 | 3 | 2.604e-05
1991-08-22 04:00 | 8 | 4 | 3 | 2.1868e-05
1991-08-22 05:00 | 8 | 5 | 3 | 1.7986e-05
1991-08-22 06:00 | 8 | 6 | 3 | 1.8287e-05
1991-08-22 07:00 | 8 | 7 | 3 | 1.7927e-05
1991-08-22 08:00 | 8 | 8 | 2 | 1.8466e-05
1991-08-22 09:00 | 8 | 9 | 2 | 2.3199e-05
1991-08-22 10:00 | 8 | 10 | 2 | 3.7114e-05
1991-08-22 11:00 | 8 | 11 | 2 | 5.7134e-05
1991-08-22 12:00 | 8 | 12 | 1 | 7.0667e-05
1991-08-22 13:00 | 8 | 13 | 1 | 0.00010182
1991-08-22 14:00 | 8 | 14 | 1 | 0.00036492
1991-08-22 15:00 | 8 | 15 | 1 | 0.00052413
1991-08-22 16:00 | 8 | 16 | 1 | 0.0004755
1991-08-22 17:00 | 8 | 17 | 1 | 0.00059603
1991-08-22 18:00 | 8 | 18 | 2 | 0.00043601
1991-08-22 19:00 | 8 | 19 | 2 | 0.00043675
1991-08-22 20:00 | 8 | 20 | 2 | 0.00032532
1991-08-22 21:00 | 8 | 21 | 3 | 0.00019765
1991-08-22 22:00 | 8 | 22 | 3 | 9.3186e-05
1991-08-22 23:00 | 8 | 23 | 3 | 6.6739e-05
1991-08-23 | 8 | 0 | 3 | 2.713e-05
1991-08-23 01:00 | 8 | 1 | 3 | 3.0403e-05
1991-08-23 02:00 | 8 | 2 | 3 | 2.1972e-05
1991-08-23 03:00 | 8 | 3 | 3 | 1.7718e-05
1991-08-23 04:00 | 8 | 4 | 3 | 1.442e-05
1991-08-23 05:00 | 8 | 5 | 3 | 1.5703e-05
1991-08-23 06:00 | 8 | 6 | 3 | 1.4166e-05
1991-08-23 07:00 | 8 | 7 | 3 | 1.5244e-05
1991-08-23 08:00 | 8 | 8 | 2 | 1.6752e-05
1991-08-23 09:00 | 8 | 9 | 2 | 1.3767e-05
1991-08-23 10:00 | 8 | 10 | 2 | 1.9358e-05
1991-08-23 11:00 | 8 | 11 | 2 | 5.1111e-05
1991-08-23 12:00 | 8 | 12 | 1 | 8.5927e-05
1991-08-23 13:00 | 8 | 13 | 1 | 8.4712e-05
1991-08-23 14:00 | 8 | 14 | 1 | 0.00022606
1991-08-23 15:00 | 8 | 15 | 1 | 0.00021012
1991-08-23 16:00 | 8 | 16 | 1 | 0.00018217
1991-08-23 17:00 | 8 | 17 | 1 | 0.00022718
1991-08-23 18:00 | 8 | 18 | 2 | 0.00025589
1991-08-23 19:00 | 8 | 19 | 2 | 0.00024359
1991-08-23 20:00 | 8 | 20 | 2 | 9.6971e-05
1991-08-23 21:00 | 8 | 21 | 3 | 0.00011243
1991-08-23 22:00 | 8 | 22 | 3 | 8.2962e-05
1991-08-23 23:00 | 8 | 23 | 3 | 5.8333e-05
1991-08-24 | 8 | 0 | 3 | 4.127e-05
1991-08-24 01:00 | 8 | 1 | 3 | 3.8903e-05
1991-08-24 02:00 | 8 | 2 | 3 | 2.7863e-05
1991-08-24 03:00 | 8 | 3 | 3 | 2.4193e-05
1991-08-24 04:00 | 8 | 4 | 3 | 1.863e-05
1991-08-24 05:00 | 8 | 5 | 3 | 1.6305e-05
1991-08-24 06:00 | 8 | 6 | 3 | 1.7991e-05
1991-08-24 07:00 | 8 | 7 | 3 | 1.7969e-05
1991-08-24 08:00 | 8 | 8 | 3 | 1.7602e-05
1991-08-24 09:00 | 8 | 9 | 3 | 1.9287e-05
1991-08-24 10:00 | 8 | 10 | 3 | 4.9346e-05
1991-08-24 11:00 | 8 | 11 | 3 | 5.6853e-05
1991-08-24 12:00 | 8 | 12 | 3 | 7.4245e-05
1991-08-24 13:00 | 8 | 13 | 3 | 0.0002073
1991-08-24 14:00 | 8 | 14 | 3 | 0.00027598
1991-08-24 15:00 | 8 | 15 | 3 | 0.00025307
1991-08-24 16:00 | 8 | 16 | 3 | 0.0003288
1991-08-24 17:00 | 8 | 17 | 3 | 0.00047489
1991-08-24 18:00 | 8 | 18 | 3 | 0.00042011
1991-08-24 19:00 | 8 | 19 | 3 | 0.00059095
1991-08-24 20:00 | 8 | 20 | 3 | 0.0003068
1991-08-24 21:00 | 8 | 21 | 3 | 0.00015397
1991-08-24 22:00 | 8 | 22 | 3 | 0.00010918
1991-08-24 23:00 | 8 | 23 | 3 | 6.9644e-05
1991-08-25 | 8 | 0 | 3 | 3.9463e-05
1991-08-25 01:00 | 8 | 1 | 3 | 2.6773e-05
1991-08-25 02:00 | 8 | 2 | 3 | 1.7661e-05
1991-08-25 03:00 | 8 | 3 | 3 | 2.2557e-05
1991-08-25 04:00 | 8 | 4 | 3 | 1.4045e-05
1991-08-25 05:00 | 8 | 5 | 3 | 1.6753e-05
1991-08-25 06:00 | 8 | 6 | 3 | 1.6642e-05
1991-08-25 07:00 | 8 | 7 | 3 | 1.4358e-05
1991-08-25 08:00 | 8 | 8 | 3 | 1.2884e-05
1991-08-25 09:00 | 8 | 9 | 3 | 1.8129e-05
1991-08-25 10:00 | 8 | 10 | 3 | 1.7478e-05
1991-08-25 11:00 | 8 | 11 | 3 | 2.9542e-05
1991-08-25 12:00 | 8 | 12 | 3 | 5.0305e-05
1991-08-25 13:00 | 8 | 13 | 3 | 4.7837e-05
1991-08-25 14:00 | 8 | 14 | 3 | 9.058e-05
1991-08-25 15:00 | 8 | 15 | 3 | 0.0001189
1991-08-25 16:00 | 8 | 16 | 3 | 0.00012035
1991-08-25 17:00 | 8 | 17 | 3 | 0.00024937
1991-08-25 18:00 | 8 | 18 | 3 | 0.00017494
1991-08-25 19:00 | 8 | 19 | 3 | 0.00022507
1991-08-25 20:00 | 8 | 20 | 3 | 0.00015341
1991-08-25 21:00 | 8 | 21 | 3 | 0.00011529
1991-08-25 22:00 | 8 | 22 | 3 | 9.7906e-05
1991-08-25 23:00 | 8 | 23 | 3 | 4.7432e-05
1991-08-26 | 8 | 0 | 3 | 2.4432e-05
1991-08-26 01:00 | 8 | 1 | 3 | 2.4912e-05
1991-08-26 02:00 | 8 | 2 | 3 | 1.2149e-05
1991-08-26 03:00 | 8 | 3 | 3 | 1.2601e-05
1991-08-26 04:00 | 8 | 4 | 3 | 1.2393e-05
1991-08-26 05:00 | 8 | 5 | 3 | 1.238e-05
1991-08-26 06:00 | 8 | 6 | 3 | 1.2393e-05
1991-08-26 07:00 | 8 | 7 | 3 | 1.2235e-05
1991-08-26 08:00 | 8 | 8 | 2 | 1.2572e-05
1991-08-26 09:00 | 8 | 9 | 2 | 1.2896e-05
1991-08-26 10:00 | 8 | 10 | 2 | 2.9832e-05
1991-08-26 11:00 | 8 | 11 | 2 | 4.8886e-05
1991-08-26 12:00 | 8 | 12 | 1 | 6.339e-05
1991-08-26 13:00 | 8 | 13 | 1 | 0.00017693
1991-08-26 14:00 | 8 | 14 | 1 | 0.00019057
1991-08-26 15:00 | 8 | 15 | 1 | 0.00023245
1991-08-26 16:00 | 8 | 16 | 1 | 0.00028879
1991-08-26 17:00 | 8 | 17 | 1 | 0.00032739
1991-08-26 18:00 | 8 | 18 | 2 | 0.00042918
1991-08-26 19:00 | 8 | 19 | 2 | 0.00030931
1991-08-26 20:00 | 8 | 20 | 2 | 0.00018997
1991-08-26 21:00 | 8 | 21 | 3 | 0.00017644
1991-08-26 22:00 | 8 | 22 | 3 | 0.00013393
1991-08-26 23:00 | 8 | 23 | 3 | 6.0762e-05
1991-08-27 | 8 | 0 | 3 | 3.2485e-05
1991-08-27 01:00 | 8 | 1 | 3 | 3.0131e-05
1991-08-27 02:00 | 8 | 2 | 3 | 1.6541e-05
1991-08-27 03:00 | 8 | 3 | 3 | 1.2572e-05
1991-08-27 04:00 | 8 | 4 | 3 | 1.2636e-05
1991-08-27 05:00 | 8 | 5 | 3 | 1.2393e-05
1991-08-27 06:00 | 8 | 6 | 3 | 1.227e-05
1991-08-27 07:00 | 8 | 7 | 3 | 1.2629e-05
1991-08-27 08:00 | 8 | 8 | 2 | 1.4333e-05
1991-08-27 09:00 | 8 | 9 | 2 | 2.8133e-05
1991-08-27 10:00 | 8 | 10 | 2 | 3.8515e-05
1991-08-27 11:00 | 8 | 11 | 2 | 6.8851e-05
1991-08-27 12:00 | 8 | 12 | 1 | 8.1968e-05
1991-08-27 13:00 | 8 | 13 | 1 | 0.00011523
1991-08-27 14:00 | 8 | 14 | 1 | 0.00019408
1991-08-27 15:00 | 8 | 15 | 1 | 0.00026832
1991-08-27 16:00 | 8 | 16 | 1 | 0.00053981
1991-08-27 17:00 | 8 | 17 | 1 | 0.00058615
1991-08-27 18:00 | 8 | 18 | 2 | 0.00066211
1991-08-27 19:00 | 8 | 19 | 2 | 0.00043997
1991-08-27 20:00 | 8 | 20 | 2 | 0.00026586
1991-08-27 21:00 | 8 | 21 | 3 | 0.00015124
1991-08-27 22:00 | 8 | 22 | 3 | 0.00017456
1991-08-27 23:00 | 8 | 23 | 3 | 6.7675e-05
1991-08-28 | 8 | 0 | 3 | 6.8183e-05
1991-08-28 01:00 | 8 | 1 | 3 | 4.3089e-05
1991-08-28 02:00 | 8 | 2 | 3 | 3.7909e-05
1991-08-28 03:00 | 8 | 3 | 3 | 3.3767e-05
1991-08-28 04:00 | 8 | 4 | 3 | 2.9161e-05
1991-08-28 05:00 | 8 | 5 | 3 | 2.9514e-05
1991-08-28 06:00 | 8 | 6 | 3 | 2.9762e-05
1991-08-28 07:00 | 8 | 7 | 3 | 3.4175e-05
1991-08-28 08:00 | 8 | 8 | 2 | 3.5521e-05
1991-08-28 09:00 | 8 | 9 | 2 | 4.3414e-05
1991-08-28 10:00 | 8 | 10 | 2 | 5.5057e-05
1991-08-28 11:00 | 8 | 11 | 2 | 7.9998e-05
1991-08-28 12:00 | 8 | 12 | 1 | 9.1532e-05
1991-08-28 13:00 | 8 | 13 | 1 | 0.00017967
1991-08-28 14:00 | 8 | 14 | 1 | 0.00029567
1991-08-28 15:00 | 8 | 15 | 1 | 0.00022694
1991-08-28 16:00 | 8 | 16 | 1 | 0.00032799
1991-08-28 17:00 | 8 | 17 | 1 | 0.00059459
1991-08-28 18:00 | 8 | 18 | 2 | 0.00096067
1991-08-28 19:00 | 8 | 19 | 2 | 0.00063569
1991-08-28 20:00 | 8 | 20 | 2 | 0.00020786
1991-08-28 21:00 | 8 | 21 | 3 | 9.4394e-05
1991-08-28 22:00 | 8 | 22 | 3 | 0.0001685
1991-08-28 23:00 | 8 | 23 | 3 | 7.7817e-05
1991-08-29 | 8 | 0 | 3 | 3.9694e-05
1991-08-29 01:00 | 8 | 1 | 3 | 1.9458e-05
1991-08-29 02:00 | 8 | 2 | 3 | 1.5553e-05
1991-08-29 03:00 | 8 | 3 | 3 | 1.1127e-05
1991-08-29 04:00 | 8 | 4 | 3 | 1.0569e-05
1991-08-29 05:00 | 8 | 5 | 3 | 1.0829e-05
1991-08-29 06:00 | 8 | 6 | 3 | 1.1137e-05
1991-08-29 07:00 | 8 | 7 | 3 | 1.7193e-05
1991-08-29 08:00 | 8 | 8 | 2 | 2.9837e-05
1991-08-29 09:00 | 8 | 9 | 2 | 3.6828e-05
1991-08-29 10:00 | 8 | 10 | 2 | 4.3204e-05
1991-08-29 11:00 | 8 | 11 | 2 | 7.0624e-05
1991-08-29 12:00 | 8 | 12 | 1 | 8.165e-05
1991-08-29 13:00 | 8 | 13 | 1 | 9.3265e-05
1991-08-29 14:00 | 8 | 14 | 1 | 0.00015089
1991-08-29 15:00 | 8 | 15 | 1 | 0.00016217
1991-08-29 16:00 | 8 | 16 | 1 | 0.00021488
1991-08-29 17:00 | 8 | 17 | 1 | 0.00040147
1991-08-29 18:00 | 8 | 18 | 2 | 0.00026607
1991-08-29 19:00 | 8 | 19 | 2 | 0.00023101
1991-08-29 20:00 | 8 | 20 | 2 | 0.00018151
1991-08-29 21:00 | 8 | 21 | 3 | 0.00016668
1991-08-29 22:00 | 8 | 22 | 3 | 0.0001262
1991-08-29 23:00 | 8 | 23 | 3 | 5.7616e-05
1991-08-30 | 8 | 0 | 3 | 3.5526e-05
1991-08-30 01:00 | 8 | 1 | 3 | 2.23e-05
1991-08-30 02:00 | 8 | 2 | 3 | 2.0161e-05
1991-08-30 03:00 | 8 | 3 | 3 | 1.5553e-05
1991-08-30 04:00 | 8 | 4 | 3 | 1.1127e-05
1991-08-30 05:00 | 8 | 5 | 3 | 1.0853e-05
1991-08-30 06:00 | 8 | 6 | 3 | 1.3854e-05
1991-08-30 07:00 | 8 | 7 | 3 | 1.9298e-05
1991-08-30 08:00 | 8 | 8 | 2 | 3.3667e-05
1991-08-30 09:00 | 8 | 9 | 2 | 3.5155e-05
1991-08-30 10:00 | 8 | 10 | 2 | 4.1313e-05
1991-08-30 11:00 | 8 | 11 | 2 | 4.9148e-05
1991-08-30 12:00 | 8 | 12 | 1 | 4.5865e-05
1991-08-30 13:00 | 8 | 13 | 1 | 4.6885e-05
1991-08-30 14:00 | 8 | 14 | 1 | 6.4569e-05
1991-08-30 15:00 | 8 | 15 | 1 | 0.00011666
1991-08-30 16:00 | 8 | 16 | 1 | 0.00011603
1991-08-30 17:00 | 8 | 17 | 1 | 0.00020181
1991-08-30 18:00 | 8 | 18 | 2 | 0.00013095
1991-08-30 19:00 | 8 | 19 | 2 | 6.5607e-05
1991-08-30 20:00 | 8 | 20 | 2 | 4.1912e-05
1991-08-30 21:00 | 8 | 21 | 3 | 4.2013e-05
1991-08-30 22:00 | 8 | 22 | 3 | 7.791e-05
1991-08-30 23:00 | 8 | 23 | 3 | 3.7203e-05
1991-08-31 | 8 | 0 | 3 | 2.0823e-05
1991-08-31 01:00 | 8 | 1 | 3 | 1.5364e-05
1991-08-31 02:00 | 8 | 2 | 3 | 1.5322e-05
1991-08-31 03:00 | 8 | 3 | 3 | 1.0844e-05
1991-08-31 04:00 | 8 | 4 | 3 | 1.03e-05
1991-08-31 05:00 | 8 | 5 | 3 | 1.0844e-05
1991-08-31 06:00 | 8 | 6 | 3 | 1.1094e-05
1991-08-31 07:00 | 8 | 7 | 3 | 1.116e-05
1991-08-31 08:00 | 8 | 8 | 3 | 1.1222e-05
1991-08-31 09:00 | 8 | 9 | 3 | 1.2095e-05
1991-08-31 10:00 | 8 | 10 | 3 | 2.9817e-05
1991-08-31 11:00 | 8 | 11 | 3 | 5.7998e-05
1991-08-31 12:00 | 8 | 12 | 3 | 6.4565e-05
1991-08-31 13:00 | 8 | 13 | 3 | 9.4776e-05
1991-08-31 14:00 | 8 | 14 | 3 | 9.8583e-05
1991-08-31 15:00 | 8 | 15 | 3 | 0.00011228
1991-08-31 16:00 | 8 | 16 | 3 | 0.00013831
1991-08-31 17:00 | 8 | 17 | 3 | 0.00012023
1991-08-31 18:00 | 8 | 18 | 3 | 0.00016147
1991-08-31 19:00 | 8 | 19 | 3 | 0.00010435
1991-08-31 20:00 | 8 | 20 | 3 | 9.093e-05
1991-08-31 21:00 | 8 | 21 | 3 | 0.00011745
1991-08-31 22:00 | 8 | 22 | 3 | 0.00014744
1991-08-31 23:00 | 8 | 23 | 3 | 5.5818e-05
1991-09-01 | 9 | 0 | 3 | 1.5459e-05
1991-09-01 01:00 | 9 | 1 | 3 | 1.5309e-05
1991-09-01 02:00 | 9 | 2 | 3 | 1.0924e-05
1991-09-01 03:00 | 9 | 3 | 3 | 1.1222e-05
1991-09-01 04:00 | 9 | 4 | 3 | 1.1127e-05
1991-09-01 05:00 | 9 | 5 | 3 | 1.0905e-05
1991-09-01 06:00 | 9 | 6 | 3 | 1.1128e-05
1991-09-01 07:00 | 9 | 7 | 3 | 1.152e-05
1991-09-01 08:00 | 9 | 8 | 3 | 1.1464e-05
1991-09-01 09:00 | 9 | 9 | 3 | 1.7055e-05
1991-09-01 10:00 | 9 | 10 | 3 | 2.7667e-05
1991-09-01 11:00 | 9 | 11 | 3 | 5.4137e-05
1991-09-01 12:00 | 9 | 12 | 3 | 0.0001115
1991-09-01 13:00 | 9 | 13 | 3 | 0.00021902
1991-09-01 14:00 | 9 | 14 | 3 | 0.0003281
1991-09-01 15:00 | 9 | 15 | 3 | 0.00030144
1991-09-01 16:00 | 9 | 16 | 3 | 0.00050376
1991-09-01 17:00 | 9 | 17 | 3 | 0.00077999
1991-09-01 18:00 | 9 | 18 | 3 | 0.00055983
1991-09-01 19:00 | 9 | 19 | 3 | 0.00046425
1991-09-01 20:00 | 9 | 20 | 3 | 0.00039232
1991-09-01 21:00 | 9 | 21 | 3 | 0.00013977
1991-09-01 22:00 | 9 | 22 | 3 | 0.00010735
1991-09-01 23:00 | 9 | 23 | 3 | 6.8222e-05
1991-09-02 | 9 | 0 | 3 | 3.006e-05
1991-09-02 01:00 | 9 | 1 | 3 | 5.3279e-05
1991-09-02 02:00 | 9 | 2 | 3 | 2.1078e-05
1991-09-02 03:00 | 9 | 3 | 3 | 1.6746e-05
1991-09-02 04:00 | 9 | 4 | 3 | 1.275e-05
1991-09-02 05:00 | 9 | 5 | 3 | 1.0796e-05
1991-09-02 06:00 | 9 | 6 | 3 | 1.0925e-05
1991-09-02 07:00 | 9 | 7 | 3 | 1.1791e-05
1991-09-02 08:00 | 9 | 8 | 3 | 1.622e-05
1991-09-02 09:00 | 9 | 9 | 3 | 3.1825e-05
1991-09-02 10:00 | 9 | 10 | 3 | 6.8973e-05
1991-09-02 11:00 | 9 | 11 | 3 | 0.00018514
1991-09-02 12:00 | 9 | 12 | 3 | 0.000195
1991-09-02 13:00 | 9 | 13 | 3 | 0.00019929
1991-09-02 14:00 | 9 | 14 | 3 | 0.00027175
1991-09-02 15:00 | 9 | 15 | 3 | 0.00048295
1991-09-02 16:00 | 9 | 16 | 3 | 0.00056114
1991-09-02 17:00 | 9 | 17 | 3 | 0.00086372
1991-09-02 18:00 | 9 | 18 | 3 | 0.00067134
1991-09-02 19:00 | 9 | 19 | 3 | 0.00060618
1991-09-02 20:00 | 9 | 20 | 3 | 0.00042192
1991-09-02 21:00 | 9 | 21 | 3 | 0.00032748
1991-09-02 22:00 | 9 | 22 | 3 | 0.00017021
1991-09-02 23:00 | 9 | 23 | 3 | 5.4748e-05
1991-09-03 | 9 | 0 | 3 | 2.6533e-05
1991-09-03 01:00 | 9 | 1 | 3 | 2.5004e-05
1991-09-03 02:00 | 9 | 2 | 3 | 2.0675e-05
1991-09-03 03:00 | 9 | 3 | 3 | 1.6353e-05
1991-09-03 04:00 | 9 | 4 | 3 | 1.6201e-05
1991-09-03 05:00 | 9 | 5 | 3 | 1.6234e-05
1991-09-03 06:00 | 9 | 6 | 3 | 1.6258e-05
1991-09-03 07:00 | 9 | 7 | 3 | 1.7111e-05
1991-09-03 08:00 | 9 | 8 | 2 | 1.7073e-05
1991-09-03 09:00 | 9 | 9 | 2 | 1.76e-05
1991-09-03 10:00 | 9 | 10 | 2 | 2.2341e-05
1991-09-03 11:00 | 9 | 11 | 2 | 4.8008e-05
1991-09-03 12:00 | 9 | 12 | 1 | 0.00014642
1991-09-03 13:00 | 9 | 13 | 1 | 0.00018806
1991-09-03 14:00 | 9 | 14 | 1 | 0.00041905
1991-09-03 15:00 | 9 | 15 | 1 | 0.00050929
1991-09-03 16:00 | 9 | 16 | 1 | 0.00050529
1991-09-03 17:00 | 9 | 17 | 1 | 0.00055046
1991-09-03 18:00 | 9 | 18 | 2 | 0.00068352
1991-09-03 19:00 | 9 | 19 | 2 | 0.00049468
1991-09-03 20:00 | 9 | 20 | 2 | 0.00051939
1991-09-03 21:00 | 9 | 21 | 3 | 0.0002178
1991-09-03 22:00 | 9 | 22 | 3 | 0.00023363
1991-09-03 23:00 | 9 | 23 | 3 | 7.6248e-05
1991-09-04 | 9 | 0 | 3 | 6.5767e-05
1991-09-04 01:00 | 9 | 1 | 3 | 2.5816e-05
1991-09-04 02:00 | 9 | 2 | 3 | 4.1337e-05
1991-09-04 03:00 | 9 | 3 | 3 | 1.6556e-05
1991-09-04 04:00 | 9 | 4 | 3 | 1.6708e-05
1991-09-04 05:00 | 9 | 5 | 3 | 1.6708e-05
1991-09-04 06:00 | 9 | 6 | 3 | 1.6708e-05
1991-09-04 07:00 | 9 | 7 | 3 | 1.1436e-05
1991-09-04 08:00 | 9 | 8 | 2 | 1.5987e-05
1991-09-04 09:00 | 9 | 9 | 2 | 5.9299e-05
1991-09-04 10:00 | 9 | 10 | 2 | 0.00010158
1991-09-04 11:00 | 9 | 11 | 2 | 0.00014701
1991-09-04 12:00 | 9 | 12 | 1 | 0.00015209
1991-09-04 13:00 | 9 | 13 | 1 | 0.00016009
1991-09-04 14:00 | 9 | 14 | 1 | 0.00018489
1991-09-04 15:00 | 9 | 15 | 1 | 0.00037421
1991-09-04 16:00 | 9 | 16 | 1 | 0.00046964
1991-09-04 17:00 | 9 | 17 | 1 | 0.00034874
1991-09-04 18:00 | 9 | 18 | 2 | 0.00033891
1991-09-04 19:00 | 9 | 19 | 2 | 0.00016142
1991-09-04 20:00 | 9 | 20 | 2 | 8.0897e-05
1991-09-04 21:00 | 9 | 21 | 3 | 9.1572e-05
1991-09-04 22:00 | 9 | 22 | 3 | 8.1866e-05
1991-09-04 23:00 | 9 | 23 | 3 | 4.846e-05
1991-09-05 | 9 | 0 | 3 | 4.0049e-05
1991-09-05 01:00 | 9 | 1 | 3 | 3.4193e-05
1991-09-05 02:00 | 9 | 2 | 3 | 3.4477e-05
1991-09-05 03:00 | 9 | 3 | 3 | 3.4914e-05
1991-09-05 04:00 | 9 | 4 | 3 | 3.04e-05
1991-09-05 05:00 | 9 | 5 | 3 | 2.8585e-05
1991-09-05 06:00 | 9 | 6 | 3 | 2.8679e-05
1991-09-05 07:00 | 9 | 7 | 3 | 2.875e-05
1991-09-05 08:00 | 9 | 8 | 2 | 2.8883e-05
1991-09-05 09:00 | 9 | 9 | 2 | 2.9035e-05
1991-09-05 10:00 | 9 | 10 | 2 | 2.8395e-05
1991-09-05 11:00 | 9 | 11 | 2 | 4.5073e-05
1991-09-05 12:00 | 9 | 12 | 1 | 5.9371e-05
1991-09-05 13:00 | 9 | 13 | 1 | 7.1314e-05
1991-09-05 14:00 | 9 | 14 | 1 | 7.8293e-05
1991-09-05 15:00 | 9 | 15 | 1 | 0.00013082
1991-09-05 16:00 | 9 | 16 | 1 | 0.00014994
1991-09-05 17:00 | 9 | 17 | 1 | 0.00024703
1991-09-05 18:00 | 9 | 18 | 2 | 0.00031884
1991-09-05 19:00 | 9 | 19 | 2 | 0.00015239
1991-09-05 20:00 | 9 | 20 | 2 | 0.00012545
1991-09-05 21:00 | 9 | 21 | 3 | 0.00011113
1991-09-05 22:00 | 9 | 22 | 3 | 0.0001047
1991-09-05 23:00 | 9 | 23 | 3 | 5.9705e-05
1991-09-06 | 9 | 0 | 3 | 4.5687e-05
1991-09-06 01:00 | 9 | 1 | 3 | 2.1053e-05
1991-09-06 02:00 | 9 | 2 | 3 | 2.1281e-05
1991-09-06 03:00 | 9 | 3 | 3 | 1.6532e-05
1991-09-06 04:00 | 9 | 4 | 3 | 2.0595e-05
1991-09-06 05:00 | 9 | 5 | 3 | 1.1847e-05
1991-09-06 06:00 | 9 | 6 | 3 | 1.038e-05
1991-09-06 07:00 | 9 | 7 | 3 | 1.0829e-05
1991-09-06 08:00 | 9 | 8 | 2 | 1.0957e-05
1991-09-06 09:00 | 9 | 9 | 2 | 1.1032e-05
1991-09-06 10:00 | 9 | 10 | 2 | 2.1469e-05
1991-09-06 11:00 | 9 | 11 | 2 | 2.584e-05
1991-09-06 12:00 | 9 | 12 | 1 | 3.5812e-05
1991-09-06 13:00 | 9 | 13 | 1 | 4.2882e-05
1991-09-06 14:00 | 9 | 14 | 1 | 4.6073e-05
1991-09-06 15:00 | 9 | 15 | 1 | 5.6059e-05
1991-09-06 16:00 | 9 | 16 | 1 | 6.3651e-05
1991-09-06 17:00 | 9 | 17 | 1 | 4.1999e-05
1991-09-06 18:00 | 9 | 18 | 2 | 4.5644e-05
1991-09-06 19:00 | 9 | 19 | 2 | 3.1857e-05
1991-09-06 20:00 | 9 | 20 | 2 | 1.7291e-05
1991-09-06 21:00 | 9 | 21 | 3 | 2.9011e-05
1991-09-06 22:00 | 9 | 22 | 3 | 1.7315e-05
1991-09-06 23:00 | 9 | 23 | 3 | 1.6556e-05
1991-09-07 | 9 | 0 | 3 | 1.4836e-05
1991-09-07 01:00 | 9 | 1 | 3 | 1.1355e-05
1991-09-07 02:00 | 9 | 2 | 3 | 1.1545e-05
1991-09-07 03:00 | 9 | 3 | 3 | 1.1165e-05
1991-09-07 04:00 | 9 | 4 | 3 | 1.126e-05
1991-09-07 05:00 | 9 | 5 | 3 | 1.126e-05
1991-09-07 06:00 | 9 | 6 | 3 | 1.1132e-05
1991-09-07 07:00 | 9 | 7 | 3 | 1.1957e-05
1991-09-07 08:00 | 9 | 8 | 3 | 1.1981e-05
1991-09-07 09:00 | 9 | 9 | 3 | 2.8218e-05
1991-09-07 10:00 | 9 | 10 | 3 | 3.3035e-05
1991-09-07 11:00 | 9 | 11 | 3 | 3.6261e-05
1991-09-07 12:00 | 9 | 12 | 3 | 4.9069e-05
1991-09-07 13:00 | 9 | 13 | 3 | 5.6652e-05
1991-09-07 14:00 | 9 | 14 | 3 | 7.131e-05
1991-09-07 15:00 | 9 | 15 | 3 | 9.1202e-05
1991-09-07 16:00 | 9 | 16 | 3 | 0.00010088
1991-09-07 17:00 | 9 | 17 | 3 | 9.0246e-05
1991-09-07 18:00 | 9 | 18 | 3 | 6.4676e-05
1991-09-07 19:00 | 9 | 19 | 3 | 5.5501e-05
1991-09-07 20:00 | 9 | 20 | 3 | 2.3521e-05
1991-09-07 21:00 | 9 | 21 | 3 | 2.8251e-05
1991-09-07 22:00 | 9 | 22 | 3 | 2.8169e-05
1991-09-07 23:00 | 9 | 23 | 3 | 1.6027e-05
1991-09-08 | 9 | 0 | 3 | 1.5553e-05
1991-09-08 01:00 | 9 | 1 | 3 | 1.107e-05
1991-09-08 02:00 | 9 | 2 | 3 | 1.0962e-05
1991-09-08 03:00 | 9 | 3 | 3 | 1.107e-05
1991-09-08 04:00 | 9 | 4 | 3 | 1.1355e-05
1991-09-08 05:00 | 9 | 5 | 3 | 1.0867e-05
1991-09-08 06:00 | 9 | 6 | 3 | 1.107e-05
1991-09-08 07:00 | 9 | 7 | 3 | 1.1166e-05
1991-09-08 08:00 | 9 | 8 | 3 | 1.1639e-05
1991-09-08 09:00 | 9 | 9 | 3 | 1.1791e-05
1991-09-08 10:00 | 9 | 10 | 3 | 1.1398e-05
1991-09-08 11:00 | 9 | 11 | 3 | 1.1697e-05
1991-09-08 12:00 | 9 | 12 | 3 | 3.5884e-05
1991-09-08 13:00 | 9 | 13 | 3 | 5.0761e-05
1991-09-08 14:00 | 9 | 14 | 3 | 5.3371e-05
1991-09-08 15:00 | 9 | 15 | 3 | 6.4802e-05
1991-09-08 16:00 | 9 | 16 | 3 | 0.00011518
1991-09-08 17:00 | 9 | 17 | 3 | 0.00010981
1991-09-08 18:00 | 9 | 18 | 3 | 6.7232e-05
1991-09-08 19:00 | 9 | 19 | 3 | 4.7016e-05
1991-09-08 20:00 | 9 | 20 | 3 | 4.292e-05
1991-09-08 21:00 | 9 | 21 | 3 | 3.7912e-05
1991-09-08 22:00 | 9 | 22 | 3 | 3.3501e-05
1991-09-08 23:00 | 9 | 23 | 3 | 2.5851e-05
1991-09-09 | 9 | 0 | 3 | 1.5631e-05
1991-09-09 01:00 | 9 | 1 | 3 | 1.5096e-05
1991-09-09 02:00 | 9 | 2 | 3 | 1.1037e-05
1991-09-09 03:00 | 9 | 3 | 3 | 1.126e-05
1991-09-09 04:00 | 9 | 4 | 3 | 1.0905e-05
1991-09-09 05:00 | 9 | 5 | 3 | 1.1094e-05
1991-09-09 06:00 | 9 | 6 | 3 | 1.0664e-05
1991-09-09 07:00 | 9 | 7 | 3 | 1.8815e-05
1991-09-09 08:00 | 9 | 8 | 2 | 1.1032e-05
1991-09-09 09:00 | 9 | 9 | 2 | 1.566e-05
1991-09-09 10:00 | 9 | 10 | 2 | 1.09e-05
1991-09-09 11:00 | 9 | 11 | 2 | 1.5175e-05
1991-09-09 12:00 | 9 | 12 | 1 | 2.2164e-05
1991-09-09 13:00 | 9 | 13 | 1 | 3.8906e-05
1991-09-09 14:00 | 9 | 14 | 1 | 5.6336e-05
1991-09-09 15:00 | 9 | 15 | 1 | 7.1372e-05
1991-09-09 16:00 | 9 | 16 | 1 | 0.00012152
1991-09-09 17:00 | 9 | 17 | 1 | 0.00010059
1991-09-09 18:00 | 9 | 18 | 2 | 8.6613e-05
1991-09-09 19:00 | 9 | 19 | 2 | 6.3978e-05
1991-09-09 20:00 | 9 | 20 | 2 | 4.0157e-05
1991-09-09 21:00 | 9 | 21 | 3 | 3.7762e-05
1991-09-09 22:00 | 9 | 22 | 3 | 2.7287e-05
1991-09-09 23:00 | 9 | 23 | 3 | 1.5969e-05
1991-09-10 | 9 | 0 | 3 | 1.5553e-05
1991-09-10 01:00 | 9 | 1 | 3 | 1.0867e-05
1991-09-10 02:00 | 9 | 2 | 3 | 1.1151e-05
1991-09-10 03:00 | 9 | 3 | 3 | 1.0905e-05
1991-09-10 04:00 | 9 | 4 | 3 | 1.1222e-05
1991-09-10 05:00 | 9 | 5 | 3 | 1.0867e-05
1991-09-10 06:00 | 9 | 6 | 3 | 1.0607e-05
1991-09-10 07:00 | 9 | 7 | 3 | 1.7074e-05
1991-09-10 08:00 | 9 | 8 | 2 | 1.0905e-05
1991-09-10 09:00 | 9 | 9 | 2 | 1.1426e-05
1991-09-10 10:00 | 9 | 10 | 2 | 1.1886e-05
1991-09-10 11:00 | 9 | 11 | 2 | 1.5877e-05
1991-09-10 12:00 | 9 | 12 | 1 | 1.4105e-05
1991-09-10 13:00 | 9 | 13 | 1 | 2.941e-05
1991-09-10 14:00 | 9 | 14 | 1 | 5.3522e-05
1991-09-10 15:00 | 9 | 15 | 1 | 8.1861e-05
1991-09-10 16:00 | 9 | 16 | 1 | 8.6715e-05
1991-09-10 17:00 | 9 | 17 | 1 | 9.1704e-05
1991-09-10 18:00 | 9 | 18 | 2 | 9.0672e-05
1991-09-10 19:00 | 9 | 19 | 2 | 3.1595e-05
1991-09-10 20:00 | 9 | 20 | 2 | 2.4844e-05
1991-09-10 21:00 | 9 | 21 | 3 | 2.0785e-05
1991-09-10 22:00 | 9 | 22 | 3 | 1.9851e-05
1991-09-10 23:00 | 9 | 23 | 3 | 1.0772e-05
1991-09-11 | 9 | 0 | 3 | 1.2533e-05
1991-09-11 01:00 | 9 | 1 | 3 | 1.254e-05
1991-09-11 02:00 | 9 | 2 | 3 | 1.1982e-05
1991-09-11 03:00 | 9 | 3 | 3 | 1.2405e-05
1991-09-11 04:00 | 9 | 4 | 3 | 1.2137e-05
1991-09-11 05:00 | 9 | 5 | 3 | 1.2336e-05
1991-09-11 06:00 | 9 | 6 | 3 | 1.1969e-05
1991-09-11 07:00 | 9 | 7 | 3 | 1.2704e-05
1991-09-11 08:00 | 9 | 8 | 2 | 1.4136e-05
1991-09-11 09:00 | 9 | 9 | 2 | 1.5419e-05
1991-09-11 10:00 | 9 | 10 | 2 | 2.7603e-05
1991-09-11 11:00 | 9 | 11 | 2 | 4.0967e-05
1991-09-11 12:00 | 9 | 12 | 1 | 5.3003e-05
1991-09-11 13:00 | 9 | 13 | 1 | 0.00024891
1991-09-11 14:00 | 9 | 14 | 1 | 4.4531e-05
1991-09-11 15:00 | 9 | 15 | 1 | 7.5796e-05
1991-09-11 16:00 | 9 | 16 | 1 | 0.00010404
1991-09-11 17:00 | 9 | 17 | 1 | 0.00010725
1991-09-11 18:00 | 9 | 18 | 2 | 9.6339e-05
1991-09-11 19:00 | 9 | 19 | 2 | 0.00012631
1991-09-11 20:00 | 9 | 20 | 2 | 4.9398e-05
1991-09-11 21:00 | 9 | 21 | 3 | 5.2839e-05
1991-09-11 22:00 | 9 | 22 | 3 | 4.0641e-05
1991-09-11 23:00 | 9 | 23 | 3 | 1.2379e-05
1991-09-12 | 9 | 0 | 3 | 1.1695e-05
1991-09-12 01:00 | 9 | 1 | 3 | 1.2503e-05
1991-09-12 02:00 | 9 | 2 | 3 | 1.2266e-05
1991-09-12 03:00 | 9 | 3 | 3 | 1.2183e-05
1991-09-12 04:00 | 9 | 4 | 3 | 1.1839e-05
1991-09-12 05:00 | 9 | 5 | 3 | 1.1398e-05
1991-09-12 06:00 | 9 | 6 | 3 | 1.1533e-05
1991-09-12 07:00 | 9 | 7 | 3 | 1.2003e-05
1991-09-12 08:00 | 9 | 8 | 2 | 2.0336e-05
1991-09-12 09:00 | 9 | 9 | 2 | 6.7345e-05
1991-09-12 10:00 | 9 | 10 | 2 | 1.6092e-05
1991-09-12 11:00 | 9 | 11 | 2 | 1.9079e-05
1991-09-12 12:00 | 9 | 12 | 1 | 0.00015789
1991-09-12 13:00 | 9 | 13 | 1 | 0.00019002
1991-09-12 14:00 | 9 | 14 | 1 | 0.00019477
1991-09-12 15:00 | 9 | 15 | 1 | 0.00027628
1991-09-12 16:00 | 9 | 16 | 1 | 0.000357
1991-09-12 17:00 | 9 | 17 | 1 | 0.00062907
1991-09-12 18:00 | 9 | 18 | 2 | 0.00076272
1991-09-12 19:00 | 9 | 19 | 2 | 0.00055953
1991-09-12 20:00 | 9 | 20 | 2 | 0.00021318
1991-09-12 21:00 | 9 | 21 | 3 | 5.0377e-05
1991-09-12 22:00 | 9 | 22 | 3 | 0.00013884
1991-09-12 23:00 | 9 | 23 | 3 | 1.9498e-05
1991-09-13 | 9 | 0 | 3 | 1.2216e-05
1991-09-13 01:00 | 9 | 1 | 3 | 1.2489e-05
1991-09-13 02:00 | 9 | 2 | 3 | 1.2337e-05
1991-09-13 03:00 | 9 | 3 | 3 | 1.224e-05
1991-09-13 04:00 | 9 | 4 | 3 | 1.2005e-05
1991-09-13 05:00 | 9 | 5 | 3 | 1.1564e-05
1991-09-13 06:00 | 9 | 6 | 3 | 1.2097e-05
1991-09-13 07:00 | 9 | 7 | 3 | 1.2761e-05
1991-09-13 08:00 | 9 | 8 | 2 | 1.3814e-05
1991-09-13 09:00 | 9 | 9 | 2 | 1.5205e-05
1991-09-13 10:00 | 9 | 10 | 2 | 1.6363e-05
1991-09-13 11:00 | 9 | 11 | 2 | 3.6706e-05
1991-09-13 12:00 | 9 | 12 | 1 | 0.00013076
1991-09-13 13:00 | 9 | 13 | 1 | 0.00016816
1991-09-13 14:00 | 9 | 14 | 1 | 0.00020073
1991-09-13 15:00 | 9 | 15 | 1 | 0.00037144
1991-09-13 16:00 | 9 | 16 | 1 | 0.00053404
1991-09-13 17:00 | 9 | 17 | 1 | 0.00072607
1991-09-13 18:00 | 9 | 18 | 2 | 0.00070612
1991-09-13 19:00 | 9 | 19 | 2 | 0.00042953
1991-09-13 20:00 | 9 | 20 | 2 | 0.00027059
1991-09-13 21:00 | 9 | 21 | 3 | 0.0001941
1991-09-13 22:00 | 9 | 22 | 3 | 0.00013506
1991-09-13 23:00 | 9 | 23 | 3 | 6.153e-05
1991-09-14 | 9 | 0 | 3 | 3.9553e-05
1991-09-14 01:00 | 9 | 1 | 3 | 3.8085e-05
1991-09-14 02:00 | 9 | 2 | 3 | 1.7489e-05
1991-09-14 03:00 | 9 | 3 | 3 | 1.2246e-05
1991-09-14 04:00 | 9 | 4 | 3 | 1.1385e-05
1991-09-14 05:00 | 9 | 5 | 3 | 1.1113e-05
1991-09-14 06:00 | 9 | 6 | 3 | 1.0663e-05
1991-09-14 07:00 | 9 | 7 | 3 | 1.1371e-05
1991-09-14 08:00 | 9 | 8 | 3 | 1.3132e-05
1991-09-14 09:00 | 9 | 9 | 3 | 2.4692e-05
1991-09-14 10:00 | 9 | 10 | 3 | 3.5433e-05
1991-09-14 11:00 | 9 | 11 | 3 | 5.631e-05
1991-09-14 12:00 | 9 | 12 | 3 | 7.434e-05
1991-09-14 13:00 | 9 | 13 | 3 | 0.00017201
1991-09-14 14:00 | 9 | 14 | 3 | 0.00026743
1991-09-14 15:00 | 9 | 15 | 3 | 0.00025427
1991-09-14 16:00 | 9 | 16 | 3 | 0.00039232
1991-09-14 17:00 | 9 | 17 | 3 | 0.00062393
1991-09-14 18:00 | 9 | 18 | 3 | 0.00055369
1991-09-14 19:00 | 9 | 19 | 3 | 0.00043071
1991-09-14 20:00 | 9 | 20 | 3 | 0.00042577
1991-09-14 21:00 | 9 | 21 | 3 | 0.00028133
1991-09-14 22:00 | 9 | 22 | 3 | 0.00011865
1991-09-14 23:00 | 9 | 23 | 3 | 6.3119e-05
1991-09-15 | 9 | 0 | 3 | 2.6229e-05
1991-09-15 01:00 | 9 | 1 | 3 | 3.1935e-05
1991-09-15 02:00 | 9 | 2 | 3 | 1.8149e-05
1991-09-15 03:00 | 9 | 3 | 3 | 1.1728e-05
1991-09-15 04:00 | 9 | 4 | 3 | 1.1341e-05
1991-09-15 05:00 | 9 | 5 | 3 | 1.0962e-05
1991-09-15 06:00 | 9 | 6 | 3 | 1.0848e-05
1991-09-15 07:00 | 9 | 7 | 3 | 1.2035e-05
1991-09-15 08:00 | 9 | 8 | 3 | 1.3278e-05
1991-09-15 09:00 | 9 | 9 | 3 | 3.1305e-05
1991-09-15 10:00 | 9 | 10 | 3 | 3.8802e-05
1991-09-15 11:00 | 9 | 11 | 3 | 6.8996e-05
1991-09-15 12:00 | 9 | 12 | 3 | 0.0001306
1991-09-15 13:00 | 9 | 13 | 3 | 0.00024664
1991-09-15 14:00 | 9 | 14 | 3 | 0.0004054
1991-09-15 15:00 | 9 | 15 | 3 | 0.00066439
1991-09-15 16:00 | 9 | 16 | 3 | 0.00076614
1991-09-15 17:00 | 9 | 17 | 3 | 0.00099776
1991-09-15 18:00 | 9 | 18 | 3 | 0.00072129
1991-09-15 19:00 | 9 | 19 | 3 | 0.00061135
1991-09-15 20:00 | 9 | 20 | 3 | 0.00041847
1991-09-15 21:00 | 9 | 21 | 3 | 0.00036021
1991-09-15 22:00 | 9 | 22 | 3 | 0.00017999
1991-09-15 23:00 | 9 | 23 | 3 | 0.00013156
1991-09-16 | 9 | 0 | 3 | 3.1832e-05
1991-09-16 01:00 | 9 | 1 | 3 | 4.0343e-05
1991-09-16 02:00 | 9 | 2 | 3 | 2.2149e-05
1991-09-16 03:00 | 9 | 3 | 3 | 1.7172e-05
1991-09-16 04:00 | 9 | 4 | 3 | 1.6729e-05
1991-09-16 05:00 | 9 | 5 | 3 | 1.1494e-05
1991-09-16 06:00 | 9 | 6 | 3 | 1.2287e-05
1991-09-16 07:00 | 9 | 7 | 3 | 1.223e-05
1991-09-16 08:00 | 9 | 8 | 2 | 1.3377e-05
1991-09-16 09:00 | 9 | 9 | 2 | 1.9927e-05
1991-09-16 10:00 | 9 | 10 | 2 | 3.5555e-05
1991-09-16 11:00 | 9 | 11 | 2 | 7.401e-05
1991-09-16 12:00 | 9 | 12 | 1 | 0.00015024
1991-09-16 13:00 | 9 | 13 | 1 | 0.00020189
1991-09-16 14:00 | 9 | 14 | 1 | 0.00024898
1991-09-16 15:00 | 9 | 15 | 1 | 0.00040974
1991-09-16 16:00 | 9 | 16 | 1 | 0.00037558
1991-09-16 17:00 | 9 | 17 | 1 | 0.00044809
1991-09-16 18:00 | 9 | 18 | 2 | 0.00074723
1991-09-16 19:00 | 9 | 19 | 2 | 0.00053714
1991-09-16 20:00 | 9 | 20 | 2 | 0.00024136
1991-09-16 21:00 | 9 | 21 | 3 | 0.00023232
1991-09-16 22:00 | 9 | 22 | 3 | 0.00016643
1991-09-16 23:00 | 9 | 23 | 3 | 0.00010337
1991-09-17 | 9 | 0 | 3 | 5.4986e-05
1991-09-17 01:00 | 9 | 1 | 3 | 2.8032e-05
1991-09-17 02:00 | 9 | 2 | 3 | 2.1738e-05
1991-09-17 03:00 | 9 | 3 | 3 | 1.8362e-05
1991-09-17 04:00 | 9 | 4 | 3 | 1.5195e-05
1991-09-17 05:00 | 9 | 5 | 3 | 1.591e-05
1991-09-17 06:00 | 9 | 6 | 3 | 1.1566e-05
1991-09-17 07:00 | 9 | 7 | 3 | 1.6934e-05
1991-09-17 08:00 | 9 | 8 | 2 | 1.8091e-05
1991-09-17 09:00 | 9 | 9 | 2 | 1.9795e-05
1991-09-17 10:00 | 9 | 10 | 2 | 3.461e-05
1991-09-17 11:00 | 9 | 11 | 2 | 0.00013606
1991-09-17 12:00 | 9 | 12 | 1 | 0.00026653
1991-09-17 13:00 | 9 | 13 | 1 | 0.00022546
1991-09-17 14:00 | 9 | 14 | 1 | 0.00043846
1991-09-17 15:00 | 9 | 15 | 1 | 0.00057522
1991-09-17 16:00 | 9 | 16 | 1 | 0.00059543
1991-09-17 17:00 | 9 | 17 | 1 | 0.00067756
1991-09-17 18:00 | 9 | 18 | 2 | 0.00083992
1991-09-17 19:00 | 9 | 19 | 2 | 0.00069969
1991-09-17 20:00 | 9 | 20 | 2 | 0.00057982
1991-09-17 21:00 | 9 | 21 | 3 | 0.00029407
1991-09-17 22:00 | 9 | 22 | 3 | 0.00017575
1991-09-17 23:00 | 9 | 23 | 3 | 9.2684e-05
1991-09-18 | 9 | 0 | 3 | 4.5957e-05
1991-09-18 01:00 | 9 | 1 | 3 | 4.7115e-05
1991-09-18 02:00 | 9 | 2 | 3 | 2.179e-05
1991-09-18 03:00 | 9 | 3 | 3 | 1.6064e-05
1991-09-18 04:00 | 9 | 4 | 3 | 1.6102e-05
1991-09-18 05:00 | 9 | 5 | 3 | 1.0569e-05
1991-09-18 06:00 | 9 | 6 | 3 | 3.1372e-05
1991-09-18 07:00 | 9 | 7 | 3 | 1.546e-05
1991-09-18 08:00 | 9 | 8 | 2 | 1.7125e-05
1991-09-18 09:00 | 9 | 9 | 2 | 2.6878e-05
1991-09-18 10:00 | 9 | 10 | 2 | 5.9838e-05
1991-09-18 11:00 | 9 | 11 | 2 | 0.00013309
1991-09-18 12:00 | 9 | 12 | 1 | 0.00038585
1991-09-18 13:00 | 9 | 13 | 1 | 0.00063362
1991-09-18 14:00 | 9 | 14 | 1 | 0.00073923
1991-09-18 15:00 | 9 | 15 | 1 | 0.00098441
1991-09-18 16:00 | 9 | 16 | 1 | 0.00091555
1991-09-18 17:00 | 9 | 17 | 1 | 0.0012752
1991-09-18 18:00 | 9 | 18 | 2 | 0.0013096
1991-09-18 19:00 | 9 | 19 | 2 | 0.0012504
1991-09-18 20:00 | 9 | 20 | 2 | 0.00099354
1991-09-18 21:00 | 9 | 21 | 3 | 0.0004759
1991-09-18 22:00 | 9 | 22 | 3 | 0.00033499
1991-09-18 23:00 | 9 | 23 | 3 | 0.00010662
1991-09-19 | 9 | 0 | 3 | 7.2119e-05
1991-09-19 01:00 | 9 | 1 | 3 | 7.308e-05
1991-09-19 02:00 | 9 | 2 | 3 | 4.1819e-05
1991-09-19 03:00 | 9 | 3 | 3 | 2.3763e-05
1991-09-19 04:00 | 9 | 4 | 3 | 1.7717e-05
1991-09-19 05:00 | 9 | 5 | 3 | 1.3105e-05
1991-09-19 06:00 | 9 | 6 | 3 | 1.9121e-05
1991-09-19 07:00 | 9 | 7 | 3 | 3.841e-05
1991-09-19 08:00 | 9 | 8 | 2 | 2.182e-05
1991-09-19 09:00 | 9 | 9 | 2 | 1.9648e-05
1991-09-19 10:00 | 9 | 10 | 2 | 3.5201e-05
1991-09-19 11:00 | 9 | 11 | 2 | 5.6473e-05
1991-09-19 12:00 | 9 | 12 | 1 | 8.9023e-05
1991-09-19 13:00 | 9 | 13 | 1 | 0.00015997
1991-09-19 14:00 | 9 | 14 | 1 | 0.00035442
1991-09-19 15:00 | 9 | 15 | 1 | 0.00052503
1991-09-19 16:00 | 9 | 16 | 1 | 0.00076397
1991-09-19 17:00 | 9 | 17 | 1 | 0.0006831
1991-09-19 18:00 | 9 | 18 | 2 | 0.00052475
1991-09-19 19:00 | 9 | 19 | 2 | 0.00039089
1991-09-19 20:00 | 9 | 20 | 2 | 0.0003454
1991-09-19 21:00 | 9 | 21 | 3 | 0.00017722
1991-09-19 22:00 | 9 | 22 | 3 | 0.00012761
1991-09-19 23:00 | 9 | 23 | 3 | 3.0875e-05
1991-09-20 | 9 | 0 | 3 | 1.3119e-05
1991-09-20 01:00 | 9 | 1 | 3 | 1.3162e-05
1991-09-20 02:00 | 9 | 2 | 3 | 1.382e-05
1991-09-20 03:00 | 9 | 3 | 3 | 1.3403e-05
1991-09-20 04:00 | 9 | 4 | 3 | 1.2977e-05
1991-09-20 05:00 | 9 | 5 | 3 | 1.3403e-05
1991-09-20 06:00 | 9 | 6 | 3 | 1.3674e-05
1991-09-20 07:00 | 9 | 7 | 3 | 1.3807e-05
1991-09-20 08:00 | 9 | 8 | 2 | 1.4053e-05
1991-09-20 09:00 | 9 | 9 | 2 | 1.7624e-05
1991-09-20 10:00 | 9 | 10 | 2 | 1.978e-05
1991-09-20 11:00 | 9 | 11 | 2 | 2.7423e-05
1991-09-20 12:00 | 9 | 12 | 1 | 3.5748e-05
1991-09-20 13:00 | 9 | 13 | 1 | 3.3695e-05
1991-09-20 14:00 | 9 | 14 | 1 | 0.00011656
1991-09-20 15:00 | 9 | 15 | 1 | 0.00013013
1991-09-20 16:00 | 9 | 16 | 1 | 9.3374e-05
1991-09-20 17:00 | 9 | 17 | 1 | 0.00011341
1991-09-20 18:00 | 9 | 18 | 2 | 0.00013213
1991-09-20 19:00 | 9 | 19 | 2 | 0.00010662
1991-09-20 20:00 | 9 | 20 | 2 | 0.00013186
1991-09-20 21:00 | 9 | 21 | 3 | 7.0177e-05
1991-09-20 22:00 | 9 | 22 | 3 | 1.5077e-05
1991-09-20 23:00 | 9 | 23 | 3 | 4.6639e-05
1991-09-21 | 9 | 0 | 3 | 1.3782e-05
1991-09-21 01:00 | 9 | 1 | 3 | 1.4034e-05
1991-09-21 02:00 | 9 | 2 | 3 | 1.3712e-05
1991-09-21 03:00 | 9 | 3 | 3 | 1.3787e-05
1991-09-21 04:00 | 9 | 4 | 3 | 1.31e-05
1991-09-21 05:00 | 9 | 5 | 3 | 1.337e-05
1991-09-21 06:00 | 9 | 6 | 3 | 1.3181e-05
1991-09-21 07:00 | 9 | 7 | 3 | 3.1311e-05
1991-09-21 08:00 | 9 | 8 | 3 | 5.766e-05
1991-09-21 09:00 | 9 | 9 | 3 | 5.0586e-05
1991-09-21 10:00 | 9 | 10 | 3 | 9.5951e-05
1991-09-21 11:00 | 9 | 11 | 3 | 0.00010302
1991-09-21 12:00 | 9 | 12 | 3 | 0.000116
1991-09-21 13:00 | 9 | 13 | 3 | 0.00026294
1991-09-21 14:00 | 9 | 14 | 3 | 0.00041011
1991-09-21 15:00 | 9 | 15 | 3 | 0.00043303
1991-09-21 16:00 | 9 | 16 | 3 | 0.00058232
1991-09-21 17:00 | 9 | 17 | 3 | 0.00054712
1991-09-21 18:00 | 9 | 18 | 3 | 0.00037673
1991-09-21 19:00 | 9 | 19 | 3 | 0.00035187
1991-09-21 20:00 | 9 | 20 | 3 | 0.00044297
1991-09-21 21:00 | 9 | 21 | 3 | 0.00014741
1991-09-21 22:00 | 9 | 22 | 3 | 0.00013596
1991-09-21 23:00 | 9 | 23 | 3 | 0.00011668
1991-09-22 | 9 | 0 | 3 | 0.00015293
1991-09-22 01:00 | 9 | 1 | 3 | 6.0202e-05
1991-09-22 02:00 | 9 | 2 | 3 | 3.0094e-05
1991-09-22 03:00 | 9 | 3 | 3 | 4.1378e-05
1991-09-22 04:00 | 9 | 4 | 3 | 2.0213e-05
1991-09-22 05:00 | 9 | 5 | 3 | 1.3972e-05
1991-09-22 06:00 | 9 | 6 | 3 | 1.4224e-05
1991-09-22 07:00 | 9 | 7 | 3 | 5.0254e-05
1991-09-22 08:00 | 9 | 8 | 3 | 1.6376e-05
1991-09-22 09:00 | 9 | 9 | 3 | 5.6465e-05
1991-09-22 10:00 | 9 | 10 | 3 | 0.00015228
1991-09-22 11:00 | 9 | 11 | 3 | 0.00012101
1991-09-22 12:00 | 9 | 12 | 3 | 0.00015158
1991-09-22 13:00 | 9 | 13 | 3 | 0.0003803
1991-09-22 14:00 | 9 | 14 | 3 | 0.00050601
1991-09-22 15:00 | 9 | 15 | 3 | 0.0005046
1991-09-22 16:00 | 9 | 16 | 3 | 0.00061568
1991-09-22 17:00 | 9 | 17 | 3 | 0.00077924
1991-09-22 18:00 | 9 | 18 | 3 | 0.0005817
1991-09-22 19:00 | 9 | 19 | 3 | 0.00033144
1991-09-22 20:00 | 9 | 20 | 3 | 0.00019611
1991-09-22 21:00 | 9 | 21 | 3 | 0.00010474
1991-09-22 22:00 | 9 | 22 | 3 | 0.00010458
1991-09-22 23:00 | 9 | 23 | 3 | 6.2025e-05
1991-09-23 | 9 | 0 | 3 | 3.603e-05
1991-09-23 01:00 | 9 | 1 | 3 | 3.0576e-05
1991-09-23 02:00 | 9 | 2 | 3 | 1.6563e-05
1991-09-23 03:00 | 9 | 3 | 3 | 1.4091e-05
1991-09-23 04:00 | 9 | 4 | 3 | 1.4356e-05
1991-09-23 05:00 | 9 | 5 | 3 | 1.3996e-05
1991-09-23 06:00 | 9 | 6 | 3 | 1.3863e-05
1991-09-23 07:00 | 9 | 7 | 3 | 1.9113e-05
1991-09-23 08:00 | 9 | 8 | 2 | 5.3992e-05
1991-09-23 09:00 | 9 | 9 | 2 | 4.5829e-05
1991-09-23 10:00 | 9 | 10 | 2 | 5.775e-05
1991-09-23 11:00 | 9 | 11 | 2 | 0.00011484
1991-09-23 12:00 | 9 | 12 | 1 | 0.00020276
1991-09-23 13:00 | 9 | 13 | 1 | 0.00061109
1991-09-23 14:00 | 9 | 14 | 1 | 0.00087032
1991-09-23 15:00 | 9 | 15 | 1 | 0.00068186
1991-09-23 16:00 | 9 | 16 | 1 | 0.00066126
1991-09-23 17:00 | 9 | 17 | 1 | 0.00084614
1991-09-23 18:00 | 9 | 18 | 2 | 0.0010459
1991-09-23 19:00 | 9 | 19 | 2 | 0.00062832
1991-09-23 20:00 | 9 | 20 | 2 | 0.0004466
1991-09-23 21:00 | 9 | 21 | 3 | 0.00026731
1991-09-23 22:00 | 9 | 22 | 3 | 0.00022473
1991-09-23 23:00 | 9 | 23 | 3 | 0.00010586
1991-09-24 | 9 | 0 | 3 | 5.3821e-05
1991-09-24 01:00 | 9 | 1 | 3 | 4.5451e-05
1991-09-24 02:00 | 9 | 2 | 3 | 2.0233e-05
1991-09-24 03:00 | 9 | 3 | 3 | 1.9949e-05
1991-09-24 04:00 | 9 | 4 | 3 | 1.4313e-05
1991-09-24 05:00 | 9 | 5 | 3 | 1.9241e-05
1991-09-24 06:00 | 9 | 6 | 3 | 1.4148e-05
1991-09-24 07:00 | 9 | 7 | 3 | 2.3837e-05
1991-09-24 08:00 | 9 | 8 | 2 | 3.035e-05
1991-09-24 09:00 | 9 | 9 | 2 | 3.6783e-05
1991-09-24 10:00 | 9 | 10 | 2 | 4.7926e-05
1991-09-24 11:00 | 9 | 11 | 2 | 5.9751e-05
1991-09-24 12:00 | 9 | 12 | 1 | 0.00012557
1991-09-24 13:00 | 9 | 13 | 1 | 9.3035e-05
1991-09-24 14:00 | 9 | 14 | 1 | 0.00016667
1991-09-24 15:00 | 9 | 15 | 1 | 0.00014675
1991-09-24 16:00 | 9 | 16 | 1 | 0.00015942
1991-09-24 17:00 | 9 | 17 | 1 | 0.00023768
1991-09-24 18:00 | 9 | 18 | 2 | 0.00024024
1991-09-24 19:00 | 9 | 19 | 2 | 0.00040605
1991-09-24 20:00 | 9 | 20 | 2 | 0.00017574
1991-09-24 21:00 | 9 | 21 | 3 | 7.7833e-05
1991-09-24 22:00 | 9 | 22 | 3 | 7.8491e-05
1991-09-24 23:00 | 9 | 23 | 3 | 3.2737e-05
1991-09-25 | 9 | 0 | 3 | 1.8342e-05
1991-09-25 01:00 | 9 | 1 | 3 | 2.2807e-05
1991-09-25 02:00 | 9 | 2 | 3 | 1.383e-05
1991-09-25 03:00 | 9 | 3 | 3 | 1.3996e-05
1991-09-25 04:00 | 9 | 4 | 3 | 1.4034e-05
1991-09-25 05:00 | 9 | 5 | 3 | 1.3993e-05
1991-09-25 06:00 | 9 | 6 | 3 | 1.4185e-05
1991-09-25 07:00 | 9 | 7 | 3 | 1.9829e-05
1991-09-25 08:00 | 9 | 8 | 2 | 2.0506e-05
1991-09-25 09:00 | 9 | 9 | 2 | 2.1318e-05
1991-09-25 10:00 | 9 | 10 | 2 | 2.2799e-05
1991-09-25 11:00 | 9 | 11 | 2 | 3.311e-05
1991-09-25 12:00 | 9 | 12 | 1 | 3.7562e-05
1991-09-25 13:00 | 9 | 13 | 1 | 4.7419e-05
1991-09-25 14:00 | 9 | 14 | 1 | 5.0664e-05
1991-09-25 15:00 | 9 | 15 | 1 | 5.2939e-05
1991-09-25 16:00 | 9 | 16 | 1 | 8.5517e-05
1991-09-25 17:00 | 9 | 17 | 1 | 0.00010634
1991-09-25 18:00 | 9 | 18 | 2 | 8.9715e-05
1991-09-25 19:00 | 9 | 19 | 2 | 7.3038e-05
1991-09-25 20:00 | 9 | 20 | 2 | 7.2669e-05
1991-09-25 21:00 | 9 | 21 | 3 | 4.1659e-05
1991-09-25 22:00 | 9 | 22 | 3 | 2.3649e-05
1991-09-25 23:00 | 9 | 23 | 3 | 1.3877e-05
1991-09-26 | 9 | 0 | 3 | 1.4053e-05
1991-09-26 01:00 | 9 | 1 | 3 | 1.428e-05
1991-09-26 02:00 | 9 | 2 | 3 | 1.3939e-05
1991-09-26 03:00 | 9 | 3 | 3 | 1.3915e-05
1991-09-26 04:00 | 9 | 4 | 3 | 3.3662e-05
1991-09-26 05:00 | 9 | 5 | 3 | 1.4008e-05
1991-09-26 06:00 | 9 | 6 | 3 | 1.3996e-05
1991-09-26 07:00 | 9 | 7 | 3 | 1.4632e-05
1991-09-26 08:00 | 9 | 8 | 2 | 2.295e-05
1991-09-26 09:00 | 9 | 9 | 2 | 2.1312e-05
1991-09-26 10:00 | 9 | 10 | 2 | 2.0187e-05
1991-09-26 11:00 | 9 | 11 | 2 | 2.0197e-05
1991-09-26 12:00 | 9 | 12 | 1 | 2.6066e-05
1991-09-26 13:00 | 9 | 13 | 1 | 2.4441e-05
1991-09-26 14:00 | 9 | 14 | 1 | 3.8829e-05
1991-09-26 15:00 | 9 | 15 | 1 | 5.62e-05
1991-09-26 16:00 | 9 | 16 | 1 | 8.254e-05
1991-09-26 17:00 | 9 | 17 | 1 | 0.00010202
1991-09-26 18:00 | 9 | 18 | 2 | 0.00010974
1991-09-26 19:00 | 9 | 19 | 2 | 8.8357e-05
1991-09-26 20:00 | 9 | 20 | 2 | 6.9332e-05
1991-09-26 21:00 | 9 | 21 | 3 | 5.4159e-05
1991-09-26 22:00 | 9 | 22 | 3 | 4.4448e-05
1991-09-26 23:00 | 9 | 23 | 3 | 6.1479e-05
1991-09-27 | 9 | 0 | 3 | 3.857e-05
1991-09-27 01:00 | 9 | 1 | 3 | 3.2429e-05
1991-09-27 02:00 | 9 | 2 | 3 | 3.2083e-05
1991-09-27 03:00 | 9 | 3 | 3 | 3.1898e-05
1991-09-27 04:00 | 9 | 4 | 3 | 3.1741e-05
1991-09-27 05:00 | 9 | 5 | 3 | 3.1895e-05
1991-09-27 06:00 | 9 | 6 | 3 | 3.1903e-05
1991-09-27 07:00 | 9 | 7 | 3 | 3.5013e-05
1991-09-27 08:00 | 9 | 8 | 2 | 2.212e-05
1991-09-27 09:00 | 9 | 9 | 2 | 1.8526e-05
1991-09-27 10:00 | 9 | 10 | 2 | 1.4389e-05
1991-09-27 11:00 | 9 | 11 | 2 | 1.4636e-05
1991-09-27 12:00 | 9 | 12 | 1 | 2.2013e-05
1991-09-27 13:00 | 9 | 13 | 1 | 4.576e-05
1991-09-27 14:00 | 9 | 14 | 1 | 7.2262e-05
1991-09-27 15:00 | 9 | 15 | 1 | 8.1034e-05
1991-09-27 16:00 | 9 | 16 | 1 | 9.1108e-05
1991-09-27 17:00 | 9 | 17 | 1 | 8.416e-05
1991-09-27 18:00 | 9 | 18 | 2 | 9.0189e-05
1991-09-27 19:00 | 9 | 19 | 2 | 7.1573e-05
1991-09-27 20:00 | 9 | 20 | 2 | 6e-05
1991-09-27 21:00 | 9 | 21 | 3 | 4.7528e-05
1991-09-27 22:00 | 9 | 22 | 3 | 3.3571e-05
1991-09-27 23:00 | 9 | 23 | 3 | 2.6658e-05
1991-09-28 | 9 | 0 | 3 | 1.9752e-05
1991-09-28 01:00 | 9 | 1 | 3 | 1.46e-05
1991-09-28 02:00 | 9 | 2 | 3 | 1.425e-05
1991-09-28 03:00 | 9 | 3 | 3 | 1.3918e-05
1991-09-28 04:00 | 9 | 4 | 3 | 1.4065e-05
1991-09-28 05:00 | 9 | 5 | 3 | 1.4443e-05
1991-09-28 06:00 | 9 | 6 | 3 | 1.4408e-05
1991-09-28 07:00 | 9 | 7 | 3 | 1.4526e-05
1991-09-28 08:00 | 9 | 8 | 3 | 1.445e-05
1991-09-28 09:00 | 9 | 9 | 3 | 1.4526e-05
1991-09-28 10:00 | 9 | 10 | 3 | 1.3974e-05
1991-09-28 11:00 | 9 | 11 | 3 | 1.3714e-05
1991-09-28 12:00 | 9 | 12 | 3 | 4.0885e-05
1991-09-28 13:00 | 9 | 13 | 3 | 4.2966e-05
1991-09-28 14:00 | 9 | 14 | 3 | 8.1037e-05
1991-09-28 15:00 | 9 | 15 | 3 | 9.4226e-05
1991-09-28 16:00 | 9 | 16 | 3 | 0.00011508
1991-09-28 17:00 | 9 | 17 | 3 | 0.00014129
1991-09-28 18:00 | 9 | 18 | 3 | 9.9905e-05
1991-09-28 19:00 | 9 | 19 | 3 | 9.7412e-05
1991-09-28 20:00 | 9 | 20 | 3 | 8.2582e-05
1991-09-28 21:00 | 9 | 21 | 3 | 2.6307e-05
1991-09-28 22:00 | 9 | 22 | 3 | 3.8412e-05
1991-09-28 23:00 | 9 | 23 | 3 | 1.4057e-05
1991-09-29 | 9 | 0 | 3 | 1.4204e-05
1991-09-29 01:00 | 9 | 1 | 3 | 1.4103e-05
1991-09-29 02:00 | 9 | 2 | 3 | 1.4124e-05
1991-09-29 03:00 | 9 | 3 | 3 | 1.3642e-05
1991-09-29 04:00 | 9 | 4 | 3 | 1.4267e-05
1991-09-29 05:00 | 9 | 5 | 3 | 1.4295e-05
1991-09-29 06:00 | 9 | 6 | 3 | 1.3985e-05
1991-09-29 07:00 | 9 | 7 | 3 | 1.4103e-05
1991-09-29 08:00 | 9 | 8 | 3 | 1.3872e-05
1991-09-29 09:00 | 9 | 9 | 3 | 1.44e-05
1991-09-29 10:00 | 9 | 10 | 3 | 1.4435e-05
1991-09-29 11:00 | 9 | 11 | 3 | 2.0863e-05
1991-09-29 12:00 | 9 | 12 | 3 | 3.105e-05
1991-09-29 13:00 | 9 | 13 | 3 | 5.4643e-05
1991-09-29 14:00 | 9 | 14 | 3 | 0.0001484
1991-09-29 15:00 | 9 | 15 | 3 | 0.00018407
1991-09-29 16:00 | 9 | 16 | 3 | 0.00018446
1991-09-29 17:00 | 9 | 17 | 3 | 0.00020441
1991-09-29 18:00 | 9 | 18 | 3 | 0.0002275
1991-09-29 19:00 | 9 | 19 | 3 | 9.5043e-05
1991-09-29 20:00 | 9 | 20 | 3 | 8.5044e-05
1991-09-29 21:00 | 9 | 21 | 3 | 8.7401e-05
1991-09-29 22:00 | 9 | 22 | 3 | 0.00012732
1991-09-29 23:00 | 9 | 23 | 3 | 3.9798e-05
1991-09-30 | 9 | 0 | 3 | 3.4586e-05
1991-09-30 01:00 | 9 | 1 | 3 | 1.4065e-05
1991-09-30 02:00 | 9 | 2 | 3 | 1.4178e-05
1991-09-30 03:00 | 9 | 3 | 3 | 1.4295e-05
1991-09-30 04:00 | 9 | 4 | 3 | 1.4296e-05
1991-09-30 05:00 | 9 | 5 | 3 | 1.4408e-05
1991-09-30 06:00 | 9 | 6 | 3 | 1.3966e-05
1991-09-30 07:00 | 9 | 7 | 3 | 1.4362e-05
1991-09-30 08:00 | 9 | 8 | 2 | 1.9634e-05
1991-09-30 09:00 | 9 | 9 | 2 | 2.0346e-05
1991-09-30 10:00 | 9 | 10 | 2 | 2.0448e-05
1991-09-30 11:00 | 9 | 11 | 2 | 2.1648e-05
1991-09-30 12:00 | 9 | 12 | 1 | 3.145e-05
1991-09-30 13:00 | 9 | 13 | 1 | 4.4487e-05
1991-09-30 14:00 | 9 | 14 | 1 | 4.593e-05
1991-09-30 15:00 | 9 | 15 | 1 | 8.8827e-05
1991-09-30 16:00 | 9 | 16 | 1 | 5.1054e-05
1991-09-30 17:00 | 9 | 17 | 1 | 4.5934e-05
1991-09-30 18:00 | 9 | 18 | 2 | 2.5827e-05
1991-09-30 19:00 | 9 | 19 | 2 | 2.7247e-05
1991-09-30 20:00 | 9 | 20 | 2 | 2.0753e-05
1991-09-30 21:00 | 9 | 21 | 3 | 2.0338e-05
1991-09-30 22:00 | 9 | 22 | 3 | 1.4443e-05
1991-09-30 23:00 | 9 | 23 | 3 | 1.4408e-05
1991-10-01 | 10 | 0 | 3 | 1.3944e-05
1991-10-01 01:00 | 10 | 1 | 3 | 1.3366e-05
1991-10-01 02:00 | 10 | 2 | 3 | 1.4111e-05
1991-10-01 03:00 | 10 | 3 | 3 | 1.4488e-05
1991-10-01 04:00 | 10 | 4 | 3 | 1.3827e-05
1991-10-01 05:00 | 10 | 5 | 3 | 1.4408e-05
1991-10-01 06:00 | 10 | 6 | 3 | 1.3898e-05
1991-10-01 07:00 | 10 | 7 | 3 | 1.4249e-05
1991-10-01 08:00 | 10 | 8 | 2 | 1.4086e-05
1991-10-01 09:00 | 10 | 9 | 2 | 0.00010601
1991-10-01 10:00 | 10 | 10 | 2 | 5.6508e-05
1991-10-01 11:00 | 10 | 11 | 2 | 3.9942e-05
1991-10-01 12:00 | 10 | 12 | 1 | 4.0357e-05
1991-10-01 13:00 | 10 | 13 | 1 | 1.9082e-05
1991-10-01 14:00 | 10 | 14 | 1 | 3.6903e-05
1991-10-01 15:00 | 10 | 15 | 1 | 1.6323e-05
1991-10-01 16:00 | 10 | 16 | 1 | 1.7588e-05
1991-10-01 17:00 | 10 | 17 | 1 | 2.1396e-05
1991-10-01 18:00 | 10 | 18 | 2 | 4.6724e-05
1991-10-01 19:00 | 10 | 19 | 2 | 6.1861e-05
1991-10-01 20:00 | 10 | 20 | 2 | 7.8114e-05
1991-10-01 21:00 | 10 | 21 | 3 | 7.8222e-05
1991-10-01 22:00 | 10 | 22 | 3 | 9.1411e-05
1991-10-01 23:00 | 10 | 23 | 3 | 2.4838e-05
1991-10-02 | 10 | 0 | 3 | 1.4104e-05
1991-10-02 01:00 | 10 | 1 | 3 | 1.4342e-05
1991-10-02 02:00 | 10 | 2 | 3 | 1.4388e-05
1991-10-02 03:00 | 10 | 3 | 3 | 1.4572e-05
1991-10-02 04:00 | 10 | 4 | 3 | 1.3964e-05
1991-10-02 05:00 | 10 | 5 | 3 | 3.2762e-05
1991-10-02 06:00 | 10 | 6 | 3 | 3.4184e-05
1991-10-02 07:00 | 10 | 7 | 3 | 6.6715e-05
1991-10-02 08:00 | 10 | 8 | 2 | 0.00013482
1991-10-02 09:00 | 10 | 9 | 2 | 3.8065e-05
1991-10-02 10:00 | 10 | 10 | 2 | 1.4644e-05
1991-10-02 11:00 | 10 | 11 | 2 | 1.6612e-05
1991-10-02 12:00 | 10 | 12 | 1 | 1.8151e-05
1991-10-02 13:00 | 10 | 13 | 1 | 1.757e-05
1991-10-02 14:00 | 10 | 14 | 1 | 1.465e-05
1991-10-02 15:00 | 10 | 15 | 1 | 5.6937e-05
1991-10-02 16:00 | 10 | 16 | 1 | 1.4384e-05
1991-10-02 17:00 | 10 | 17 | 1 | 1.7608e-05
1991-10-02 18:00 | 10 | 18 | 2 | 2.3169e-05
1991-10-02 19:00 | 10 | 19 | 2 | 2.2322e-05
1991-10-02 20:00 | 10 | 20 | 2 | 2.2156e-05
1991-10-02 21:00 | 10 | 21 | 3 | 4.2262e-05
1991-10-02 22:00 | 10 | 22 | 3 | 1.5389e-05
1991-10-02 23:00 | 10 | 23 | 3 | 1.4342e-05
1991-10-03 | 10 | 0 | 3 | 1.4526e-05
1991-10-03 01:00 | 10 | 1 | 3 | 1.4342e-05
1991-10-03 02:00 | 10 | 2 | 3 | 1.4845e-05
1991-10-03 03:00 | 10 | 3 | 3 | 1.4342e-05
1991-10-03 04:00 | 10 | 4 | 3 | 1.4765e-05
1991-10-03 05:00 | 10 | 5 | 3 | 1.727e-05
1991-10-03 06:00 | 10 | 6 | 3 | 2.7381e-05
1991-10-03 07:00 | 10 | 7 | 3 | 2.5469e-05
1991-10-03 08:00 | 10 | 8 | 2 | 0.00010331
1991-10-03 09:00 | 10 | 9 | 2 | 9.3912e-05
1991-10-03 10:00 | 10 | 10 | 2 | 8.4959e-05
1991-10-03 11:00 | 10 | 11 | 2 | 6.0306e-05
1991-10-03 12:00 | 10 | 12 | 1 | 5.2539e-05
1991-10-03 13:00 | 10 | 13 | 1 | 2.0628e-05
1991-10-03 14:00 | 10 | 14 | 1 | 3.2306e-05
1991-10-03 15:00 | 10 | 15 | 1 | 2.9982e-05
1991-10-03 16:00 | 10 | 16 | 1 | 4.6086e-05
1991-10-03 17:00 | 10 | 17 | 1 | 7.3986e-05
1991-10-03 18:00 | 10 | 18 | 2 | 4.5894e-05
1991-10-03 19:00 | 10 | 19 | 2 | 4.0173e-05
1991-10-03 20:00 | 10 | 20 | 2 | 3.2366e-05
1991-10-03 21:00 | 10 | 21 | 3 | 3.3112e-05
1991-10-03 22:00 | 10 | 22 | 3 | 1.4415e-05
1991-10-03 23:00 | 10 | 23 | 3 | 1.3872e-05
1991-10-04 | 10 | 0 | 3 | 1.4488e-05
1991-10-04 01:00 | 10 | 1 | 3 | 1.4303e-05
1991-10-04 02:00 | 10 | 2 | 3 | 1.4572e-05
1991-10-04 03:00 | 10 | 3 | 3 | 1.4727e-05
1991-10-04 04:00 | 10 | 4 | 3 | 1.4387e-05
1991-10-04 05:00 | 10 | 5 | 3 | 1.3998e-05
1991-10-04 06:00 | 10 | 6 | 3 | 1.7905e-05
1991-10-04 07:00 | 10 | 7 | 3 | 0.00013796
1991-10-04 08:00 | 10 | 8 | 2 | 0.00014336
1991-10-04 09:00 | 10 | 9 | 2 | 8.5342e-05
1991-10-04 10:00 | 10 | 10 | 2 | 7.0608e-05
1991-10-04 11:00 | 10 | 11 | 2 | 1.4375e-05
1991-10-04 12:00 | 10 | 12 | 1 | 1.4769e-05
1991-10-04 13:00 | 10 | 13 | 1 | 1.413e-05
1991-10-04 14:00 | 10 | 14 | 1 | 3.0281e-05
1991-10-04 15:00 | 10 | 15 | 1 | 4.5613e-05
1991-10-04 16:00 | 10 | 16 | 1 | 7.5481e-05
1991-10-04 17:00 | 10 | 17 | 1 | 8.7764e-05
1991-10-04 18:00 | 10 | 18 | 2 | 7.7115e-05
1991-10-04 19:00 | 10 | 19 | 2 | 4.5093e-05
1991-10-04 20:00 | 10 | 20 | 2 | 2.4214e-05
1991-10-04 21:00 | 10 | 21 | 3 | 2.023e-05
1991-10-04 22:00 | 10 | 22 | 3 | 1.4526e-05
1991-10-04 23:00 | 10 | 23 | 3 | 4.3218e-05
1991-10-05 | 10 | 0 | 3 | 1.6203e-05
1991-10-05 01:00 | 10 | 1 | 3 | 1.4572e-05
1991-10-05 02:00 | 10 | 2 | 3 | 1.4534e-05
1991-10-05 03:00 | 10 | 3 | 3 | 1.4342e-05
1991-10-05 04:00 | 10 | 4 | 3 | 1.445e-05
1991-10-05 05:00 | 10 | 5 | 3 | 1.4499e-05
1991-10-05 06:00 | 10 | 6 | 3 | 1.6785e-05
1991-10-05 07:00 | 10 | 7 | 3 | 2.288e-05
1991-10-05 08:00 | 10 | 8 | 3 | 2.0841e-05
1991-10-05 09:00 | 10 | 9 | 3 | 1.7337e-05
1991-10-05 10:00 | 10 | 10 | 3 | 1.8201e-05
1991-10-05 11:00 | 10 | 11 | 3 | 1.6304e-05
1991-10-05 12:00 | 10 | 12 | 3 | 2.0174e-05
1991-10-05 13:00 | 10 | 13 | 3 | 2.0864e-05
1991-10-05 14:00 | 10 | 14 | 3 | 6.3593e-05
1991-10-05 15:00 | 10 | 15 | 3 | 2.0985e-05
1991-10-05 16:00 | 10 | 16 | 3 | 5.3855e-05
1991-10-05 17:00 | 10 | 17 | 3 | 5.4533e-05
1991-10-05 18:00 | 10 | 18 | 3 | 2.5644e-05
1991-10-05 19:00 | 10 | 19 | 3 | 2.3654e-05
1991-10-05 20:00 | 10 | 20 | 3 | 3.1612e-05
1991-10-05 21:00 | 10 | 21 | 3 | 2.0818e-05
1991-10-05 22:00 | 10 | 22 | 3 | 1.7055e-05
1991-10-05 23:00 | 10 | 23 | 3 | 1.4249e-05
1991-10-06 | 10 | 0 | 3 | 1.376e-05
1991-10-06 01:00 | 10 | 1 | 3 | 1.4526e-05
1991-10-06 02:00 | 10 | 2 | 3 | 1.4077e-05
1991-10-06 03:00 | 10 | 3 | 3 | 1.4526e-05
1991-10-06 04:00 | 10 | 4 | 3 | 1.4073e-05
1991-10-06 05:00 | 10 | 5 | 3 | 1.4408e-05
1991-10-06 06:00 | 10 | 6 | 3 | 1.6805e-05
1991-10-06 07:00 | 10 | 7 | 3 | 2.3246e-05
1991-10-06 08:00 | 10 | 8 | 3 | 3.5262e-05
1991-10-06 09:00 | 10 | 9 | 3 | 3.7701e-05
1991-10-06 10:00 | 10 | 10 | 3 | 2.8467e-05
1991-10-06 11:00 | 10 | 11 | 3 | 2.9736e-05
1991-10-06 12:00 | 10 | 12 | 3 | 4.831e-05
1991-10-06 13:00 | 10 | 13 | 3 | 4.8271e-05
1991-10-06 14:00 | 10 | 14 | 3 | 8.2998e-05
1991-10-06 15:00 | 10 | 15 | 3 | 8.8264e-05
1991-10-06 16:00 | 10 | 16 | 3 | 3.374e-05
1991-10-06 17:00 | 10 | 17 | 3 | 4.2283e-05
1991-10-06 18:00 | 10 | 18 | 3 | 5.9084e-05
1991-10-06 19:00 | 10 | 19 | 3 | 3.3395e-05
1991-10-06 20:00 | 10 | 20 | 3 | 2.0494e-05
1991-10-06 21:00 | 10 | 21 | 3 | 2.6213e-05
1991-10-06 22:00 | 10 | 22 | 3 | 1.9415e-05
1991-10-06 23:00 | 10 | 23 | 3 | 1.3901e-05
1991-10-07 | 10 | 0 | 3 | 1.4137e-05
1991-10-07 01:00 | 10 | 1 | 3 | 1.3912e-05
1991-10-07 02:00 | 10 | 2 | 3 | 1.4672e-05
1991-10-07 03:00 | 10 | 3 | 3 | 1.3834e-05
1991-10-07 04:00 | 10 | 4 | 3 | 1.4294e-05
1991-10-07 05:00 | 10 | 5 | 3 | 1.4362e-05
1991-10-07 06:00 | 10 | 6 | 3 | 1.5024e-05
1991-10-07 07:00 | 10 | 7 | 3 | 1.6308e-05
1991-10-07 08:00 | 10 | 8 | 2 | 1.8362e-05
1991-10-07 09:00 | 10 | 9 | 2 | 1.5551e-05
1991-10-07 10:00 | 10 | 10 | 2 | 1.4011e-05
1991-10-07 11:00 | 10 | 11 | 2 | 1.386e-05
1991-10-07 12:00 | 10 | 12 | 1 | 2.2699e-05
1991-10-07 13:00 | 10 | 13 | 1 | 3.185e-05
1991-10-07 14:00 | 10 | 14 | 1 | 3.5422e-05
1991-10-07 15:00 | 10 | 15 | 1 | 6.0147e-05
1991-10-07 16:00 | 10 | 16 | 1 | 6.5996e-05
1991-10-07 17:00 | 10 | 17 | 1 | 4.8545e-05
1991-10-07 18:00 | 10 | 18 | 2 | 2.0254e-05
1991-10-07 19:00 | 10 | 19 | 2 | 1.9819e-05
1991-10-07 20:00 | 10 | 20 | 2 | 2.0438e-05
1991-10-07 21:00 | 10 | 21 | 3 | 1.9673e-05
1991-10-07 22:00 | 10 | 22 | 3 | 1.6102e-05
1991-10-07 23:00 | 10 | 23 | 3 | 1.3209e-05
1991-10-08 | 10 | 0 | 3 | 1.2718e-05
1991-10-08 01:00 | 10 | 1 | 3 | 1.3327e-05
1991-10-08 02:00 | 10 | 2 | 3 | 1.4249e-05
1991-10-08 03:00 | 10 | 3 | 3 | 1.3439e-05
1991-10-08 04:00 | 10 | 4 | 3 | 1.5792e-05
1991-10-08 05:00 | 10 | 5 | 3 | 1.6105e-05
1991-10-08 06:00 | 10 | 6 | 3 | 4.308e-05
1991-10-08 07:00 | 10 | 7 | 3 | 0.00010411
1991-10-08 08:00 | 10 | 8 | 2 | 0.00010185
1991-10-08 09:00 | 10 | 9 | 2 | 6.697e-05
1991-10-08 10:00 | 10 | 10 | 2 | 1.5743e-05
1991-10-08 11:00 | 10 | 11 | 2 | 1.4158e-05
1991-10-08 12:00 | 10 | 12 | 1 | 1.5001e-05
1991-10-08 13:00 | 10 | 13 | 1 | 1.3861e-05
1991-10-08 14:00 | 10 | 14 | 1 | 1.3354e-05
1991-10-08 15:00 | 10 | 15 | 1 | 1.3868e-05
1991-10-08 16:00 | 10 | 16 | 1 | 1.4477e-05
1991-10-08 17:00 | 10 | 17 | 1 | 1.4443e-05
1991-10-08 18:00 | 10 | 18 | 2 | 1.4477e-05
1991-10-08 19:00 | 10 | 19 | 2 | 1.3894e-05
1991-10-08 20:00 | 10 | 20 | 2 | 1.4509e-05
1991-10-08 21:00 | 10 | 21 | 3 | 1.4137e-05
1991-10-08 22:00 | 10 | 22 | 3 | 1.4443e-05
1991-10-08 23:00 | 10 | 23 | 3 | 1.4442e-05
1991-10-09 | 10 | 0 | 3 | 1.3899e-05
1991-10-09 01:00 | 10 | 1 | 3 | 1.4442e-05
1991-10-09 02:00 | 10 | 2 | 3 | 1.4295e-05
1991-10-09 03:00 | 10 | 3 | 3 | 1.5479e-05
1991-10-09 04:00 | 10 | 4 | 3 | 1.556e-05
1991-10-09 05:00 | 10 | 5 | 3 | 1.5358e-05
1991-10-09 06:00 | 10 | 6 | 3 | 1.4935e-05
1991-10-09 07:00 | 10 | 7 | 3 | 1.7137e-05
1991-10-09 08:00 | 10 | 8 | 2 | 1.7091e-05
1991-10-09 09:00 | 10 | 9 | 2 | 1.7099e-05
1991-10-09 10:00 | 10 | 10 | 2 | 1.7137e-05
1991-10-09 11:00 | 10 | 11 | 2 | 1.5897e-05
1991-10-09 12:00 | 10 | 12 | 1 | 1.6573e-05
1991-10-09 13:00 | 10 | 13 | 1 | 1.4397e-05
1991-10-09 14:00 | 10 | 14 | 1 | 6.6266e-05
1991-10-09 15:00 | 10 | 15 | 1 | 6.4566e-05
1991-10-09 16:00 | 10 | 16 | 1 | 3.4698e-05
1991-10-09 17:00 | 10 | 17 | 1 | 1.7865e-05
1991-10-09 18:00 | 10 | 18 | 2 | 4.0033e-05
1991-10-09 19:00 | 10 | 19 | 2 | 3.2519e-05
1991-10-09 20:00 | 10 | 20 | 2 | 1.4183e-05
1991-10-09 21:00 | 10 | 21 | 3 | 1.468e-05
1991-10-09 22:00 | 10 | 22 | 3 | 1.4057e-05
1991-10-09 23:00 | 10 | 23 | 3 | 1.4363e-05
1991-10-10 | 10 | 0 | 3 | 1.4137e-05
1991-10-10 01:00 | 10 | 1 | 3 | 1.4019e-05
1991-10-10 02:00 | 10 | 2 | 3 | 1.4362e-05
1991-10-10 03:00 | 10 | 3 | 3 | 1.4065e-05
1991-10-10 04:00 | 10 | 4 | 3 | 1.4329e-05
1991-10-10 05:00 | 10 | 5 | 3 | 1.4019e-05
1991-10-10 06:00 | 10 | 6 | 3 | 3.7316e-05
1991-10-10 07:00 | 10 | 7 | 3 | 0.00017268
1991-10-10 08:00 | 10 | 8 | 2 | 9.9165e-05
1991-10-10 09:00 | 10 | 9 | 2 | 7.8517e-05
1991-10-10 10:00 | 10 | 10 | 2 | 3.8856e-05
1991-10-10 11:00 | 10 | 11 | 2 | 1.5263e-05
1991-10-10 12:00 | 10 | 12 | 1 | 1.4488e-05
1991-10-10 13:00 | 10 | 13 | 1 | 1.4682e-05
1991-10-10 14:00 | 10 | 14 | 1 | 1.4607e-05
1991-10-10 15:00 | 10 | 15 | 1 | 1.4451e-05
1991-10-10 16:00 | 10 | 16 | 1 | 1.4384e-05
1991-10-10 17:00 | 10 | 17 | 1 | 1.3528e-05
1991-10-10 18:00 | 10 | 18 | 2 | 1.4102e-05
1991-10-10 19:00 | 10 | 19 | 2 | 1.5946e-05
1991-10-10 20:00 | 10 | 20 | 2 | 1.5435e-05
1991-10-10 21:00 | 10 | 21 | 3 | 1.5456e-05
1991-10-10 22:00 | 10 | 22 | 3 | 2.5546e-05
1991-10-10 23:00 | 10 | 23 | 3 | 1.4137e-05
1991-10-11 | 10 | 0 | 3 | 1.4362e-05
1991-10-11 01:00 | 10 | 1 | 3 | 1.4183e-05
1991-10-11 02:00 | 10 | 2 | 3 | 1.4488e-05
1991-10-11 03:00 | 10 | 3 | 3 | 1.4443e-05
1991-10-11 04:00 | 10 | 4 | 3 | 1.4303e-05
1991-10-11 05:00 | 10 | 5 | 3 | 1.4526e-05
1991-10-11 06:00 | 10 | 6 | 3 | 1.8321e-05
1991-10-11 07:00 | 10 | 7 | 3 | 2.1172e-05
1991-10-11 08:00 | 10 | 8 | 2 | 2.0105e-05
1991-10-11 09:00 | 10 | 9 | 2 | 0.00011773
1991-10-11 10:00 | 10 | 10 | 2 | 6.4204e-05
1991-10-11 11:00 | 10 | 11 | 2 | 2.3142e-05
1991-10-11 12:00 | 10 | 12 | 1 | 1.4228e-05
1991-10-11 13:00 | 10 | 13 | 1 | 1.9442e-05
1991-10-11 14:00 | 10 | 14 | 1 | 1.5547e-05
1991-10-11 15:00 | 10 | 15 | 1 | 1.4451e-05
1991-10-11 16:00 | 10 | 16 | 1 | 1.4384e-05
1991-10-11 17:00 | 10 | 17 | 1 | 1.674e-05
1991-10-11 18:00 | 10 | 18 | 2 | 1.5627e-05
1991-10-11 19:00 | 10 | 19 | 2 | 1.4376e-05
1991-10-11 20:00 | 10 | 20 | 2 | 1.5824e-05
1991-10-11 21:00 | 10 | 21 | 3 | 2.0051e-05
1991-10-11 22:00 | 10 | 22 | 3 | 2.3121e-05
1991-10-11 23:00 | 10 | 23 | 3 | 1.3918e-05
1991-10-12 | 10 | 0 | 3 | 1.4333e-05
1991-10-12 01:00 | 10 | 1 | 3 | 1.4111e-05
1991-10-12 02:00 | 10 | 2 | 3 | 1.4534e-05
1991-10-12 03:00 | 10 | 3 | 3 | 1.4149e-05
1991-10-12 04:00 | 10 | 4 | 3 | 1.458e-05
1991-10-12 05:00 | 10 | 5 | 3 | 1.4387e-05
1991-10-12 06:00 | 10 | 6 | 3 | 2.1768e-05
1991-10-12 07:00 | 10 | 7 | 3 | 5.1349e-05
1991-10-12 08:00 | 10 | 8 | 3 | 3.9716e-05
1991-10-12 09:00 | 10 | 9 | 3 | 2.5207e-05
1991-10-12 10:00 | 10 | 10 | 3 | 2.0909e-05
1991-10-12 11:00 | 10 | 11 | 3 | 1.9639e-05
1991-10-12 12:00 | 10 | 12 | 3 | 1.6939e-05
1991-10-12 13:00 | 10 | 13 | 3 | 1.6911e-05
1991-10-12 14:00 | 10 | 14 | 3 | 1.8185e-05
1991-10-12 15:00 | 10 | 15 | 3 | 1.6207e-05
1991-10-12 16:00 | 10 | 16 | 3 | 3.4848e-05
1991-10-12 17:00 | 10 | 17 | 3 | 3.7844e-05
1991-10-12 18:00 | 10 | 18 | 3 | 2.495e-05
1991-10-12 19:00 | 10 | 19 | 3 | 1.9248e-05
1991-10-12 20:00 | 10 | 20 | 3 | 3.0328e-05
1991-10-12 21:00 | 10 | 21 | 3 | 3.0285e-05
1991-10-12 22:00 | 10 | 22 | 3 | 1.507e-05
1991-10-12 23:00 | 10 | 23 | 3 | 1.3403e-05
1991-10-13 | 10 | 0 | 3 | 1.4249e-05
1991-10-13 01:00 | 10 | 1 | 3 | 1.4215e-05
1991-10-13 02:00 | 10 | 2 | 3 | 1.4295e-05
1991-10-13 03:00 | 10 | 3 | 3 | 1.4103e-05
1991-10-13 04:00 | 10 | 4 | 3 | 1.4295e-05
1991-10-13 05:00 | 10 | 5 | 3 | 2.0144e-05
1991-10-13 06:00 | 10 | 6 | 3 | 1.5281e-05
1991-10-13 07:00 | 10 | 7 | 3 | 2.777e-05
1991-10-13 08:00 | 10 | 8 | 3 | 4.02e-05
1991-10-13 09:00 | 10 | 9 | 3 | 6.501e-05
1991-10-13 10:00 | 10 | 10 | 3 | 3.627e-05
1991-10-13 11:00 | 10 | 11 | 3 | 6.068e-05
1991-10-13 12:00 | 10 | 12 | 3 | 0.00014355
1991-10-13 13:00 | 10 | 13 | 3 | 3.4886e-05
1991-10-13 14:00 | 10 | 14 | 3 | 3.5275e-05
1991-10-13 15:00 | 10 | 15 | 3 | 3.6084e-05
1991-10-13 16:00 | 10 | 16 | 3 | 3.577e-05
1991-10-13 17:00 | 10 | 17 | 3 | 3.4886e-05
1991-10-13 18:00 | 10 | 18 | 3 | 8.7575e-05
1991-10-13 19:00 | 10 | 19 | 3 | 0.00011232
1991-10-13 20:00 | 10 | 20 | 3 | 9.1468e-05
1991-10-13 21:00 | 10 | 21 | 3 | 7.6853e-05
1991-10-13 22:00 | 10 | 22 | 3 | 2.6841e-05
1991-10-13 23:00 | 10 | 23 | 3 | 1.3944e-05
1991-10-14 | 10 | 0 | 3 | 1.3864e-05
1991-10-14 01:00 | 10 | 1 | 3 | 1.4057e-05
1991-10-14 02:00 | 10 | 2 | 3 | 1.3634e-05
1991-10-14 03:00 | 10 | 3 | 3 | 1.6686e-05
1991-10-14 04:00 | 10 | 4 | 3 | 1.6605e-05
1991-10-14 05:00 | 10 | 5 | 3 | 2.2182e-05
1991-10-14 06:00 | 10 | 6 | 3 | 0.00011171
1991-10-14 07:00 | 10 | 7 | 3 | 0.00014543
1991-10-14 08:00 | 10 | 8 | 2 | 0.0001388
1991-10-14 09:00 | 10 | 9 | 2 | 8.2706e-05
1991-10-14 10:00 | 10 | 10 | 2 | 2.3387e-05
1991-10-14 11:00 | 10 | 11 | 2 | 1.4722e-05
1991-10-14 12:00 | 10 | 12 | 1 | 4.8203e-05
1991-10-14 13:00 | 10 | 13 | 1 | 6.1474e-05
1991-10-14 14:00 | 10 | 14 | 1 | 4.3067e-05
1991-10-14 15:00 | 10 | 15 | 1 | 6.0836e-05
1991-10-14 16:00 | 10 | 16 | 1 | 5.8583e-05
1991-10-14 17:00 | 10 | 17 | 1 | 4.1666e-05
1991-10-14 18:00 | 10 | 18 | 2 | 3.7512e-05
1991-10-14 19:00 | 10 | 19 | 2 | 2.7677e-05
1991-10-14 20:00 | 10 | 20 | 2 | 3.6051e-05
1991-10-14 21:00 | 10 | 21 | 3 | 2.8079e-05
1991-10-14 22:00 | 10 | 22 | 3 | 2.0785e-05
1991-10-14 23:00 | 10 | 23 | 3 | 1.4148e-05
1991-10-15 | 10 | 0 | 3 | 1.3952e-05
1991-10-15 01:00 | 10 | 1 | 3 | 1.391e-05
1991-10-15 02:00 | 10 | 2 | 3 | 1.3604e-05
1991-10-15 03:00 | 10 | 3 | 3 | 1.2882e-05
1991-10-15 04:00 | 10 | 4 | 3 | 1.295e-05
1991-10-15 05:00 | 10 | 5 | 3 | 6.4062e-05
1991-10-15 06:00 | 10 | 6 | 3 | 0.00012837
1991-10-15 07:00 | 10 | 7 | 3 | 0.00011143
1991-10-15 08:00 | 10 | 8 | 2 | 2.9041e-05
1991-10-15 09:00 | 10 | 9 | 2 | 2.9646e-05
1991-10-15 10:00 | 10 | 10 | 2 | 4.8358e-05
1991-10-15 11:00 | 10 | 11 | 2 | 4.2518e-05
1991-10-15 12:00 | 10 | 12 | 1 | 4.04e-05
1991-10-15 13:00 | 10 | 13 | 1 | 2.2333e-05
1991-10-15 14:00 | 10 | 14 | 1 | 1.3715e-05
1991-10-15 15:00 | 10 | 15 | 1 | 1.433e-05
1991-10-15 16:00 | 10 | 16 | 1 | 1.9072e-05
1991-10-15 17:00 | 10 | 17 | 1 | 4.6249e-05
1991-10-15 18:00 | 10 | 18 | 2 | 4.9201e-05
1991-10-15 19:00 | 10 | 19 | 2 | 7.0063e-05
1991-10-15 20:00 | 10 | 20 | 2 | 9.4564e-05
1991-10-15 21:00 | 10 | 21 | 3 | 2.4096e-05
1991-10-15 22:00 | 10 | 22 | 3 | 1.8356e-05
1991-10-15 23:00 | 10 | 23 | 3 | 1.7221e-05
1991-10-16 | 10 | 0 | 3 | 1.8786e-05
1991-10-16 01:00 | 10 | 1 | 3 | 1.8414e-05
1991-10-16 02:00 | 10 | 2 | 3 | 1.8978e-05
1991-10-16 03:00 | 10 | 3 | 3 | 2.0728e-05
1991-10-16 04:00 | 10 | 4 | 3 | 9.4855e-05
1991-10-16 05:00 | 10 | 5 | 3 | 9.4506e-05
1991-10-16 06:00 | 10 | 6 | 3 | 0.00013152
1991-10-16 07:00 | 10 | 7 | 3 | 0.00020505
1991-10-16 08:00 | 10 | 8 | 2 | 0.00013964
1991-10-16 09:00 | 10 | 9 | 2 | 2.745e-05
1991-10-16 10:00 | 10 | 10 | 2 | 4.2795e-05
1991-10-16 11:00 | 10 | 11 | 2 | 4.1051e-05
1991-10-16 12:00 | 10 | 12 | 1 | 3.6553e-05
1991-10-16 13:00 | 10 | 13 | 1 | 3.7173e-05
1991-10-16 14:00 | 10 | 14 | 1 | 3.6761e-05
1991-10-16 15:00 | 10 | 15 | 1 | 2.4028e-05
1991-10-16 16:00 | 10 | 16 | 1 | 2.5817e-05
1991-10-16 17:00 | 10 | 17 | 1 | 0.00010063
1991-10-16 18:00 | 10 | 18 | 2 | 3.322e-05
1991-10-16 19:00 | 10 | 19 | 2 | 4.0035e-05
1991-10-16 20:00 | 10 | 20 | 2 | 6.1519e-05
1991-10-16 21:00 | 10 | 21 | 3 | 4.101e-05
1991-10-16 22:00 | 10 | 22 | 3 | 5.0798e-05
1991-10-16 23:00 | 10 | 23 | 3 | 1.4276e-05
1991-10-17 | 10 | 0 | 3 | 1.399e-05
1991-10-17 01:00 | 10 | 1 | 3 | 1.3717e-05
1991-10-17 02:00 | 10 | 2 | 3 | 1.4221e-05
1991-10-17 03:00 | 10 | 3 | 3 | 1.3714e-05
1991-10-17 04:00 | 10 | 4 | 3 | 1.4952e-05
1991-10-17 05:00 | 10 | 5 | 3 | 2.5668e-05
1991-10-17 06:00 | 10 | 6 | 3 | 2.0431e-05
1991-10-17 07:00 | 10 | 7 | 3 | 9.795e-05
1991-10-17 08:00 | 10 | 8 | 2 | 0.00014454
1991-10-17 09:00 | 10 | 9 | 2 | 9.0039e-05
1991-10-17 10:00 | 10 | 10 | 2 | 8.7166e-05
1991-10-17 11:00 | 10 | 11 | 2 | 7.5384e-05
1991-10-17 12:00 | 10 | 12 | 1 | 4.1681e-05
1991-10-17 13:00 | 10 | 13 | 1 | 1.5519e-05
1991-10-17 14:00 | 10 | 14 | 1 | 1.2792e-05
1991-10-17 15:00 | 10 | 15 | 1 | 1.3177e-05
1991-10-17 16:00 | 10 | 16 | 1 | 1.9719e-05
1991-10-17 17:00 | 10 | 17 | 1 | 3.7896e-05
1991-10-17 18:00 | 10 | 18 | 2 | 4.4568e-05
1991-10-17 19:00 | 10 | 19 | 2 | 3.9457e-05
1991-10-17 20:00 | 10 | 20 | 2 | 5.1071e-05
1991-10-17 21:00 | 10 | 21 | 3 | 3.9207e-05
1991-10-17 22:00 | 10 | 22 | 3 | 1.586e-05
1991-10-17 23:00 | 10 | 23 | 3 | 1.3714e-05
1991-10-18 | 10 | 0 | 3 | 1.3714e-05
1991-10-18 01:00 | 10 | 1 | 3 | 1.3725e-05
1991-10-18 02:00 | 10 | 2 | 3 | 1.4375e-05
1991-10-18 03:00 | 10 | 3 | 3 | 1.516e-05
1991-10-18 04:00 | 10 | 4 | 3 | 2.0143e-05
1991-10-18 05:00 | 10 | 5 | 3 | 3.6226e-05
1991-10-18 06:00 | 10 | 6 | 3 | 2.8069e-05
1991-10-18 07:00 | 10 | 7 | 3 | 5.8175e-05
1991-10-18 08:00 | 10 | 8 | 2 | 0.00013816
1991-10-18 09:00 | 10 | 9 | 2 | 0.00013456
1991-10-18 10:00 | 10 | 10 | 2 | 0.00010538
1991-10-18 11:00 | 10 | 11 | 2 | 1.8673e-05
1991-10-18 12:00 | 10 | 12 | 1 | 1.5477e-05
1991-10-18 13:00 | 10 | 13 | 1 | 1.4145e-05
1991-10-18 14:00 | 10 | 14 | 1 | 1.6264e-05
1991-10-18 15:00 | 10 | 15 | 1 | 1.5832e-05
1991-10-18 16:00 | 10 | 16 | 1 | 2.0096e-05
1991-10-18 17:00 | 10 | 17 | 1 | 3.4021e-05
1991-10-18 18:00 | 10 | 18 | 2 | 3.4431e-05
1991-10-18 19:00 | 10 | 19 | 2 | 3.3978e-05
1991-10-18 20:00 | 10 | 20 | 2 | 2.4023e-05
1991-10-18 21:00 | 10 | 21 | 3 | 1.7494e-05
1991-10-18 22:00 | 10 | 22 | 3 | 2.2142e-05
1991-10-18 23:00 | 10 | 23 | 3 | 1.5136e-05
1991-10-19 | 10 | 0 | 3 | 1.5559e-05
1991-10-19 01:00 | 10 | 1 | 3 | 1.6155e-05
1991-10-19 02:00 | 10 | 2 | 3 | 1.5992e-05
1991-10-19 03:00 | 10 | 3 | 3 | 1.7808e-05
1991-10-19 04:00 | 10 | 4 | 3 | 1.7492e-05
1991-10-19 05:00 | 10 | 5 | 3 | 3.5414e-05
1991-10-19 06:00 | 10 | 6 | 3 | 3.5131e-05
1991-10-19 07:00 | 10 | 7 | 3 | 5.4964e-05
1991-10-19 08:00 | 10 | 8 | 3 | 5.5728e-05
1991-10-19 09:00 | 10 | 9 | 3 | 3.5782e-05
1991-10-19 10:00 | 10 | 10 | 3 | 2.7322e-05
1991-10-19 11:00 | 10 | 11 | 3 | 4.4903e-05
1991-10-19 12:00 | 10 | 12 | 3 | 3.9091e-05
1991-10-19 13:00 | 10 | 13 | 3 | 3.6851e-05
1991-10-19 14:00 | 10 | 14 | 3 | 2.2255e-05
1991-10-19 15:00 | 10 | 15 | 3 | 1.3877e-05
1991-10-19 16:00 | 10 | 16 | 3 | 3.4664e-05
1991-10-19 17:00 | 10 | 17 | 3 | 3.4975e-05
1991-10-19 18:00 | 10 | 18 | 3 | 2.8248e-05
1991-10-19 19:00 | 10 | 19 | 3 | 1.3337e-05
1991-10-19 20:00 | 10 | 20 | 3 | 2.1445e-05
1991-10-19 21:00 | 10 | 21 | 3 | 2.2354e-05
1991-10-19 22:00 | 10 | 22 | 3 | 2.0585e-05
1991-10-19 23:00 | 10 | 23 | 3 | 1.7937e-05
1991-10-20 | 10 | 0 | 3 | 1.4183e-05
1991-10-20 01:00 | 10 | 1 | 3 | 1.5421e-05
1991-10-20 02:00 | 10 | 2 | 3 | 1.7228e-05
1991-10-20 03:00 | 10 | 3 | 3 | 1.7217e-05
1991-10-20 04:00 | 10 | 4 | 3 | 1.7107e-05
1991-10-20 05:00 | 10 | 5 | 3 | 1.9081e-05
1991-10-20 06:00 | 10 | 6 | 3 | 2.1386e-05
1991-10-20 07:00 | 10 | 7 | 3 | 3.7671e-05
1991-10-20 08:00 | 10 | 8 | 3 | 5.0287e-05
1991-10-20 09:00 | 10 | 9 | 3 | 2.5549e-05
1991-10-20 10:00 | 10 | 10 | 3 | 3.0624e-05
1991-10-20 11:00 | 10 | 11 | 3 | 2.0191e-05
1991-10-20 12:00 | 10 | 12 | 3 | 3.7073e-05
1991-10-20 13:00 | 10 | 13 | 3 | 2.5777e-05
1991-10-20 14:00 | 10 | 14 | 3 | 1.1286e-05
1991-10-20 15:00 | 10 | 15 | 3 | 1.348e-05
1991-10-20 16:00 | 10 | 16 | 3 | 1.41e-05
1991-10-20 17:00 | 10 | 17 | 3 | 1.3474e-05
1991-10-20 18:00 | 10 | 18 | 3 | 1.3064e-05
1991-10-20 19:00 | 10 | 19 | 3 | 1.3899e-05
1991-10-20 20:00 | 10 | 20 | 3 | 1.4367e-05
1991-10-20 21:00 | 10 | 21 | 3 | 2.1667e-05
1991-10-20 22:00 | 10 | 22 | 3 | 2.3169e-05
1991-10-20 23:00 | 10 | 23 | 3 | 1.4488e-05
1991-10-21 | 10 | 0 | 3 | 1.3906e-05
1991-10-21 01:00 | 10 | 1 | 3 | 1.3075e-05
1991-10-21 02:00 | 10 | 2 | 3 | 1.3289e-05
1991-10-21 03:00 | 10 | 3 | 3 | 1.3334e-05
1991-10-21 04:00 | 10 | 4 | 3 | 1.7674e-05
1991-10-21 05:00 | 10 | 5 | 3 | 2.4305e-05
1991-10-21 06:00 | 10 | 6 | 3 | 3.9952e-05
1991-10-21 07:00 | 10 | 7 | 3 | 5.9798e-05
1991-10-21 08:00 | 10 | 8 | 2 | 4.0872e-05
1991-10-21 09:00 | 10 | 9 | 2 | 2.7472e-05
1991-10-21 10:00 | 10 | 10 | 2 | 2.1399e-05
1991-10-21 11:00 | 10 | 11 | 2 | 2.391e-05
1991-10-21 12:00 | 10 | 12 | 1 | 1.5203e-05
1991-10-21 13:00 | 10 | 13 | 1 | 2.0495e-05
1991-10-21 14:00 | 10 | 14 | 1 | 2.0784e-05
1991-10-21 15:00 | 10 | 15 | 1 | 2.6368e-05
1991-10-21 16:00 | 10 | 16 | 1 | 9.6178e-05
1991-10-21 17:00 | 10 | 17 | 1 | 9.3713e-05
1991-10-21 18:00 | 10 | 18 | 2 | 6.1366e-05
1991-10-21 19:00 | 10 | 19 | 2 | 3.8769e-05
1991-10-21 20:00 | 10 | 20 | 2 | 4.3278e-05
1991-10-21 21:00 | 10 | 21 | 3 | 3.7754e-05
1991-10-21 22:00 | 10 | 22 | 3 | 3.3821e-05
1991-10-21 23:00 | 10 | 23 | 3 | 1.3952e-05
1991-10-22 | 10 | 0 | 3 | 1.3881e-05
1991-10-22 01:00 | 10 | 1 | 3 | 1.6758e-05
1991-10-22 02:00 | 10 | 2 | 3 | 1.7022e-05
1991-10-22 03:00 | 10 | 3 | 3 | 1.8628e-05
1991-10-22 04:00 | 10 | 4 | 3 | 1.9235e-05
1991-10-22 05:00 | 10 | 5 | 3 | 0.00012289
1991-10-22 06:00 | 10 | 6 | 3 | 0.00011442
1991-10-22 07:00 | 10 | 7 | 3 | 0.00013112
1991-10-22 08:00 | 10 | 8 | 2 | 0.00013442
1991-10-22 09:00 | 10 | 9 | 2 | 0.00011219
1991-10-22 10:00 | 10 | 10 | 2 | 4.0762e-05
1991-10-22 11:00 | 10 | 11 | 2 | 4.3281e-05
1991-10-22 12:00 | 10 | 12 | 1 | 3.5854e-05
1991-10-22 13:00 | 10 | 13 | 1 | 1.3999e-05
1991-10-22 14:00 | 10 | 14 | 1 | 1.3983e-05
1991-10-22 15:00 | 10 | 15 | 1 | 1.4049e-05
1991-10-22 16:00 | 10 | 16 | 1 | 2.1378e-05
1991-10-22 17:00 | 10 | 17 | 1 | 9.1473e-05
1991-10-22 18:00 | 10 | 18 | 2 | 6.4026e-05
1991-10-22 19:00 | 10 | 19 | 2 | 4.0649e-05
1991-10-22 20:00 | 10 | 20 | 2 | 5.7591e-05
1991-10-22 21:00 | 10 | 21 | 3 | 2.0499e-05
1991-10-22 22:00 | 10 | 22 | 3 | 1.4316e-05
1991-10-22 23:00 | 10 | 23 | 3 | 1.402e-05
1991-10-23 | 10 | 0 | 3 | 1.3768e-05
1991-10-23 01:00 | 10 | 1 | 3 | 1.405e-05
1991-10-23 02:00 | 10 | 2 | 3 | 1.4134e-05
1991-10-23 03:00 | 10 | 3 | 3 | 1.3883e-05
1991-10-23 04:00 | 10 | 4 | 3 | 1.742e-05
1991-10-23 05:00 | 10 | 5 | 3 | 1.9324e-05
1991-10-23 06:00 | 10 | 6 | 3 | 3.2718e-05
1991-10-23 07:00 | 10 | 7 | 3 | 0.00013385
1991-10-23 08:00 | 10 | 8 | 2 | 0.00010032
1991-10-23 09:00 | 10 | 9 | 2 | 5.029e-05
1991-10-23 10:00 | 10 | 10 | 2 | 2.1485e-05
1991-10-23 11:00 | 10 | 11 | 2 | 1.8923e-05
1991-10-23 12:00 | 10 | 12 | 1 | 1.788e-05
1991-10-23 13:00 | 10 | 13 | 1 | 1.4157e-05
1991-10-23 14:00 | 10 | 14 | 1 | 1.413e-05
1991-10-23 15:00 | 10 | 15 | 1 | 1.4465e-05
1991-10-23 16:00 | 10 | 16 | 1 | 2.2398e-05
1991-10-23 17:00 | 10 | 17 | 1 | 3.3919e-05
1991-10-23 18:00 | 10 | 18 | 2 | 8.0719e-05
1991-10-23 19:00 | 10 | 19 | 2 | 4.1492e-05
1991-10-23 20:00 | 10 | 20 | 2 | 6.1193e-05
1991-10-23 21:00 | 10 | 21 | 3 | 3.9927e-05
1991-10-23 22:00 | 10 | 22 | 3 | 1.6216e-05
1991-10-23 23:00 | 10 | 23 | 3 | 1.5175e-05
1991-10-24 | 10 | 0 | 3 | 1.6622e-05
1991-10-24 01:00 | 10 | 1 | 3 | 1.6475e-05
1991-10-24 02:00 | 10 | 2 | 3 | 2.1601e-05
1991-10-24 03:00 | 10 | 3 | 3 | 2.0479e-05
1991-10-24 04:00 | 10 | 4 | 3 | 2.4049e-05
1991-10-24 05:00 | 10 | 5 | 3 | 3.2091e-05
1991-10-24 06:00 | 10 | 6 | 3 | 0.00010495
1991-10-24 07:00 | 10 | 7 | 3 | 0.00016548
1991-10-24 08:00 | 10 | 8 | 2 | 8.9862e-05
1991-10-24 09:00 | 10 | 9 | 2 | 9.3408e-05
1991-10-24 10:00 | 10 | 10 | 2 | 2.7252e-05
1991-10-24 11:00 | 10 | 11 | 2 | 1.5839e-05
1991-10-24 12:00 | 10 | 12 | 1 | 1.4634e-05
1991-10-24 13:00 | 10 | 13 | 1 | 1.4203e-05
1991-10-24 14:00 | 10 | 14 | 1 | 5.6094e-05
1991-10-24 15:00 | 10 | 15 | 1 | 4.8923e-05
1991-10-24 16:00 | 10 | 16 | 1 | 4.7148e-05
1991-10-24 17:00 | 10 | 17 | 1 | 2.5014e-05
1991-10-24 18:00 | 10 | 18 | 2 | 1.8565e-05
1991-10-24 19:00 | 10 | 19 | 2 | 2.1567e-05
1991-10-24 20:00 | 10 | 20 | 2 | 1.4764e-05
1991-10-24 21:00 | 10 | 21 | 3 | 1.4454e-05
1991-10-24 22:00 | 10 | 22 | 3 | 1.4589e-05
1991-10-24 23:00 | 10 | 23 | 3 | 1.3998e-05
1991-10-25 | 10 | 0 | 3 | 1.4075e-05
1991-10-25 01:00 | 10 | 1 | 3 | 1.4176e-05
1991-10-25 02:00 | 10 | 2 | 3 | 1.4408e-05
1991-10-25 03:00 | 10 | 3 | 3 | 1.4246e-05
1991-10-25 04:00 | 10 | 4 | 3 | 1.9009e-05
1991-10-25 05:00 | 10 | 5 | 3 | 1.6728e-05
1991-10-25 06:00 | 10 | 6 | 3 | 2.6714e-05
1991-10-25 07:00 | 10 | 7 | 3 | 3.6057e-05
1991-10-25 08:00 | 10 | 8 | 2 | 1.7847e-05
1991-10-25 09:00 | 10 | 9 | 2 | 1.6182e-05
1991-10-25 10:00 | 10 | 10 | 2 | 1.5868e-05
1991-10-25 11:00 | 10 | 11 | 2 | 1.4604e-05
1991-10-25 12:00 | 10 | 12 | 1 | 1.4763e-05
1991-10-25 13:00 | 10 | 13 | 1 | 1.4476e-05
1991-10-25 14:00 | 10 | 14 | 1 | 1.464e-05
1991-10-25 15:00 | 10 | 15 | 1 | 1.4785e-05
1991-10-25 16:00 | 10 | 16 | 1 | 1.6063e-05
1991-10-25 17:00 | 10 | 17 | 1 | 1.6042e-05
1991-10-25 18:00 | 10 | 18 | 2 | 1.9151e-05
1991-10-25 19:00 | 10 | 19 | 2 | 1.9882e-05
1991-10-25 20:00 | 10 | 20 | 2 | 6.3854e-05
1991-10-25 21:00 | 10 | 21 | 3 | 2.5115e-05
1991-10-25 22:00 | 10 | 22 | 3 | 1.6026e-05
1991-10-25 23:00 | 10 | 23 | 3 | 1.3952e-05
1991-10-26 | 10 | 0 | 3 | 1.4384e-05
1991-10-26 01:00 | 10 | 1 | 3 | 1.4122e-05
1991-10-26 02:00 | 10 | 2 | 3 | 1.7617e-05
1991-10-26 03:00 | 10 | 3 | 3 | 2.051e-05
1991-10-26 04:00 | 10 | 4 | 3 | 2.0358e-05
1991-10-26 05:00 | 10 | 5 | 3 | 2.0094e-05
1991-10-26 06:00 | 10 | 6 | 3 | 6.1382e-05
1991-10-26 07:00 | 10 | 7 | 3 | 0.00018366
1991-10-26 08:00 | 10 | 8 | 3 | 0.00016756
1991-10-26 09:00 | 10 | 9 | 3 | 0.00010037
1991-10-26 10:00 | 10 | 10 | 3 | 5.4678e-05
1991-10-26 11:00 | 10 | 11 | 3 | 4.7636e-05
1991-10-26 12:00 | 10 | 12 | 3 | 3.6827e-05
1991-10-26 13:00 | 10 | 13 | 3 | 2.9783e-05
1991-10-26 14:00 | 10 | 14 | 3 | 4.7886e-05
1991-10-26 15:00 | 10 | 15 | 3 | 2.9296e-05
1991-10-26 16:00 | 10 | 16 | 3 | 1.5153e-05
1991-10-26 17:00 | 10 | 17 | 3 | 2.3755e-05
1991-10-26 18:00 | 10 | 18 | 3 | 1.4703e-05
1991-10-26 19:00 | 10 | 19 | 3 | 2.1667e-05
1991-10-26 20:00 | 10 | 20 | 3 | 1.4372e-05
1991-10-26 21:00 | 10 | 21 | 3 | 2.1432e-05
1991-10-26 22:00 | 10 | 22 | 3 | 2.1235e-05
1991-10-26 23:00 | 10 | 23 | 3 | 1.3958e-05
1991-10-27 | 10 | 0 | 3 | 1.4238e-05
1991-10-27 01:00 | 10 | 1 | 3 | 1.4507e-05
1991-10-27 02:00 | 10 | 2 | 3 | 1.3981e-05
1991-10-27 03:00 | 10 | 3 | 3 | 1.5848e-05
1991-10-27 04:00 | 10 | 4 | 3 | 2.2044e-05
1991-10-27 05:00 | 10 | 5 | 3 | 3.3005e-05
1991-10-27 06:00 | 10 | 6 | 3 | 8.8628e-05
1991-10-27 07:00 | 10 | 7 | 3 | 0.00014829
1991-10-27 08:00 | 10 | 8 | 3 | 0.00018866
1991-10-27 09:00 | 10 | 9 | 3 | 0.00010682
1991-10-27 10:00 | 10 | 10 | 3 | 2.7959e-05
1991-10-27 11:00 | 10 | 11 | 3 | 2.2321e-05
1991-10-27 12:00 | 10 | 12 | 3 | 3.3149e-05
1991-10-27 13:00 | 10 | 13 | 3 | 1.3723e-05
1991-10-27 14:00 | 10 | 14 | 3 | 2.4725e-05
1991-10-27 15:00 | 10 | 15 | 3 | 8.0274e-05
1991-10-27 16:00 | 10 | 16 | 3 | 5.5053e-05
1991-10-27 17:00 | 10 | 17 | 3 | 4.7611e-05
1991-10-27 18:00 | 10 | 18 | 3 | 4.5683e-05
1991-10-27 19:00 | 10 | 19 | 3 | 6.7038e-05
1991-10-27 20:00 | 10 | 20 | 3 | 4.463e-05
1991-10-27 21:00 | 10 | 21 | 3 | 4.03e-05
1991-10-27 22:00 | 10 | 22 | 3 | 1.8954e-05
1991-10-27 23:00 | 10 | 23 | 3 | 1.7332e-05
1991-10-28 | 10 | 0 | 3 | 1.4211e-05
1991-10-28 01:00 | 10 | 1 | 3 | 1.5544e-05
1991-10-28 02:00 | 10 | 2 | 3 | 1.8177e-05
1991-10-28 03:00 | 10 | 3 | 3 | 1.6894e-05
1991-10-28 04:00 | 10 | 4 | 3 | 2.9681e-05
1991-10-28 05:00 | 10 | 5 | 3 | 4.9648e-05
1991-10-28 06:00 | 10 | 6 | 3 | 8.1344e-05
1991-10-28 07:00 | 10 | 7 | 3 | 0.00011316
1991-10-28 08:00 | 10 | 8 | 2 | 3.2566e-05
1991-10-28 09:00 | 10 | 9 | 2 | 2.4295e-05
1991-10-28 10:00 | 10 | 10 | 2 | 1.8351e-05
1991-10-28 11:00 | 10 | 11 | 2 | 3.3416e-05
1991-10-28 12:00 | 10 | 12 | 1 | 3.429e-05
1991-10-28 13:00 | 10 | 13 | 1 | 1.6287e-05
1991-10-28 14:00 | 10 | 14 | 1 | 1.4415e-05
1991-10-28 15:00 | 10 | 15 | 1 | 2.0487e-05
1991-10-28 16:00 | 10 | 16 | 1 | 3.0647e-05
1991-10-28 17:00 | 10 | 17 | 1 | 1.9193e-05
1991-10-28 18:00 | 10 | 18 | 2 | 1.4527e-05
1991-10-28 19:00 | 10 | 19 | 2 | 1.9992e-05
1991-10-28 20:00 | 10 | 20 | 2 | 2.7497e-05
1991-10-28 21:00 | 10 | 21 | 3 | 5.6487e-05
1991-10-28 22:00 | 10 | 22 | 3 | 1.4668e-05
1991-10-28 23:00 | 10 | 23 | 3 | 1.4191e-05
1991-10-29 | 10 | 0 | 3 | 0
1991-10-29 01:00 | 10 | 1 | 3 | 0
1991-10-29 02:00 | 10 | 2 | 3 | 0
1991-10-29 03:00 | 10 | 3 | 3 | 0
1991-10-29 04:00 | 10 | 4 | 3 | 0
1991-10-29 05:00 | 10 | 5 | 3 | 0
1991-10-29 06:00 | 10 | 6 | 3 | 0
1991-10-29 07:00 | 10 | 7 | 3 | 1.3044e-05
1991-10-29 08:00 | 10 | 8 | 2 | 4.2643e-06
1991-10-29 09:00 | 10 | 9 | 2 | 0
1991-10-29 10:00 | 10 | 10 | 2 | 5.5185e-06
1991-10-29 11:00 | 10 | 11 | 2 | 0
1991-10-29 12:00 | 10 | 12 | 1 | 0
1991-10-29 13:00 | 10 | 13 | 1 | 0
1991-10-29 14:00 | 10 | 14 | 1 | 0
1991-10-29 15:00 | 10 | 15 | 1 | 0
1991-10-29 16:00 | 10 | 16 | 1 | 3.5117e-06
1991-10-29 17:00 | 10 | 17 | 1 | 2.0067e-06
1991-10-29 18:00 | 10 | 18 | 2 | 3.2609e-06
1991-10-29 19:00 | 10 | 19 | 2 | 3.7626e-06
1991-10-29 20:00 | 10 | 20 | 2 | 1.3294e-05
1991-10-29 21:00 | 10 | 21 | 3 | 4.0134e-06
1991-10-29 22:00 | 10 | 22 | 3 | 0
1991-10-29 23:00 | 10 | 23 | 3 | 0
1991-10-30 | 10 | 0 | 3 | 0
1991-10-30 01:00 | 10 | 1 | 3 | 0
1991-10-30 02:00 | 10 | 2 | 3 | 0
1991-10-30 03:00 | 10 | 3 | 3 | 0
1991-10-30 04:00 | 10 | 4 | 3 | 0
1991-10-30 05:00 | 10 | 5 | 3 | 9.0302e-06
1991-10-30 06:00 | 10 | 6 | 3 | 8.2777e-06
1991-10-30 07:00 | 10 | 7 | 3 | 5.2676e-06
1991-10-30 08:00 | 10 | 8 | 2 | 6.7727e-06
1991-10-30 09:00 | 10 | 9 | 2 | 1.0034e-05
1991-10-30 10:00 | 10 | 10 | 2 | 4.0134e-06
1991-10-30 11:00 | 10 | 11 | 2 | 8.8987e-07
1991-10-30 12:00 | 10 | 12 | 1 | 0
1991-10-30 13:00 | 10 | 13 | 1 | 0
1991-10-30 14:00 | 10 | 14 | 1 | 0
1991-10-30 15:00 | 10 | 15 | 1 | 0
1991-10-30 16:00 | 10 | 16 | 1 | 1.0786e-05
1991-10-30 17:00 | 10 | 17 | 1 | 5.2676e-06
1991-10-30 18:00 | 10 | 18 | 2 | 6.0201e-06
1991-10-30 19:00 | 10 | 19 | 2 | 2.0067e-06
1991-10-30 20:00 | 10 | 20 | 2 | 6.7727e-06
1991-10-30 21:00 | 10 | 21 | 3 | 1.0034e-06
1991-10-30 22:00 | 10 | 22 | 3 | 0
1991-10-30 23:00 | 10 | 23 | 3 | 0
1991-10-31 | 10 | 0 | 3 | 0
1991-10-31 01:00 | 10 | 1 | 3 | 0
1991-10-31 02:00 | 10 | 2 | 3 | 0
1991-10-31 03:00 | 10 | 3 | 3 | 0
1991-10-31 04:00 | 10 | 4 | 3 | 0
1991-10-31 05:00 | 10 | 5 | 3 | 7.776e-06
1991-10-31 06:00 | 10 | 6 | 3 | 4.2643e-06
1991-10-31 07:00 | 10 | 7 | 3 | 3.7626e-06
1991-10-31 08:00 | 10 | 8 | 2 | 2.5084e-07
1991-10-31 09:00 | 10 | 9 | 2 | 0
1991-10-31 10:00 | 10 | 10 | 2 | 0
1991-10-31 11:00 | 10 | 11 | 2 | 0
1991-10-31 12:00 | 10 | 12 | 1 | 0
1991-10-31 13:00 | 10 | 13 | 1 | 1.0535e-05
1991-10-31 14:00 | 10 | 14 | 1 | 6.5218e-06
1991-10-31 15:00 | 10 | 15 | 1 | 0
1991-10-31 16:00 | 10 | 16 | 1 | 0
1991-10-31 17:00 | 10 | 17 | 1 | 0
1991-10-31 18:00 | 10 | 18 | 2 | 0
1991-10-31 19:00 | 10 | 19 | 2 | 0
1991-10-31 20:00 | 10 | 20 | 2 | 0
1991-10-31 21:00 | 10 | 21 | 3 | 0
1991-10-31 22:00 | 10 | 22 | 3 | 0
1991-10-31 23:00 | 10 | 23 | 3 | 0
1991-11-01 | 11 | 0 | 6 | 0
1991-11-01 01:00 | 11 | 1 | 6 | 0
1991-11-01 02:00 | 11 | 2 | 6 | 0
1991-11-01 03:00 | 11 | 3 | 6 | 0
1991-11-01 04:00 | 11 | 4 | 6 | 0
1991-11-01 05:00 | 11 | 5 | 6 | 0
1991-11-01 06:00 | 11 | 6 | 6 | 0
1991-11-01 07:00 | 11 | 7 | 6 | 0
1991-11-01 08:00 | 11 | 8 | 5 | 0
1991-11-01 09:00 | 11 | 9 | 5 | 0
1991-11-01 10:00 | 11 | 10 | 5 | 0
1991-11-01 11:00 | 11 | 11 | 5 | 0
1991-11-01 12:00 | 11 | 12 | 5 | 0
1991-11-01 13:00 | 11 | 13 | 5 | 0
1991-11-01 14:00 | 11 | 14 | 5 | 0
1991-11-01 15:00 | 11 | 15 | 5 | 0
1991-11-01 16:00 | 11 | 16 | 5 | 0
1991-11-01 17:00 | 11 | 17 | 5 | 0
1991-11-01 18:00 | 11 | 18 | 5 | 0
1991-11-01 19:00 | 11 | 19 | 5 | 0
1991-11-01 20:00 | 11 | 20 | 5 | 0
1991-11-01 21:00 | 11 | 21 | 6 | 0
1991-11-01 22:00 | 11 | 22 | 6 | 0
1991-11-01 23:00 | 11 | 23 | 6 | 0
1991-11-02 | 11 | 0 | 6 | 0
1991-11-02 01:00 | 11 | 1 | 6 | 0
1991-11-02 02:00 | 11 | 2 | 6 | 0
1991-11-02 03:00 | 11 | 3 | 6 | 0
1991-11-02 04:00 | 11 | 4 | 6 | 0
1991-11-02 05:00 | 11 | 5 | 6 | 0
1991-11-02 06:00 | 11 | 6 | 6 | 0
1991-11-02 07:00 | 11 | 7 | 6 | 0
1991-11-02 08:00 | 11 | 8 | 6 | 0
1991-11-02 09:00 | 11 | 9 | 6 | 0
1991-11-02 10:00 | 11 | 10 | 6 | 0
1991-11-02 11:00 | 11 | 11 | 6 | 0
1991-11-02 12:00 | 11 | 12 | 6 | 0
1991-11-02 13:00 | 11 | 13 | 6 | 0
1991-11-02 14:00 | 11 | 14 | 6 | 0
1991-11-02 15:00 | 11 | 15 | 6 | 0
1991-11-02 16:00 | 11 | 16 | 6 | 0
1991-11-02 17:00 | 11 | 17 | 6 | 0
1991-11-02 18:00 | 11 | 18 | 6 | 0
1991-11-02 19:00 | 11 | 19 | 6 | 0
1991-11-02 20:00 | 11 | 20 | 6 | 0
1991-11-02 21:00 | 11 | 21 | 6 | 0
1991-11-02 22:00 | 11 | 22 | 6 | 0
1991-11-02 23:00 | 11 | 23 | 6 | 0
1991-11-03 | 11 | 0 | 6 | 0
1991-11-03 01:00 | 11 | 1 | 6 | 0
1991-11-03 02:00 | 11 | 2 | 6 | 0
1991-11-03 03:00 | 11 | 3 | 6 | 0
1991-11-03 04:00 | 11 | 4 | 6 | 0
1991-11-03 05:00 | 11 | 5 | 6 | 0
1991-11-03 06:00 | 11 | 6 | 6 | 0
1991-11-03 07:00 | 11 | 7 | 6 | 0
1991-11-03 08:00 | 11 | 8 | 6 | 0
1991-11-03 09:00 | 11 | 9 | 6 | 0
1991-11-03 10:00 | 11 | 10 | 6 | 0
1991-11-03 11:00 | 11 | 11 | 6 | 0
1991-11-03 12:00 | 11 | 12 | 6 | 0
1991-11-03 13:00 | 11 | 13 | 6 | 0
1991-11-03 14:00 | 11 | 14 | 6 | 0
1991-11-03 15:00 | 11 | 15 | 6 | 0
1991-11-03 16:00 | 11 | 16 | 6 | 0
1991-11-03 17:00 | 11 | 17 | 6 | 0
1991-11-03 18:00 | 11 | 18 | 6 | 0
1991-11-03 19:00 | 11 | 19 | 6 | 0
1991-11-03 20:00 | 11 | 20 | 6 | 0
1991-11-03 21:00 | 11 | 21 | 6 | 0
1991-11-03 22:00 | 11 | 22 | 6 | 0
1991-11-03 23:00 | 11 | 23 | 6 | 0
1991-11-04 | 11 | 0 | 6 | 0
1991-11-04 01:00 | 11 | 1 | 6 | 0
1991-11-04 02:00 | 11 | 2 | 6 | 0
1991-11-04 03:00 | 11 | 3 | 6 | 0
1991-11-04 04:00 | 11 | 4 | 6 | 0
1991-11-04 05:00 | 11 | 5 | 6 | 0
1991-11-04 06:00 | 11 | 6 | 6 | 0
1991-11-04 07:00 | 11 | 7 | 6 | 1.0038e-07
1991-11-04 08:00 | 11 | 8 | 5 | 0
1991-11-04 09:00 | 11 | 9 | 5 | 0
1991-11-04 10:00 | 11 | 10 | 5 | 0
1991-11-04 11:00 | 11 | 11 | 5 | 0
1991-11-04 12:00 | 11 | 12 | 5 | 0
1991-11-04 13:00 | 11 | 13 | 5 | 0
1991-11-04 14:00 | 11 | 14 | 5 | 0
1991-11-04 15:00 | 11 | 15 | 5 | 0
1991-11-04 16:00 | 11 | 16 | 5 | 0
1991-11-04 17:00 | 11 | 17 | 5 | 0
1991-11-04 18:00 | 11 | 18 | 5 | 0
1991-11-04 19:00 | 11 | 19 | 5 | 0
1991-11-04 20:00 | 11 | 20 | 5 | 0
1991-11-04 21:00 | 11 | 21 | 6 | 0
1991-11-04 22:00 | 11 | 22 | 6 | 0
1991-11-04 23:00 | 11 | 23 | 6 | 0
1991-11-05 | 11 | 0 | 6 | 0
1991-11-05 01:00 | 11 | 1 | 6 | 0
1991-11-05 02:00 | 11 | 2 | 6 | 0
1991-11-05 03:00 | 11 | 3 | 6 | 0
1991-11-05 04:00 | 11 | 4 | 6 | 0
1991-11-05 05:00 | 11 | 5 | 6 | 0
1991-11-05 06:00 | 11 | 6 | 6 | 0
1991-11-05 07:00 | 11 | 7 | 6 | 0
1991-11-05 08:00 | 11 | 8 | 5 | 0
1991-11-05 09:00 | 11 | 9 | 5 | 0
1991-11-05 10:00 | 11 | 10 | 5 | 0
1991-11-05 11:00 | 11 | 11 | 5 | 0
1991-11-05 12:00 | 11 | 12 | 5 | 0
1991-11-05 13:00 | 11 | 13 | 5 | 0
1991-11-05 14:00 | 11 | 14 | 5 | 0
1991-11-05 15:00 | 11 | 15 | 5 | 0
1991-11-05 16:00 | 11 | 16 | 5 | 0
1991-11-05 17:00 | 11 | 17 | 5 | 0
1991-11-05 18:00 | 11 | 18 | 5 | 0
1991-11-05 19:00 | 11 | 19 | 5 | 0
1991-11-05 20:00 | 11 | 20 | 5 | 0
1991-11-05 21:00 | 11 | 21 | 6 | 0
1991-11-05 22:00 | 11 | 22 | 6 | 0
1991-11-05 23:00 | 11 | 23 | 6 | 0
1991-11-06 | 11 | 0 | 6 | 0
1991-11-06 01:00 | 11 | 1 | 6 | 0
1991-11-06 02:00 | 11 | 2 | 6 | 0
1991-11-06 03:00 | 11 | 3 | 6 | 0
1991-11-06 04:00 | 11 | 4 | 6 | 0
1991-11-06 05:00 | 11 | 5 | 6 | 0
1991-11-06 06:00 | 11 | 6 | 6 | 0
1991-11-06 07:00 | 11 | 7 | 6 | 3.5117e-07
1991-11-06 08:00 | 11 | 8 | 5 | 0
1991-11-06 09:00 | 11 | 9 | 5 | 0
1991-11-06 10:00 | 11 | 10 | 5 | 0
1991-11-06 11:00 | 11 | 11 | 5 | 0
1991-11-06 12:00 | 11 | 12 | 5 | 0
1991-11-06 13:00 | 11 | 13 | 5 | 0
1991-11-06 14:00 | 11 | 14 | 5 | 0
1991-11-06 15:00 | 11 | 15 | 5 | 7.9113e-07
1991-11-06 16:00 | 11 | 16 | 5 | 0
1991-11-06 17:00 | 11 | 17 | 5 | 0
1991-11-06 18:00 | 11 | 18 | 5 | 3.1645e-07
1991-11-06 19:00 | 11 | 19 | 5 | 3.1645e-07
1991-11-06 20:00 | 11 | 20 | 5 | 0
1991-11-06 21:00 | 11 | 21 | 6 | 0
1991-11-06 22:00 | 11 | 22 | 6 | 0
1991-11-06 23:00 | 11 | 23 | 6 | 0
1991-11-07 | 11 | 0 | 6 | 0
1991-11-07 01:00 | 11 | 1 | 6 | 0
1991-11-07 02:00 | 11 | 2 | 6 | 0
1991-11-07 03:00 | 11 | 3 | 6 | 0
1991-11-07 04:00 | 11 | 4 | 6 | 0
1991-11-07 05:00 | 11 | 5 | 6 | 0
1991-11-07 06:00 | 11 | 6 | 6 | 0
1991-11-07 07:00 | 11 | 7 | 6 | 0
1991-11-07 08:00 | 11 | 8 | 5 | 0
1991-11-07 09:00 | 11 | 9 | 5 | 0
1991-11-07 10:00 | 11 | 10 | 5 | 0
1991-11-07 11:00 | 11 | 11 | 5 | 0
1991-11-07 12:00 | 11 | 12 | 5 | 0
1991-11-07 13:00 | 11 | 13 | 5 | 0
1991-11-07 14:00 | 11 | 14 | 5 | 0
1991-11-07 15:00 | 11 | 15 | 5 | 0
1991-11-07 16:00 | 11 | 16 | 5 | 0
1991-11-07 17:00 | 11 | 17 | 5 | 0
1991-11-07 18:00 | 11 | 18 | 5 | 0
1991-11-07 19:00 | 11 | 19 | 5 | 0
1991-11-07 20:00 | 11 | 20 | 5 | 0
1991-11-07 21:00 | 11 | 21 | 6 | 0
1991-11-07 22:00 | 11 | 22 | 6 | 0
1991-11-07 23:00 | 11 | 23 | 6 | 0
1991-11-08 | 11 | 0 | 6 | 0
1991-11-08 01:00 | 11 | 1 | 6 | 0
1991-11-08 02:00 | 11 | 2 | 6 | 0
1991-11-08 03:00 | 11 | 3 | 6 | 0
1991-11-08 04:00 | 11 | 4 | 6 | 0
1991-11-08 05:00 | 11 | 5 | 6 | 0
1991-11-08 06:00 | 11 | 6 | 6 | 0
1991-11-08 07:00 | 11 | 7 | 6 | 0
1991-11-08 08:00 | 11 | 8 | 5 | 0
1991-11-08 09:00 | 11 | 9 | 5 | 0
1991-11-08 10:00 | 11 | 10 | 5 | 0
1991-11-08 11:00 | 11 | 11 | 5 | 0
1991-11-08 12:00 | 11 | 12 | 5 | 0
1991-11-08 13:00 | 11 | 13 | 5 | 0
1991-11-08 14:00 | 11 | 14 | 5 | 0
1991-11-08 15:00 | 11 | 15 | 5 | 0
1991-11-08 16:00 | 11 | 16 | 5 | 0
1991-11-08 17:00 | 11 | 17 | 5 | 0
1991-11-08 18:00 | 11 | 18 | 5 | 0
1991-11-08 19:00 | 11 | 19 | 5 | 0
1991-11-08 20:00 | 11 | 20 | 5 | 0
1991-11-08 21:00 | 11 | 21 | 6 | 0
1991-11-08 22:00 | 11 | 22 | 6 | 0
1991-11-08 23:00 | 11 | 23 | 6 | 0
1991-11-09 | 11 | 0 | 6 | 0
1991-11-09 01:00 | 11 | 1 | 6 | 0
1991-11-09 02:00 | 11 | 2 | 6 | 0
1991-11-09 03:00 | 11 | 3 | 6 | 0
1991-11-09 04:00 | 11 | 4 | 6 | 0
1991-11-09 05:00 | 11 | 5 | 6 | 0
1991-11-09 06:00 | 11 | 6 | 6 | 0
1991-11-09 07:00 | 11 | 7 | 6 | 0
1991-11-09 08:00 | 11 | 8 | 6 | 0
1991-11-09 09:00 | 11 | 9 | 6 | 0
1991-11-09 10:00 | 11 | 10 | 6 | 0
1991-11-09 11:00 | 11 | 11 | 6 | 0
1991-11-09 12:00 | 11 | 12 | 6 | 0
1991-11-09 13:00 | 11 | 13 | 6 | 0
1991-11-09 14:00 | 11 | 14 | 6 | 0
1991-11-09 15:00 | 11 | 15 | 6 | 0
1991-11-09 16:00 | 11 | 16 | 6 | 2.5084e-07
1991-11-09 17:00 | 11 | 17 | 6 | 0
1991-11-09 18:00 | 11 | 18 | 6 | 0
1991-11-09 19:00 | 11 | 19 | 6 | 0
1991-11-09 20:00 | 11 | 20 | 6 | 0
1991-11-09 21:00 | 11 | 21 | 6 | 0
1991-11-09 22:00 | 11 | 22 | 6 | 0
1991-11-09 23:00 | 11 | 23 | 6 | 0
1991-11-10 | 11 | 0 | 6 | 0
1991-11-10 01:00 | 11 | 1 | 6 | 0
1991-11-10 02:00 | 11 | 2 | 6 | 0
1991-11-10 03:00 | 11 | 3 | 6 | 0
1991-11-10 04:00 | 11 | 4 | 6 | 0
1991-11-10 05:00 | 11 | 5 | 6 | 0
1991-11-10 06:00 | 11 | 6 | 6 | 0
1991-11-10 07:00 | 11 | 7 | 6 | 0
1991-11-10 08:00 | 11 | 8 | 6 | 0
1991-11-10 09:00 | 11 | 9 | 6 | 0
1991-11-10 10:00 | 11 | 10 | 6 | 0
1991-11-10 11:00 | 11 | 11 | 6 | 0
1991-11-10 12:00 | 11 | 12 | 6 | 0
1991-11-10 13:00 | 11 | 13 | 6 | 0
1991-11-10 14:00 | 11 | 14 | 6 | 0
1991-11-10 15:00 | 11 | 15 | 6 | 0
1991-11-10 16:00 | 11 | 16 | 6 | 0
1991-11-10 17:00 | 11 | 17 | 6 | 0
1991-11-10 18:00 | 11 | 18 | 6 | 0
1991-11-10 19:00 | 11 | 19 | 6 | 0
1991-11-10 20:00 | 11 | 20 | 6 | 0
1991-11-10 21:00 | 11 | 21 | 6 | 0
1991-11-10 22:00 | 11 | 22 | 6 | 0
1991-11-10 23:00 | 11 | 23 | 6 | 0
1991-11-11 | 11 | 0 | 6 | 0
1991-11-11 01:00 | 11 | 1 | 6 | 0
1991-11-11 02:00 | 11 | 2 | 6 | 0
1991-11-11 03:00 | 11 | 3 | 6 | 0
1991-11-11 04:00 | 11 | 4 | 6 | 0
1991-11-11 05:00 | 11 | 5 | 6 | 0
1991-11-11 06:00 | 11 | 6 | 6 | 0
1991-11-11 07:00 | 11 | 7 | 6 | 0
1991-11-11 08:00 | 11 | 8 | 6 | 0
1991-11-11 09:00 | 11 | 9 | 6 | 0
1991-11-11 10:00 | 11 | 10 | 6 | 0
1991-11-11 11:00 | 11 | 11 | 6 | 0
1991-11-11 12:00 | 11 | 12 | 6 | 0
1991-11-11 13:00 | 11 | 13 | 6 | 0
1991-11-11 14:00 | 11 | 14 | 6 | 0
1991-11-11 15:00 | 11 | 15 | 6 | 0
1991-11-11 16:00 | 11 | 16 | 6 | 0
1991-11-11 17:00 | 11 | 17 | 6 | 0
1991-11-11 18:00 | 11 | 18 | 6 | 0
1991-11-11 19:00 | 11 | 19 | 6 | 0
1991-11-11 20:00 | 11 | 20 | 6 | 0
1991-11-11 21:00 | 11 | 21 | 6 | 0
1991-11-11 22:00 | 11 | 22 | 6 | 0
1991-11-11 23:00 | 11 | 23 | 6 | 0
1991-11-12 | 11 | 0 | 6 | 0
1991-11-12 01:00 | 11 | 1 | 6 | 0
1991-11-12 02:00 | 11 | 2 | 6 | 0
1991-11-12 03:00 | 11 | 3 | 6 | 0
1991-11-12 04:00 | 11 | 4 | 6 | 0
1991-11-12 05:00 | 11 | 5 | 6 | 0
1991-11-12 06:00 | 11 | 6 | 6 | 0
1991-11-12 07:00 | 11 | 7 | 6 | 0
1991-11-12 08:00 | 11 | 8 | 5 | 0
1991-11-12 09:00 | 11 | 9 | 5 | 0
1991-11-12 10:00 | 11 | 10 | 5 | 0
1991-11-12 11:00 | 11 | 11 | 5 | 0
1991-11-12 12:00 | 11 | 12 | 5 | 0
1991-11-12 13:00 | 11 | 13 | 5 | 0
1991-11-12 14:00 | 11 | 14 | 5 | 0
1991-11-12 15:00 | 11 | 15 | 5 | 0
1991-11-12 16:00 | 11 | 16 | 5 | 0
1991-11-12 17:00 | 11 | 17 | 5 | 0
1991-11-12 18:00 | 11 | 18 | 5 | 0
1991-11-12 19:00 | 11 | 19 | 5 | 0
1991-11-12 20:00 | 11 | 20 | 5 | 0
1991-11-12 21:00 | 11 | 21 | 6 | 0
1991-11-12 22:00 | 11 | 22 | 6 | 0
1991-11-12 23:00 | 11 | 23 | 6 | 0
1991-11-13 | 11 | 0 | 6 | 0
1991-11-13 01:00 | 11 | 1 | 6 | 0
1991-11-13 02:00 | 11 | 2 | 6 | 0
1991-11-13 03:00 | 11 | 3 | 6 | 0
1991-11-13 04:00 | 11 | 4 | 6 | 0
1991-11-13 05:00 | 11 | 5 | 6 | 8.8454e-07
1991-11-13 06:00 | 11 | 6 | 6 | 6.601e-07
1991-11-13 07:00 | 11 | 7 | 6 | 1.175e-06
1991-11-13 08:00 | 11 | 8 | 5 | 5.8089e-07
1991-11-13 09:00 | 11 | 9 | 5 | 5.2808e-07
1991-11-13 10:00 | 11 | 10 | 5 | 5.0168e-07
1991-11-13 11:00 | 11 | 11 | 5 | 0
1991-11-13 12:00 | 11 | 12 | 5 | 0
1991-11-13 13:00 | 11 | 13 | 5 | 5.5449e-07
1991-11-13 14:00 | 11 | 14 | 5 | 3.4325e-07
1991-11-13 15:00 | 11 | 15 | 5 | 0
1991-11-13 16:00 | 11 | 16 | 5 | 7.5252e-07
1991-11-13 17:00 | 11 | 17 | 5 | 3.8286e-07
1991-11-13 18:00 | 11 | 18 | 5 | 4.8848e-07
1991-11-13 19:00 | 11 | 19 | 5 | 3.0365e-07
1991-11-13 20:00 | 11 | 20 | 5 | 1.0562e-06
1991-11-13 21:00 | 11 | 21 | 6 | 2.6404e-07
1991-11-13 22:00 | 11 | 22 | 6 | 0
1991-11-13 23:00 | 11 | 23 | 6 | 0
1991-11-14 | 11 | 0 | 6 | 0
1991-11-14 01:00 | 11 | 1 | 6 | 0
1991-11-14 02:00 | 11 | 2 | 6 | 0
1991-11-14 03:00 | 11 | 3 | 6 | 0
1991-11-14 04:00 | 11 | 4 | 6 | 0
1991-11-14 05:00 | 11 | 5 | 6 | 0
1991-11-14 06:00 | 11 | 6 | 6 | 0
1991-11-14 07:00 | 11 | 7 | 6 | 0
1991-11-14 08:00 | 11 | 8 | 5 | 0
1991-11-14 09:00 | 11 | 9 | 5 | 0
1991-11-14 10:00 | 11 | 10 | 5 | 0
1991-11-14 11:00 | 11 | 11 | 5 | 0
1991-11-14 12:00 | 11 | 12 | 5 | 0
1991-11-14 13:00 | 11 | 13 | 5 | 0
1991-11-14 14:00 | 11 | 14 | 5 | 0
1991-11-14 15:00 | 11 | 15 | 5 | 0
1991-11-14 16:00 | 11 | 16 | 5 | 0
1991-11-14 17:00 | 11 | 17 | 5 | 0
1991-11-14 18:00 | 11 | 18 | 5 | 0
1991-11-14 19:00 | 11 | 19 | 5 | 0
1991-11-14 20:00 | 11 | 20 | 5 | 0
1991-11-14 21:00 | 11 | 21 | 6 | 0
1991-11-14 22:00 | 11 | 22 | 6 | 0
1991-11-14 23:00 | 11 | 23 | 6 | 0
1991-11-15 | 11 | 0 | 6 | 0
1991-11-15 01:00 | 11 | 1 | 6 | 0
1991-11-15 02:00 | 11 | 2 | 6 | 0
1991-11-15 03:00 | 11 | 3 | 6 | 0
1991-11-15 04:00 | 11 | 4 | 6 | 0
1991-11-15 05:00 | 11 | 5 | 6 | 0
1991-11-15 06:00 | 11 | 6 | 6 | 0
1991-11-15 07:00 | 11 | 7 | 6 | 0
1991-11-15 08:00 | 11 | 8 | 5 | 0
1991-11-15 09:00 | 11 | 9 | 5 | 0
1991-11-15 10:00 | 11 | 10 | 5 | 0
1991-11-15 11:00 | 11 | 11 | 5 | 0
1991-11-15 12:00 | 11 | 12 | 5 | 0
1991-11-15 13:00 | 11 | 13 | 5 | 0
1991-11-15 14:00 | 11 | 14 | 5 | 0
1991-11-15 15:00 | 11 | 15 | 5 | 0
1991-11-15 16:00 | 11 | 16 | 5 | 0
1991-11-15 17:00 | 11 | 17 | 5 | 0
1991-11-15 18:00 | 11 | 18 | 5 | 0
1991-11-15 19:00 | 11 | 19 | 5 | 0
1991-11-15 20:00 | 11 | 20 | 5 | 0
1991-11-15 21:00 | 11 | 21 | 6 | 0
1991-11-15 22:00 | 11 | 22 | 6 | 0
1991-11-15 23:00 | 11 | 23 | 6 | 0
1991-11-16 | 11 | 0 | 6 | 0
1991-11-16 01:00 | 11 | 1 | 6 | 0
1991-11-16 02:00 | 11 | 2 | 6 | 0
1991-11-16 03:00 | 11 | 3 | 6 | 0
1991-11-16 04:00 | 11 | 4 | 6 | 0
1991-11-16 05:00 | 11 | 5 | 6 | 0
1991-11-16 06:00 | 11 | 6 | 6 | 0
1991-11-16 07:00 | 11 | 7 | 6 | 0
1991-11-16 08:00 | 11 | 8 | 6 | 0
1991-11-16 09:00 | 11 | 9 | 6 | 0
1991-11-16 10:00 | 11 | 10 | 6 | 0
1991-11-16 11:00 | 11 | 11 | 6 | 0
1991-11-16 12:00 | 11 | 12 | 6 | 0
1991-11-16 13:00 | 11 | 13 | 6 | 0
1991-11-16 14:00 | 11 | 14 | 6 | 0
1991-11-16 15:00 | 11 | 15 | 6 | 0
1991-11-16 16:00 | 11 | 16 | 6 | 0
1991-11-16 17:00 | 11 | 17 | 6 | 0
1991-11-16 18:00 | 11 | 18 | 6 | 0
1991-11-16 19:00 | 11 | 19 | 6 | 0
1991-11-16 20:00 | 11 | 20 | 6 | 0
1991-11-16 21:00 | 11 | 21 | 6 | 0
1991-11-16 22:00 | 11 | 22 | 6 | 0
1991-11-16 23:00 | 11 | 23 | 6 | 0
1991-11-17 | 11 | 0 | 6 | 0
1991-11-17 01:00 | 11 | 1 | 6 | 0
1991-11-17 02:00 | 11 | 2 | 6 | 0
1991-11-17 03:00 | 11 | 3 | 6 | 0
1991-11-17 04:00 | 11 | 4 | 6 | 0
1991-11-17 05:00 | 11 | 5 | 6 | 0
1991-11-17 06:00 | 11 | 6 | 6 | 0
1991-11-17 07:00 | 11 | 7 | 6 | 0
1991-11-17 08:00 | 11 | 8 | 6 | 0
1991-11-17 09:00 | 11 | 9 | 6 | 0
1991-11-17 10:00 | 11 | 10 | 6 | 0
1991-11-17 11:00 | 11 | 11 | 6 | 0
1991-11-17 12:00 | 11 | 12 | 6 | 0
1991-11-17 13:00 | 11 | 13 | 6 | 0
1991-11-17 14:00 | 11 | 14 | 6 | 0
1991-11-17 15:00 | 11 | 15 | 6 | 0
1991-11-17 16:00 | 11 | 16 | 6 | 0
1991-11-17 17:00 | 11 | 17 | 6 | 0
1991-11-17 18:00 | 11 | 18 | 6 | 0
1991-11-17 19:00 | 11 | 19 | 6 | 0
1991-11-17 20:00 | 11 | 20 | 6 | 0
1991-11-17 21:00 | 11 | 21 | 6 | 0
1991-11-17 22:00 | 11 | 22 | 6 | 0
1991-11-17 23:00 | 11 | 23 | 6 | 0
1991-11-18 | 11 | 0 | 6 | 0
1991-11-18 01:00 | 11 | 1 | 6 | 0
1991-11-18 02:00 | 11 | 2 | 6 | 0
1991-11-18 03:00 | 11 | 3 | 6 | 0
1991-11-18 04:00 | 11 | 4 | 6 | 0
1991-11-18 05:00 | 11 | 5 | 6 | 0
1991-11-18 06:00 | 11 | 6 | 6 | 0
1991-11-18 07:00 | 11 | 7 | 6 | 0
1991-11-18 08:00 | 11 | 8 | 5 | 0
1991-11-18 09:00 | 11 | 9 | 5 | 0
1991-11-18 10:00 | 11 | 10 | 5 | 0
1991-11-18 11:00 | 11 | 11 | 5 | 0
1991-11-18 12:00 | 11 | 12 | 5 | 0
1991-11-18 13:00 | 11 | 13 | 5 | 0
1991-11-18 14:00 | 11 | 14 | 5 | 0
1991-11-18 15:00 | 11 | 15 | 5 | 0
1991-11-18 16:00 | 11 | 16 | 5 | 0
1991-11-18 17:00 | 11 | 17 | 5 | 0
1991-11-18 18:00 | 11 | 18 | 5 | 0
1991-11-18 19:00 | 11 | 19 | 5 | 0
1991-11-18 20:00 | 11 | 20 | 5 | 0
1991-11-18 21:00 | 11 | 21 | 6 | 0
1991-11-18 22:00 | 11 | 22 | 6 | 0
1991-11-18 23:00 | 11 | 23 | 6 | 0
1991-11-19 | 11 | 0 | 6 | 0
1991-11-19 01:00 | 11 | 1 | 6 | 0
1991-11-19 02:00 | 11 | 2 | 6 | 0
1991-11-19 03:00 | 11 | 3 | 6 | 0
1991-11-19 04:00 | 11 | 4 | 6 | 0
1991-11-19 05:00 | 11 | 5 | 6 | 0
1991-11-19 06:00 | 11 | 6 | 6 | 0
1991-11-19 07:00 | 11 | 7 | 6 | 0
1991-11-19 08:00 | 11 | 8 | 5 | 0
1991-11-19 09:00 | 11 | 9 | 5 | 0
1991-11-19 10:00 | 11 | 10 | 5 | 0
1991-11-19 11:00 | 11 | 11 | 5 | 0
1991-11-19 12:00 | 11 | 12 | 5 | 0
1991-11-19 13:00 | 11 | 13 | 5 | 7.9113e-08
1991-11-19 14:00 | 11 | 14 | 5 | 0
1991-11-19 15:00 | 11 | 15 | 5 | 0
1991-11-19 16:00 | 11 | 16 | 5 | 0
1991-11-19 17:00 | 11 | 17 | 5 | 0
1991-11-19 18:00 | 11 | 18 | 5 | 0
1991-11-19 19:00 | 11 | 19 | 5 | 0
1991-11-19 20:00 | 11 | 20 | 5 | 0
1991-11-19 21:00 | 11 | 21 | 6 | 0
1991-11-19 22:00 | 11 | 22 | 6 | 0
1991-11-19 23:00 | 11 | 23 | 6 | 0
1991-11-20 | 11 | 0 | 6 | 0
1991-11-20 01:00 | 11 | 1 | 6 | 0
1991-11-20 02:00 | 11 | 2 | 6 | 0
1991-11-20 03:00 | 11 | 3 | 6 | 0
1991-11-20 04:00 | 11 | 4 | 6 | 0
1991-11-20 05:00 | 11 | 5 | 6 | 0
1991-11-20 06:00 | 11 | 6 | 6 | 0
1991-11-20 07:00 | 11 | 7 | 6 | 1.0034e-06
1991-11-20 08:00 | 11 | 8 | 5 | 0
1991-11-20 09:00 | 11 | 9 | 5 | 0
1991-11-20 10:00 | 11 | 10 | 5 | 0
1991-11-20 11:00 | 11 | 11 | 5 | 0
1991-11-20 12:00 | 11 | 12 | 5 | 0
1991-11-20 13:00 | 11 | 13 | 5 | 0
1991-11-20 14:00 | 11 | 14 | 5 | 0
1991-11-20 15:00 | 11 | 15 | 5 | 0
1991-11-20 16:00 | 11 | 16 | 5 | 0
1991-11-20 17:00 | 11 | 17 | 5 | 0
1991-11-20 18:00 | 11 | 18 | 5 | 0
1991-11-20 19:00 | 11 | 19 | 5 | 0
1991-11-20 20:00 | 11 | 20 | 5 | 0
1991-11-20 21:00 | 11 | 21 | 6 | 0
1991-11-20 22:00 | 11 | 22 | 6 | 0
1991-11-20 23:00 | 11 | 23 | 6 | 0
1991-11-21 | 11 | 0 | 6 | 0
1991-11-21 01:00 | 11 | 1 | 6 | 0
1991-11-21 02:00 | 11 | 2 | 6 | 0
1991-11-21 03:00 | 11 | 3 | 6 | 1.0034e-06
1991-11-21 04:00 | 11 | 4 | 6 | 3.5117e-06
1991-11-21 05:00 | 11 | 5 | 6 | 4.5151e-06
1991-11-21 06:00 | 11 | 6 | 6 | 3.5117e-06
1991-11-21 07:00 | 11 | 7 | 6 | 0
1991-11-21 08:00 | 11 | 8 | 5 | 0
1991-11-21 09:00 | 11 | 9 | 5 | 0
1991-11-21 10:00 | 11 | 10 | 5 | 0
1991-11-21 11:00 | 11 | 11 | 5 | 0
1991-11-21 12:00 | 11 | 12 | 5 | 0
1991-11-21 13:00 | 11 | 13 | 5 | 0
1991-11-21 14:00 | 11 | 14 | 5 | 0
1991-11-21 15:00 | 11 | 15 | 5 | 0
1991-11-21 16:00 | 11 | 16 | 5 | 0
1991-11-21 17:00 | 11 | 17 | 5 | 0
1991-11-21 18:00 | 11 | 18 | 5 | 0
1991-11-21 19:00 | 11 | 19 | 5 | 0
1991-11-21 20:00 | 11 | 20 | 5 | 0
1991-11-21 21:00 | 11 | 21 | 6 | 0
1991-11-21 22:00 | 11 | 22 | 6 | 0
1991-11-21 23:00 | 11 | 23 | 6 | 0
1991-11-22 | 11 | 0 | 6 | 0
1991-11-22 01:00 | 11 | 1 | 6 | 0
1991-11-22 02:00 | 11 | 2 | 6 | 0
1991-11-22 03:00 | 11 | 3 | 6 | 0
1991-11-22 04:00 | 11 | 4 | 6 | 0
1991-11-22 05:00 | 11 | 5 | 6 | 0
1991-11-22 06:00 | 11 | 6 | 6 | 0
1991-11-22 07:00 | 11 | 7 | 6 | 0
1991-11-22 08:00 | 11 | 8 | 5 | 0
1991-11-22 09:00 | 11 | 9 | 5 | 0
1991-11-22 10:00 | 11 | 10 | 5 | 0
1991-11-22 11:00 | 11 | 11 | 5 | 0
1991-11-22 12:00 | 11 | 12 | 5 | 0
1991-11-22 13:00 | 11 | 13 | 5 | 0
1991-11-22 14:00 | 11 | 14 | 5 | 0
1991-11-22 15:00 | 11 | 15 | 5 | 0
1991-11-22 16:00 | 11 | 16 | 5 | 0
1991-11-22 17:00 | 11 | 17 | 5 | 0
1991-11-22 18:00 | 11 | 18 | 5 | 0
1991-11-22 19:00 | 11 | 19 | 5 | 0
1991-11-22 20:00 | 11 | 20 | 5 | 0
1991-11-22 21:00 | 11 | 21 | 6 | 0
1991-11-22 22:00 | 11 | 22 | 6 | 0
1991-11-22 23:00 | 11 | 23 | 6 | 0
1991-11-23 | 11 | 0 | 6 | 0
1991-11-23 01:00 | 11 | 1 | 6 | 0
1991-11-23 02:00 | 11 | 2 | 6 | 0
1991-11-23 03:00 | 11 | 3 | 6 | 0
1991-11-23 04:00 | 11 | 4 | 6 | 0
1991-11-23 05:00 | 11 | 5 | 6 | 3.2609e-06
1991-11-23 06:00 | 11 | 6 | 6 | 3.2609e-06
1991-11-23 07:00 | 11 | 7 | 6 | 0
1991-11-23 08:00 | 11 | 8 | 6 | 0
1991-11-23 09:00 | 11 | 9 | 6 | 0
1991-11-23 10:00 | 11 | 10 | 6 | 0
1991-11-23 11:00 | 11 | 11 | 6 | 0
1991-11-23 12:00 | 11 | 12 | 6 | 0
1991-11-23 13:00 | 11 | 13 | 6 | 0
1991-11-23 14:00 | 11 | 14 | 6 | 0
1991-11-23 15:00 | 11 | 15 | 6 | 0
1991-11-23 16:00 | 11 | 16 | 6 | 0
1991-11-23 17:00 | 11 | 17 | 6 | 0
1991-11-23 18:00 | 11 | 18 | 6 | 0
1991-11-23 19:00 | 11 | 19 | 6 | 0
1991-11-23 20:00 | 11 | 20 | 6 | 0
1991-11-23 21:00 | 11 | 21 | 6 | 0
1991-11-23 22:00 | 11 | 22 | 6 | 0
1991-11-23 23:00 | 11 | 23 | 6 | 0
1991-11-24 | 11 | 0 | 6 | 0
1991-11-24 01:00 | 11 | 1 | 6 | 0
1991-11-24 02:00 | 11 | 2 | 6 | 0
1991-11-24 03:00 | 11 | 3 | 6 | 2.2576e-06
1991-11-24 04:00 | 11 | 4 | 6 | 3.5117e-06
1991-11-24 05:00 | 11 | 5 | 6 | 0
1991-11-24 06:00 | 11 | 6 | 6 | 0
1991-11-24 07:00 | 11 | 7 | 6 | 0
1991-11-24 08:00 | 11 | 8 | 6 | 0
1991-11-24 09:00 | 11 | 9 | 6 | 0
1991-11-24 10:00 | 11 | 10 | 6 | 0
1991-11-24 11:00 | 11 | 11 | 6 | 0
1991-11-24 12:00 | 11 | 12 | 6 | 0
1991-11-24 13:00 | 11 | 13 | 6 | 0
1991-11-24 14:00 | 11 | 14 | 6 | 0
1991-11-24 15:00 | 11 | 15 | 6 | 0
1991-11-24 16:00 | 11 | 16 | 6 | 0
1991-11-24 17:00 | 11 | 17 | 6 | 0
1991-11-24 18:00 | 11 | 18 | 6 | 0
1991-11-24 19:00 | 11 | 19 | 6 | 0
1991-11-24 20:00 | 11 | 20 | 6 | 0
1991-11-24 21:00 | 11 | 21 | 6 | 0
1991-11-24 22:00 | 11 | 22 | 6 | 0
1991-11-24 23:00 | 11 | 23 | 6 | 0
1991-11-25 | 11 | 0 | 6 | 0
1991-11-25 01:00 | 11 | 1 | 6 | 0
1991-11-25 02:00 | 11 | 2 | 6 | 0
1991-11-25 03:00 | 11 | 3 | 6 | 0
1991-11-25 04:00 | 11 | 4 | 6 | 0
1991-11-25 05:00 | 11 | 5 | 6 | 0
1991-11-25 06:00 | 11 | 6 | 6 | 0
1991-11-25 07:00 | 11 | 7 | 6 | 0
1991-11-25 08:00 | 11 | 8 | 5 | 0
1991-11-25 09:00 | 11 | 9 | 5 | 0
1991-11-25 10:00 | 11 | 10 | 5 | 0
1991-11-25 11:00 | 11 | 11 | 5 | 0
1991-11-25 12:00 | 11 | 12 | 5 | 0
1991-11-25 13:00 | 11 | 13 | 5 | 0
1991-11-25 14:00 | 11 | 14 | 5 | 0
1991-11-25 15:00 | 11 | 15 | 5 | 0
1991-11-25 16:00 | 11 | 16 | 5 | 0
1991-11-25 17:00 | 11 | 17 | 5 | 0
1991-11-25 18:00 | 11 | 18 | 5 | 0
1991-11-25 19:00 | 11 | 19 | 5 | 0
1991-11-25 20:00 | 11 | 20 | 5 | 0
1991-11-25 21:00 | 11 | 21 | 6 | 0
1991-11-25 22:00 | 11 | 22 | 6 | 0
1991-11-25 23:00 | 11 | 23 | 6 | 0
1991-11-26 | 11 | 0 | 6 | 0
1991-11-26 01:00 | 11 | 1 | 6 | 0
1991-11-26 02:00 | 11 | 2 | 6 | 0
1991-11-26 03:00 | 11 | 3 | 6 | 0
1991-11-26 04:00 | 11 | 4 | 6 | 0
1991-11-26 05:00 | 11 | 5 | 6 | 0
1991-11-26 06:00 | 11 | 6 | 6 | 0
1991-11-26 07:00 | 11 | 7 | 6 | 1.1154e-08
1991-11-26 08:00 | 11 | 8 | 5 | 0
1991-11-26 09:00 | 11 | 9 | 5 | 0
1991-11-26 10:00 | 11 | 10 | 5 | 0
1991-11-26 11:00 | 11 | 11 | 5 | 0
1991-11-26 12:00 | 11 | 12 | 5 | 0
1991-11-26 13:00 | 11 | 13 | 5 | 0
1991-11-26 14:00 | 11 | 14 | 5 | 0
1991-11-26 15:00 | 11 | 15 | 5 | 0
1991-11-26 16:00 | 11 | 16 | 5 | 0
1991-11-26 17:00 | 11 | 17 | 5 | 0
1991-11-26 18:00 | 11 | 18 | 5 | 0
1991-11-26 19:00 | 11 | 19 | 5 | 0
1991-11-26 20:00 | 11 | 20 | 5 | 0
1991-11-26 21:00 | 11 | 21 | 6 | 0
1991-11-26 22:00 | 11 | 22 | 6 | 0
1991-11-26 23:00 | 11 | 23 | 6 | 0
1991-11-27 | 11 | 0 | 6 | 0
1991-11-27 01:00 | 11 | 1 | 6 | 0
1991-11-27 02:00 | 11 | 2 | 6 | 0
1991-11-27 03:00 | 11 | 3 | 6 | 0
1991-11-27 04:00 | 11 | 4 | 6 | 0
1991-11-27 05:00 | 11 | 5 | 6 | 0
1991-11-27 06:00 | 11 | 6 | 6 | 0
1991-11-27 07:00 | 11 | 7 | 6 | 1.1154e-08
1991-11-27 08:00 | 11 | 8 | 5 | 0
1991-11-27 09:00 | 11 | 9 | 5 | 0
1991-11-27 10:00 | 11 | 10 | 5 | 0
1991-11-27 11:00 | 11 | 11 | 5 | 0
1991-11-27 12:00 | 11 | 12 | 5 | 0
1991-11-27 13:00 | 11 | 13 | 5 | 0
1991-11-27 14:00 | 11 | 14 | 5 | 0
1991-11-27 15:00 | 11 | 15 | 5 | 0
1991-11-27 16:00 | 11 | 16 | 5 | 0
1991-11-27 17:00 | 11 | 17 | 5 | 0
1991-11-27 18:00 | 11 | 18 | 5 | 0
1991-11-27 19:00 | 11 | 19 | 5 | 0
1991-11-27 20:00 | 11 | 20 | 5 | 0
1991-11-27 21:00 | 11 | 21 | 6 | 0
1991-11-27 22:00 | 11 | 22 | 6 | 0
1991-11-27 23:00 | 11 | 23 | 6 | 0
1991-11-28 | 11 | 0 | 6 | 0
1991-11-28 01:00 | 11 | 1 | 6 | 0
1991-11-28 02:00 | 11 | 2 | 6 | 0
1991-11-28 03:00 | 11 | 3 | 6 | 0
1991-11-28 04:00 | 11 | 4 | 6 | 0
1991-11-28 05:00 | 11 | 5 | 6 | 0
1991-11-28 06:00 | 11 | 6 | 6 | 0
1991-11-28 07:00 | 11 | 7 | 6 | 0
1991-11-28 08:00 | 11 | 8 | 6 | 0
1991-11-28 09:00 | 11 | 9 | 6 | 0
1991-11-28 10:00 | 11 | 10 | 6 | 0
1991-11-28 11:00 | 11 | 11 | 6 | 0
1991-11-28 12:00 | 11 | 12 | 6 | 0
1991-11-28 13:00 | 11 | 13 | 6 | 0
1991-11-28 14:00 | 11 | 14 | 6 | 0
1991-11-28 15:00 | 11 | 15 | 6 | 0
1991-11-28 16:00 | 11 | 16 | 6 | 0
1991-11-28 17:00 | 11 | 17 | 6 | 0
1991-11-28 18:00 | 11 | 18 | 6 | 0
1991-11-28 19:00 | 11 | 19 | 6 | 0
1991-11-28 20:00 | 11 | 20 | 6 | 0
1991-11-28 21:00 | 11 | 21 | 6 | 0
1991-11-28 22:00 | 11 | 22 | 6 | 0
1991-11-28 23:00 | 11 | 23 | 6 | 0
1991-11-29 | 11 | 0 | 6 | 0
1991-11-29 01:00 | 11 | 1 | 6 | 0
1991-11-29 02:00 | 11 | 2 | 6 | 0
1991-11-29 03:00 | 11 | 3 | 6 | 0
1991-11-29 04:00 | 11 | 4 | 6 | 0
1991-11-29 05:00 | 11 | 5 | 6 | 0
1991-11-29 06:00 | 11 | 6 | 6 | 0
1991-11-29 07:00 | 11 | 7 | 6 | 0
1991-11-29 08:00 | 11 | 8 | 5 | 0
1991-11-29 09:00 | 11 | 9 | 5 | 0
1991-11-29 10:00 | 11 | 10 | 5 | 0
1991-11-29 11:00 | 11 | 11 | 5 | 0
1991-11-29 12:00 | 11 | 12 | 5 | 0
1991-11-29 13:00 | 11 | 13 | 5 | 0
1991-11-29 14:00 | 11 | 14 | 5 | 0
1991-11-29 15:00 | 11 | 15 | 5 | 0
1991-11-29 16:00 | 11 | 16 | 5 | 0
1991-11-29 17:00 | 11 | 17 | 5 | 0
1991-11-29 18:00 | 11 | 18 | 5 | 0
1991-11-29 19:00 | 11 | 19 | 5 | 0
1991-11-29 20:00 | 11 | 20 | 5 | 0
1991-11-29 21:00 | 11 | 21 | 6 | 0
1991-11-29 22:00 | 11 | 22 | 6 | 0
1991-11-29 23:00 | 11 | 23 | 6 | 0
1991-11-30 | 11 | 0 | 6 | 0
1991-11-30 01:00 | 11 | 1 | 6 | 0
1991-11-30 02:00 | 11 | 2 | 6 | 0
1991-11-30 03:00 | 11 | 3 | 6 | 0
1991-11-30 04:00 | 11 | 4 | 6 | 0
1991-11-30 05:00 | 11 | 5 | 6 | 0
1991-11-30 06:00 | 11 | 6 | 6 | 1.419e-08
1991-11-30 07:00 | 11 | 7 | 6 | 0
1991-11-30 08:00 | 11 | 8 | 6 | 0
1991-11-30 09:00 | 11 | 9 | 6 | 0
1991-11-30 10:00 | 11 | 10 | 6 | 0
1991-11-30 11:00 | 11 | 11 | 6 | 0
1991-11-30 12:00 | 11 | 12 | 6 | 0
1991-11-30 13:00 | 11 | 13 | 6 | 0
1991-11-30 14:00 | 11 | 14 | 6 | 0
1991-11-30 15:00 | 11 | 15 | 6 | 0
1991-11-30 16:00 | 11 | 16 | 6 | 0
1991-11-30 17:00 | 11 | 17 | 6 | 0
1991-11-30 18:00 | 11 | 18 | 6 | 0
1991-11-30 19:00 | 11 | 19 | 6 | 0
1991-11-30 20:00 | 11 | 20 | 6 | 0
1991-11-30 21:00 | 11 | 21 | 6 | 0
1991-11-30 22:00 | 11 | 22 | 6 | 0
1991-11-30 23:00 | 11 | 23 | 6 | 0
1991-12-01 | 12 | 0 | 6 | 0
1991-12-01 01:00 | 12 | 1 | 6 | 0
1991-12-01 02:00 | 12 | 2 | 6 | 0
1991-12-01 03:00 | 12 | 3 | 6 | 0
1991-12-01 04:00 | 12 | 4 | 6 | 0
1991-12-01 05:00 | 12 | 5 | 6 | 0
1991-12-01 06:00 | 12 | 6 | 6 | 1.419e-08
1991-12-01 07:00 | 12 | 7 | 6 | 0
1991-12-01 08:00 | 12 | 8 | 6 | 0
1991-12-01 09:00 | 12 | 9 | 6 | 0
1991-12-01 10:00 | 12 | 10 | 6 | 0
1991-12-01 11:00 | 12 | 11 | 6 | 0
1991-12-01 12:00 | 12 | 12 | 6 | 0
1991-12-01 13:00 | 12 | 13 | 6 | 0
1991-12-01 14:00 | 12 | 14 | 6 | 0
1991-12-01 15:00 | 12 | 15 | 6 | 0
1991-12-01 16:00 | 12 | 16 | 6 | 0
1991-12-01 17:00 | 12 | 17 | 6 | 0
1991-12-01 18:00 | 12 | 18 | 6 | 0
1991-12-01 19:00 | 12 | 19 | 6 | 0
1991-12-01 20:00 | 12 | 20 | 6 | 0
1991-12-01 21:00 | 12 | 21 | 6 | 0
1991-12-01 22:00 | 12 | 22 | 6 | 0
1991-12-01 23:00 | 12 | 23 | 6 | 0
1991-12-02 | 12 | 0 | 6 | 0
1991-12-02 01:00 | 12 | 1 | 6 | 0
1991-12-02 02:00 | 12 | 2 | 6 | 0
1991-12-02 03:00 | 12 | 3 | 6 | 0
1991-12-02 04:00 | 12 | 4 | 6 | 0
1991-12-02 05:00 | 12 | 5 | 6 | 0
1991-12-02 06:00 | 12 | 6 | 6 | 0
1991-12-02 07:00 | 12 | 7 | 6 | 0
1991-12-02 08:00 | 12 | 8 | 5 | 0
1991-12-02 09:00 | 12 | 9 | 5 | 0
1991-12-02 10:00 | 12 | 10 | 5 | 0
1991-12-02 11:00 | 12 | 11 | 5 | 0
1991-12-02 12:00 | 12 | 12 | 5 | 0
1991-12-02 13:00 | 12 | 13 | 5 | 0
1991-12-02 14:00 | 12 | 14 | 5 | 0
1991-12-02 15:00 | 12 | 15 | 5 | 0
1991-12-02 16:00 | 12 | 16 | 5 | 0
1991-12-02 17:00 | 12 | 17 | 5 | 0
1991-12-02 18:00 | 12 | 18 | 5 | 0
1991-12-02 19:00 | 12 | 19 | 5 | 0
1991-12-02 20:00 | 12 | 20 | 5 | 0
1991-12-02 21:00 | 12 | 21 | 6 | 0
1991-12-02 22:00 | 12 | 22 | 6 | 0
1991-12-02 23:00 | 12 | 23 | 6 | 0
1991-12-03 | 12 | 0 | 6 | 0
1991-12-03 01:00 | 12 | 1 | 6 | 0
1991-12-03 02:00 | 12 | 2 | 6 | 0
1991-12-03 03:00 | 12 | 3 | 6 | 0
1991-12-03 04:00 | 12 | 4 | 6 | 0
1991-12-03 05:00 | 12 | 5 | 6 | 0
1991-12-03 06:00 | 12 | 6 | 6 | 0
1991-12-03 07:00 | 12 | 7 | 6 | 0
1991-12-03 08:00 | 12 | 8 | 5 | 0
1991-12-03 09:00 | 12 | 9 | 5 | 0
1991-12-03 10:00 | 12 | 10 | 5 | 0
1991-12-03 11:00 | 12 | 11 | 5 | 0
1991-12-03 12:00 | 12 | 12 | 5 | 0
1991-12-03 13:00 | 12 | 13 | 5 | 0
1991-12-03 14:00 | 12 | 14 | 5 | 0
1991-12-03 15:00 | 12 | 15 | 5 | 0
1991-12-03 16:00 | 12 | 16 | 5 | 0
1991-12-03 17:00 | 12 | 17 | 5 | 0
1991-12-03 18:00 | 12 | 18 | 5 | 0
1991-12-03 19:00 | 12 | 19 | 5 | 0
1991-12-03 20:00 | 12 | 20 | 5 | 0
1991-12-03 21:00 | 12 | 21 | 6 | 0
1991-12-03 22:00 | 12 | 22 | 6 | 0
1991-12-03 23:00 | 12 | 23 | 6 | 0
1991-12-04 | 12 | 0 | 6 | 0
1991-12-04 01:00 | 12 | 1 | 6 | 0
1991-12-04 02:00 | 12 | 2 | 6 | 0
1991-12-04 03:00 | 12 | 3 | 6 | 0
1991-12-04 04:00 | 12 | 4 | 6 | 0
1991-12-04 05:00 | 12 | 5 | 6 | 0
1991-12-04 06:00 | 12 | 6 | 6 | 0
1991-12-04 07:00 | 12 | 7 | 6 | 0
1991-12-04 08:00 | 12 | 8 | 5 | 0
1991-12-04 09:00 | 12 | 9 | 5 | 0
1991-12-04 10:00 | 12 | 10 | 5 | 0
1991-12-04 11:00 | 12 | 11 | 5 | 0
1991-12-04 12:00 | 12 | 12 | 5 | 0
1991-12-04 13:00 | 12 | 13 | 5 | 0
1991-12-04 14:00 | 12 | 14 | 5 | 0
1991-12-04 15:00 | 12 | 15 | 5 | 0
1991-12-04 16:00 | 12 | 16 | 5 | 0
1991-12-04 17:00 | 12 | 17 | 5 | 0
1991-12-04 18:00 | 12 | 18 | 5 | 0
1991-12-04 19:00 | 12 | 19 | 5 | 0
1991-12-04 20:00 | 12 | 20 | 5 | 0
1991-12-04 21:00 | 12 | 21 | 6 | 0
1991-12-04 22:00 | 12 | 22 | 6 | 0
1991-12-04 23:00 | 12 | 23 | 6 | 0
1991-12-05 | 12 | 0 | 6 | 0
1991-12-05 01:00 | 12 | 1 | 6 | 0
1991-12-05 02:00 | 12 | 2 | 6 | 0
1991-12-05 03:00 | 12 | 3 | 6 | 0
1991-12-05 04:00 | 12 | 4 | 6 | 0
1991-12-05 05:00 | 12 | 5 | 6 | 0
1991-12-05 06:00 | 12 | 6 | 6 | 0
1991-12-05 07:00 | 12 | 7 | 6 | 0
1991-12-05 08:00 | 12 | 8 | 5 | 0
1991-12-05 09:00 | 12 | 9 | 5 | 0
1991-12-05 10:00 | 12 | 10 | 5 | 0
1991-12-05 11:00 | 12 | 11 | 5 | 0
1991-12-05 12:00 | 12 | 12 | 5 | 0
1991-12-05 13:00 | 12 | 13 | 5 | 0
1991-12-05 14:00 | 12 | 14 | 5 | 0
1991-12-05 15:00 | 12 | 15 | 5 | 0
1991-12-05 16:00 | 12 | 16 | 5 | 0
1991-12-05 17:00 | 12 | 17 | 5 | 0
1991-12-05 18:00 | 12 | 18 | 5 | 0
1991-12-05 19:00 | 12 | 19 | 5 | 0
1991-12-05 20:00 | 12 | 20 | 5 | 0
1991-12-05 21:00 | 12 | 21 | 6 | 0
1991-12-05 22:00 | 12 | 22 | 6 | 0
1991-12-05 23:00 | 12 | 23 | 6 | 0
1991-12-06 | 12 | 0 | 6 | 0
1991-12-06 01:00 | 12 | 1 | 6 | 0
1991-12-06 02:00 | 12 | 2 | 6 | 0
1991-12-06 03:00 | 12 | 3 | 6 | 0
1991-12-06 04:00 | 12 | 4 | 6 | 0
1991-12-06 05:00 | 12 | 5 | 6 | 0
1991-12-06 06:00 | 12 | 6 | 6 | 0
1991-12-06 07:00 | 12 | 7 | 6 | 0
1991-12-06 08:00 | 12 | 8 | 5 | 0
1991-12-06 09:00 | 12 | 9 | 5 | 0
1991-12-06 10:00 | 12 | 10 | 5 | 0
1991-12-06 11:00 | 12 | 11 | 5 | 0
1991-12-06 12:00 | 12 | 12 | 5 | 0
1991-12-06 13:00 | 12 | 13 | 5 | 0
1991-12-06 14:00 | 12 | 14 | 5 | 0
1991-12-06 15:00 | 12 | 15 | 5 | 0
1991-12-06 16:00 | 12 | 16 | 5 | 0
1991-12-06 17:00 | 12 | 17 | 5 | 0
1991-12-06 18:00 | 12 | 18 | 5 | 0
1991-12-06 19:00 | 12 | 19 | 5 | 0
1991-12-06 20:00 | 12 | 20 | 5 | 0
1991-12-06 21:00 | 12 | 21 | 6 | 0
1991-12-06 22:00 | 12 | 22 | 6 | 0
1991-12-06 23:00 | 12 | 23 | 6 | 0
1991-12-07 | 12 | 0 | 6 | 0
1991-12-07 01:00 | 12 | 1 | 6 | 0
1991-12-07 02:00 | 12 | 2 | 6 | 0
1991-12-07 03:00 | 12 | 3 | 6 | 0
1991-12-07 04:00 | 12 | 4 | 6 | 0
1991-12-07 05:00 | 12 | 5 | 6 | 0
1991-12-07 06:00 | 12 | 6 | 6 | 0
1991-12-07 07:00 | 12 | 7 | 6 | 0
1991-12-07 08:00 | 12 | 8 | 6 | 0
1991-12-07 09:00 | 12 | 9 | 6 | 0
1991-12-07 10:00 | 12 | 10 | 6 | 0
1991-12-07 11:00 | 12 | 11 | 6 | 0
1991-12-07 12:00 | 12 | 12 | 6 | 0
1991-12-07 13:00 | 12 | 13 | 6 | 0
1991-12-07 14:00 | 12 | 14 | 6 | 0
1991-12-07 15:00 | 12 | 15 | 6 | 0
1991-12-07 16:00 | 12 | 16 | 6 | 0
1991-12-07 17:00 | 12 | 17 | 6 | 0
1991-12-07 18:00 | 12 | 18 | 6 | 0
1991-12-07 19:00 | 12 | 19 | 6 | 0
1991-12-07 20:00 | 12 | 20 | 6 | 0
1991-12-07 21:00 | 12 | 21 | 6 | 0
1991-12-07 22:00 | 12 | 22 | 6 | 0
1991-12-07 23:00 | 12 | 23 | 6 | 0
1991-12-08 | 12 | 0 | 6 | 0
1991-12-08 01:00 | 12 | 1 | 6 | 0
1991-12-08 02:00 | 12 | 2 | 6 | 0
1991-12-08 03:00 | 12 | 3 | 6 | 0
1991-12-08 04:00 | 12 | 4 | 6 | 0
1991-12-08 05:00 | 12 | 5 | 6 | 0
1991-12-08 06:00 | 12 | 6 | 6 | 1.1387e-07
1991-12-08 07:00 | 12 | 7 | 6 | 0
1991-12-08 08:00 | 12 | 8 | 6 | 0
1991-12-08 09:00 | 12 | 9 | 6 | 0
1991-12-08 10:00 | 12 | 10 | 6 | 0
1991-12-08 11:00 | 12 | 11 | 6 | 0
1991-12-08 12:00 | 12 | 12 | 6 | 0
1991-12-08 13:00 | 12 | 13 | 6 | 0
1991-12-08 14:00 | 12 | 14 | 6 | 0
1991-12-08 15:00 | 12 | 15 | 6 | 0
1991-12-08 16:00 | 12 | 16 | 6 | 0
1991-12-08 17:00 | 12 | 17 | 6 | 0
1991-12-08 18:00 | 12 | 18 | 6 | 0
1991-12-08 19:00 | 12 | 19 | 6 | 0
1991-12-08 20:00 | 12 | 20 | 6 | 0
1991-12-08 21:00 | 12 | 21 | 6 | 0
1991-12-08 22:00 | 12 | 22 | 6 | 0
1991-12-08 23:00 | 12 | 23 | 6 | 0
1991-12-09 | 12 | 0 | 6 | 0
1991-12-09 01:00 | 12 | 1 | 6 | 0
1991-12-09 02:00 | 12 | 2 | 6 | 0
1991-12-09 03:00 | 12 | 3 | 6 | 0
1991-12-09 04:00 | 12 | 4 | 6 | 0
1991-12-09 05:00 | 12 | 5 | 6 | 0
1991-12-09 06:00 | 12 | 6 | 6 | 0
1991-12-09 07:00 | 12 | 7 | 6 | 0
1991-12-09 08:00 | 12 | 8 | 5 | 0
1991-12-09 09:00 | 12 | 9 | 5 | 0
1991-12-09 10:00 | 12 | 10 | 5 | 0
1991-12-09 11:00 | 12 | 11 | 5 | 0
1991-12-09 12:00 | 12 | 12 | 5 | 0
1991-12-09 13:00 | 12 | 13 | 5 | 0
1991-12-09 14:00 | 12 | 14 | 5 | 0
1991-12-09 15:00 | 12 | 15 | 5 | 0
1991-12-09 16:00 | 12 | 16 | 5 | 0
1991-12-09 17:00 | 12 | 17 | 5 | 0
1991-12-09 18:00 | 12 | 18 | 5 | 0
1991-12-09 19:00 | 12 | 19 | 5 | 0
1991-12-09 20:00 | 12 | 20 | 5 | 0
1991-12-09 21:00 | 12 | 21 | 6 | 0
1991-12-09 22:00 | 12 | 22 | 6 | 0
1991-12-09 23:00 | 12 | 23 | 6 | 0
1991-12-10 | 12 | 0 | 6 | 0
1991-12-10 01:00 | 12 | 1 | 6 | 0
1991-12-10 02:00 | 12 | 2 | 6 | 0
1991-12-10 03:00 | 12 | 3 | 6 | 0
1991-12-10 04:00 | 12 | 4 | 6 | 0
1991-12-10 05:00 | 12 | 5 | 6 | 0
1991-12-10 06:00 | 12 | 6 | 6 | 0
1991-12-10 07:00 | 12 | 7 | 6 | 0
1991-12-10 08:00 | 12 | 8 | 5 | 0
1991-12-10 09:00 | 12 | 9 | 5 | 0
1991-12-10 10:00 | 12 | 10 | 5 | 0
1991-12-10 11:00 | 12 | 11 | 5 | 0
1991-12-10 12:00 | 12 | 12 | 5 | 0
1991-12-10 13:00 | 12 | 13 | 5 | 0
1991-12-10 14:00 | 12 | 14 | 5 | 0
1991-12-10 15:00 | 12 | 15 | 5 | 0
1991-12-10 16:00 | 12 | 16 | 5 | 0
1991-12-10 17:00 | 12 | 17 | 5 | 0
1991-12-10 18:00 | 12 | 18 | 5 | 0
1991-12-10 19:00 | 12 | 19 | 5 | 0
1991-12-10 20:00 | 12 | 20 | 5 | 0
1991-12-10 21:00 | 12 | 21 | 6 | 0
1991-12-10 22:00 | 12 | 22 | 6 | 0
1991-12-10 23:00 | 12 | 23 | 6 | 0
1991-12-11 | 12 | 0 | 6 | 4.8485e-07
1991-12-11 01:00 | 12 | 1 | 6 | 0
1991-12-11 02:00 | 12 | 2 | 6 | 0
1991-12-11 03:00 | 12 | 3 | 6 | 0
1991-12-11 04:00 | 12 | 4 | 6 | 0
1991-12-11 05:00 | 12 | 5 | 6 | 0
1991-12-11 06:00 | 12 | 6 | 6 | 0
1991-12-11 07:00 | 12 | 7 | 6 | 0
1991-12-11 08:00 | 12 | 8 | 5 | 0
1991-12-11 09:00 | 12 | 9 | 5 | 0
1991-12-11 10:00 | 12 | 10 | 5 | 0
1991-12-11 11:00 | 12 | 11 | 5 | 0
1991-12-11 12:00 | 12 | 12 | 5 | 0
1991-12-11 13:00 | 12 | 13 | 5 | 0
1991-12-11 14:00 | 12 | 14 | 5 | 0
1991-12-11 15:00 | 12 | 15 | 5 | 0
1991-12-11 16:00 | 12 | 16 | 5 | 0
1991-12-11 17:00 | 12 | 17 | 5 | 0
1991-12-11 18:00 | 12 | 18 | 5 | 0
1991-12-11 19:00 | 12 | 19 | 5 | 0
1991-12-11 20:00 | 12 | 20 | 5 | 0
1991-12-11 21:00 | 12 | 21 | 6 | 0
1991-12-11 22:00 | 12 | 22 | 6 | 0
1991-12-11 23:00 | 12 | 23 | 6 | 0
1991-12-12 | 12 | 0 | 6 | 0
1991-12-12 01:00 | 12 | 1 | 6 | 0
1991-12-12 02:00 | 12 | 2 | 6 | 0
1991-12-12 03:00 | 12 | 3 | 6 | 0
1991-12-12 04:00 | 12 | 4 | 6 | 0
1991-12-12 05:00 | 12 | 5 | 6 | 0
1991-12-12 06:00 | 12 | 6 | 6 | 0
1991-12-12 07:00 | 12 | 7 | 6 | 0
1991-12-12 08:00 | 12 | 8 | 5 | 0
1991-12-12 09:00 | 12 | 9 | 5 | 0
1991-12-12 10:00 | 12 | 10 | 5 | 0
1991-12-12 11:00 | 12 | 11 | 5 | 0
1991-12-12 12:00 | 12 | 12 | 5 | 0
1991-12-12 13:00 | 12 | 13 | 5 | 0
1991-12-12 14:00 | 12 | 14 | 5 | 0
1991-12-12 15:00 | 12 | 15 | 5 | 0
1991-12-12 16:00 | 12 | 16 | 5 | 0
1991-12-12 17:00 | 12 | 17 | 5 | 0
1991-12-12 18:00 | 12 | 18 | 5 | 0
1991-12-12 19:00 | 12 | 19 | 5 | 0
1991-12-12 20:00 | 12 | 20 | 5 | 0
1991-12-12 21:00 | 12 | 21 | 6 | 0
1991-12-12 22:00 | 12 | 22 | 6 | 0
1991-12-12 23:00 | 12 | 23 | 6 | 0
1991-12-13 | 12 | 0 | 6 | 0
1991-12-13 01:00 | 12 | 1 | 6 | 0
1991-12-13 02:00 | 12 | 2 | 6 | 0
1991-12-13 03:00 | 12 | 3 | 6 | 0
1991-12-13 04:00 | 12 | 4 | 6 | 0
1991-12-13 05:00 | 12 | 5 | 6 | 0
1991-12-13 06:00 | 12 | 6 | 6 | 0
1991-12-13 07:00 | 12 | 7 | 6 | 0
1991-12-13 08:00 | 12 | 8 | 5 | 0
1991-12-13 09:00 | 12 | 9 | 5 | 0
1991-12-13 10:00 | 12 | 10 | 5 | 0
1991-12-13 11:00 | 12 | 11 | 5 | 0
1991-12-13 12:00 | 12 | 12 | 5 | 0
1991-12-13 13:00 | 12 | 13 | 5 | 0
1991-12-13 14:00 | 12 | 14 | 5 | 0
1991-12-13 15:00 | 12 | 15 | 5 | 0
1991-12-13 16:00 | 12 | 16 | 5 | 0
1991-12-13 17:00 | 12 | 17 | 5 | 0
1991-12-13 18:00 | 12 | 18 | 5 | 0
1991-12-13 19:00 | 12 | 19 | 5 | 0
1991-12-13 20:00 | 12 | 20 | 5 | 0
1991-12-13 21:00 | 12 | 21 | 6 | 0
1991-12-13 22:00 | 12 | 22 | 6 | 0
1991-12-13 23:00 | 12 | 23 | 6 | 0
1991-12-14 | 12 | 0 | 6 | 0
1991-12-14 01:00 | 12 | 1 | 6 | 0
1991-12-14 02:00 | 12 | 2 | 6 | 0
1991-12-14 03:00 | 12 | 3 | 6 | 0
1991-12-14 04:00 | 12 | 4 | 6 | 0
1991-12-14 05:00 | 12 | 5 | 6 | 0
1991-12-14 06:00 | 12 | 6 | 6 | 0
1991-12-14 07:00 | 12 | 7 | 6 | 0
1991-12-14 08:00 | 12 | 8 | 6 | 0
1991-12-14 09:00 | 12 | 9 | 6 | 0
1991-12-14 10:00 | 12 | 10 | 6 | 0
1991-12-14 11:00 | 12 | 11 | 6 | 0
1991-12-14 12:00 | 12 | 12 | 6 | 0
1991-12-14 13:00 | 12 | 13 | 6 | 0
1991-12-14 14:00 | 12 | 14 | 6 | 0
1991-12-14 15:00 | 12 | 15 | 6 | 0
1991-12-14 16:00 | 12 | 16 | 6 | 0
1991-12-14 17:00 | 12 | 17 | 6 | 0
1991-12-14 18:00 | 12 | 18 | 6 | 0
1991-12-14 19:00 | 12 | 19 | 6 | 0
1991-12-14 20:00 | 12 | 20 | 6 | 0
1991-12-14 21:00 | 12 | 21 | 6 | 0
1991-12-14 22:00 | 12 | 22 | 6 | 0
1991-12-14 23:00 | 12 | 23 | 6 | 0
1991-12-15 | 12 | 0 | 6 | 0
1991-12-15 01:00 | 12 | 1 | 6 | 0
1991-12-15 02:00 | 12 | 2 | 6 | 0
1991-12-15 03:00 | 12 | 3 | 6 | 0
1991-12-15 04:00 | 12 | 4 | 6 | 0
1991-12-15 05:00 | 12 | 5 | 6 | 0
1991-12-15 06:00 | 12 | 6 | 6 | 0
1991-12-15 07:00 | 12 | 7 | 6 | 0
1991-12-15 08:00 | 12 | 8 | 6 | 0
1991-12-15 09:00 | 12 | 9 | 6 | 0
1991-12-15 10:00 | 12 | 10 | 6 | 0
1991-12-15 11:00 | 12 | 11 | 6 | 0
1991-12-15 12:00 | 12 | 12 | 6 | 0
1991-12-15 13:00 | 12 | 13 | 6 | 0
1991-12-15 14:00 | 12 | 14 | 6 | 0
1991-12-15 15:00 | 12 | 15 | 6 | 0
1991-12-15 16:00 | 12 | 16 | 6 | 0
1991-12-15 17:00 | 12 | 17 | 6 | 0
1991-12-15 18:00 | 12 | 18 | 6 | 0
1991-12-15 19:00 | 12 | 19 | 6 | 0
1991-12-15 20:00 | 12 | 20 | 6 | 0
1991-12-15 21:00 | 12 | 21 | 6 | 0
1991-12-15 22:00 | 12 | 22 | 6 | 0
1991-12-15 23:00 | 12 | 23 | 6 | 0
1991-12-16 | 12 | 0 | 6 | 0
1991-12-16 01:00 | 12 | 1 | 6 | 0
1991-12-16 02:00 | 12 | 2 | 6 | 0
1991-12-16 03:00 | 12 | 3 | 6 | 0
1991-12-16 04:00 | 12 | 4 | 6 | 0
1991-12-16 05:00 | 12 | 5 | 6 | 0
1991-12-16 06:00 | 12 | 6 | 6 | 0
1991-12-16 07:00 | 12 | 7 | 6 | 0
1991-12-16 08:00 | 12 | 8 | 5 | 0
1991-12-16 09:00 | 12 | 9 | 5 | 0
1991-12-16 10:00 | 12 | 10 | 5 | 0
1991-12-16 11:00 | 12 | 11 | 5 | 2.846e-07
1991-12-16 12:00 | 12 | 12 | 5 | 0
1991-12-16 13:00 | 12 | 13 | 5 | 0
1991-12-16 14:00 | 12 | 14 | 5 | 0
1991-12-16 15:00 | 12 | 15 | 5 | 0
1991-12-16 16:00 | 12 | 16 | 5 | 0
1991-12-16 17:00 | 12 | 17 | 5 | 0
1991-12-16 18:00 | 12 | 18 | 5 | 0
1991-12-16 19:00 | 12 | 19 | 5 | 0
1991-12-16 20:00 | 12 | 20 | 5 | 0
1991-12-16 21:00 | 12 | 21 | 6 | 0
1991-12-16 22:00 | 12 | 22 | 6 | 0
1991-12-16 23:00 | 12 | 23 | 6 | 0
1991-12-17 | 12 | 0 | 6 | 0
1991-12-17 01:00 | 12 | 1 | 6 | 0
1991-12-17 02:00 | 12 | 2 | 6 | 0
1991-12-17 03:00 | 12 | 3 | 6 | 0
1991-12-17 04:00 | 12 | 4 | 6 | 0
1991-12-17 05:00 | 12 | 5 | 6 | 0
1991-12-17 06:00 | 12 | 6 | 6 | 0
1991-12-17 07:00 | 12 | 7 | 6 | 0
1991-12-17 08:00 | 12 | 8 | 5 | 0
1991-12-17 09:00 | 12 | 9 | 5 | 1.0927e-06
1991-12-17 10:00 | 12 | 10 | 5 | 0
1991-12-17 11:00 | 12 | 11 | 5 | 0
1991-12-17 12:00 | 12 | 12 | 5 | 0
1991-12-17 13:00 | 12 | 13 | 5 | 0
1991-12-17 14:00 | 12 | 14 | 5 | 0
1991-12-17 15:00 | 12 | 15 | 5 | 0
1991-12-17 16:00 | 12 | 16 | 5 | 0
1991-12-17 17:00 | 12 | 17 | 5 | 0
1991-12-17 18:00 | 12 | 18 | 5 | 0
1991-12-17 19:00 | 12 | 19 | 5 | 0
1991-12-17 20:00 | 12 | 20 | 5 | 0
1991-12-17 21:00 | 12 | 21 | 6 | 0
1991-12-17 22:00 | 12 | 22 | 6 | 0
1991-12-17 23:00 | 12 | 23 | 6 | 0
1991-12-18 | 12 | 0 | 6 | 0
1991-12-18 01:00 | 12 | 1 | 6 | 0
1991-12-18 02:00 | 12 | 2 | 6 | 0
1991-12-18 03:00 | 12 | 3 | 6 | 0
1991-12-18 04:00 | 12 | 4 | 6 | 0
1991-12-18 05:00 | 12 | 5 | 6 | 0
1991-12-18 06:00 | 12 | 6 | 6 | 0
1991-12-18 07:00 | 12 | 7 | 6 | 0
1991-12-18 08:00 | 12 | 8 | 5 | 0
1991-12-18 09:00 | 12 | 9 | 5 | 0
1991-12-18 10:00 | 12 | 10 | 5 | 0
1991-12-18 11:00 | 12 | 11 | 5 | 0
1991-12-18 12:00 | 12 | 12 | 5 | 0
1991-12-18 13:00 | 12 | 13 | 5 | 0
1991-12-18 14:00 | 12 | 14 | 5 | 0
1991-12-18 15:00 | 12 | 15 | 5 | 0
1991-12-18 16:00 | 12 | 16 | 5 | 0
1991-12-18 17:00 | 12 | 17 | 5 | 0
1991-12-18 18:00 | 12 | 18 | 5 | 0
1991-12-18 19:00 | 12 | 19 | 5 | 0
1991-12-18 20:00 | 12 | 20 | 5 | 0
1991-12-18 21:00 | 12 | 21 | 6 | 0
1991-12-18 22:00 | 12 | 22 | 6 | 0
1991-12-18 23:00 | 12 | 23 | 6 | 0
1991-12-19 | 12 | 0 | 6 | 0
1991-12-19 01:00 | 12 | 1 | 6 | 0
1991-12-19 02:00 | 12 | 2 | 6 | 0
1991-12-19 03:00 | 12 | 3 | 6 | 0
1991-12-19 04:00 | 12 | 4 | 6 | 0
1991-12-19 05:00 | 12 | 5 | 6 | 0
1991-12-19 06:00 | 12 | 6 | 6 | 0
1991-12-19 07:00 | 12 | 7 | 6 | 0
1991-12-19 08:00 | 12 | 8 | 5 | 0
1991-12-19 09:00 | 12 | 9 | 5 | 0
1991-12-19 10:00 | 12 | 10 | 5 | 0
1991-12-19 11:00 | 12 | 11 | 5 | 0
1991-12-19 12:00 | 12 | 12 | 5 | 0
1991-12-19 13:00 | 12 | 13 | 5 | 0
1991-12-19 14:00 | 12 | 14 | 5 | 0
1991-12-19 15:00 | 12 | 15 | 5 | 0
1991-12-19 16:00 | 12 | 16 | 5 | 0
1991-12-19 17:00 | 12 | 17 | 5 | 0
1991-12-19 18:00 | 12 | 18 | 5 | 0
1991-12-19 19:00 | 12 | 19 | 5 | 0
1991-12-19 20:00 | 12 | 20 | 5 | 0
1991-12-19 21:00 | 12 | 21 | 6 | 0
1991-12-19 22:00 | 12 | 22 | 6 | 0
1991-12-19 23:00 | 12 | 23 | 6 | 0
1991-12-20 | 12 | 0 | 6 | 0
1991-12-20 01:00 | 12 | 1 | 6 | 0
1991-12-20 02:00 | 12 | 2 | 6 | 0
1991-12-20 03:00 | 12 | 3 | 6 | 0
1991-12-20 04:00 | 12 | 4 | 6 | 0
1991-12-20 05:00 | 12 | 5 | 6 | 0
1991-12-20 06:00 | 12 | 6 | 6 | 0
1991-12-20 07:00 | 12 | 7 | 6 | 0
1991-12-20 08:00 | 12 | 8 | 5 | 0
1991-12-20 09:00 | 12 | 9 | 5 | 0
1991-12-20 10:00 | 12 | 10 | 5 | 4.0404e-07
1991-12-20 11:00 | 12 | 11 | 5 | 0
1991-12-20 12:00 | 12 | 12 | 5 | 0
1991-12-20 13:00 | 12 | 13 | 5 | 0
1991-12-20 14:00 | 12 | 14 | 5 | 0
1991-12-20 15:00 | 12 | 15 | 5 | 0
1991-12-20 16:00 | 12 | 16 | 5 | 0
1991-12-20 17:00 | 12 | 17 | 5 | 0
1991-12-20 18:00 | 12 | 18 | 5 | 0
1991-12-20 19:00 | 12 | 19 | 5 | 0
1991-12-20 20:00 | 12 | 20 | 5 | 0
1991-12-20 21:00 | 12 | 21 | 6 | 0
1991-12-20 22:00 | 12 | 22 | 6 | 0
1991-12-20 23:00 | 12 | 23 | 6 | 0
1991-12-21 | 12 | 0 | 6 | 0
1991-12-21 01:00 | 12 | 1 | 6 | 0
1991-12-21 02:00 | 12 | 2 | 6 | 0
1991-12-21 03:00 | 12 | 3 | 6 | 0
1991-12-21 04:00 | 12 | 4 | 6 | 0
1991-12-21 05:00 | 12 | 5 | 6 | 0
1991-12-21 06:00 | 12 | 6 | 6 | 0
1991-12-21 07:00 | 12 | 7 | 6 | 0
1991-12-21 08:00 | 12 | 8 | 6 | 0
1991-12-21 09:00 | 12 | 9 | 6 | 0
1991-12-21 10:00 | 12 | 10 | 6 | 0
1991-12-21 11:00 | 12 | 11 | 6 | 0
1991-12-21 12:00 | 12 | 12 | 6 | 0
1991-12-21 13:00 | 12 | 13 | 6 | 0
1991-12-21 14:00 | 12 | 14 | 6 | 0
1991-12-21 15:00 | 12 | 15 | 6 | 0
1991-12-21 16:00 | 12 | 16 | 6 | 0
1991-12-21 17:00 | 12 | 17 | 6 | 0
1991-12-21 18:00 | 12 | 18 | 6 | 0
1991-12-21 19:00 | 12 | 19 | 6 | 0
1991-12-21 20:00 | 12 | 20 | 6 | 0
1991-12-21 21:00 | 12 | 21 | 6 | 0
1991-12-21 22:00 | 12 | 22 | 6 | 0
1991-12-21 23:00 | 12 | 23 | 6 | 0
1991-12-22 | 12 | 0 | 6 | 2.846e-07
1991-12-22 01:00 | 12 | 1 | 6 | 0
1991-12-22 02:00 | 12 | 2 | 6 | 0
1991-12-22 03:00 | 12 | 3 | 6 | 0
1991-12-22 04:00 | 12 | 4 | 6 | 0
1991-12-22 05:00 | 12 | 5 | 6 | 0
1991-12-22 06:00 | 12 | 6 | 6 | 0
1991-12-22 07:00 | 12 | 7 | 6 | 0
1991-12-22 08:00 | 12 | 8 | 6 | 0
1991-12-22 09:00 | 12 | 9 | 6 | 0
1991-12-22 10:00 | 12 | 10 | 6 | 0
1991-12-22 11:00 | 12 | 11 | 6 | 0
1991-12-22 12:00 | 12 | 12 | 6 | 0
1991-12-22 13:00 | 12 | 13 | 6 | 0
1991-12-22 14:00 | 12 | 14 | 6 | 0
1991-12-22 15:00 | 12 | 15 | 6 | 0
1991-12-22 16:00 | 12 | 16 | 6 | 0
1991-12-22 17:00 | 12 | 17 | 6 | 0
1991-12-22 18:00 | 12 | 18 | 6 | 0
1991-12-22 19:00 | 12 | 19 | 6 | 0
1991-12-22 20:00 | 12 | 20 | 6 | 0
1991-12-22 21:00 | 12 | 21 | 6 | 0
1991-12-22 22:00 | 12 | 22 | 6 | 0
1991-12-22 23:00 | 12 | 23 | 6 | 0
1991-12-23 | 12 | 0 | 6 | 0
1991-12-23 01:00 | 12 | 1 | 6 | 0
1991-12-23 02:00 | 12 | 2 | 6 | 0
1991-12-23 03:00 | 12 | 3 | 6 | 0
1991-12-23 04:00 | 12 | 4 | 6 | 0
1991-12-23 05:00 | 12 | 5 | 6 | 0
1991-12-23 06:00 | 12 | 6 | 6 | 0
1991-12-23 07:00 | 12 | 7 | 6 | 0
1991-12-23 08:00 | 12 | 8 | 5 | 0
1991-12-23 09:00 | 12 | 9 | 5 | 0
1991-12-23 10:00 | 12 | 10 | 5 | 0
1991-12-23 11:00 | 12 | 11 | 5 | 0
1991-12-23 12:00 | 12 | 12 | 5 | 0
1991-12-23 13:00 | 12 | 13 | 5 | 0
1991-12-23 14:00 | 12 | 14 | 5 | 0
1991-12-23 15:00 | 12 | 15 | 5 | 0
1991-12-23 16:00 | 12 | 16 | 5 | 0
1991-12-23 17:00 | 12 | 17 | 5 | 0
1991-12-23 18:00 | 12 | 18 | 5 | 0
1991-12-23 19:00 | 12 | 19 | 5 | 0
1991-12-23 20:00 | 12 | 20 | 5 | 0
1991-12-23 21:00 | 12 | 21 | 6 | 0
1991-12-23 22:00 | 12 | 22 | 6 | 0
1991-12-23 23:00 | 12 | 23 | 6 | 0
1991-12-24 | 12 | 0 | 6 | 8.0836e-09
1991-12-24 01:00 | 12 | 1 | 6 | 0
1991-12-24 02:00 | 12 | 2 | 6 | 0
1991-12-24 03:00 | 12 | 3 | 6 | 0
1991-12-24 04:00 | 12 | 4 | 6 | 0
1991-12-24 05:00 | 12 | 5 | 6 | 0
1991-12-24 06:00 | 12 | 6 | 6 | 0
1991-12-24 07:00 | 12 | 7 | 6 | 0
1991-12-24 08:00 | 12 | 8 | 5 | 0
1991-12-24 09:00 | 12 | 9 | 5 | 0
1991-12-24 10:00 | 12 | 10 | 5 | 0
1991-12-24 11:00 | 12 | 11 | 5 | 0
1991-12-24 12:00 | 12 | 12 | 5 | 0
1991-12-24 13:00 | 12 | 13 | 5 | 0
1991-12-24 14:00 | 12 | 14 | 5 | 0
1991-12-24 15:00 | 12 | 15 | 5 | 0
1991-12-24 16:00 | 12 | 16 | 5 | 0
1991-12-24 17:00 | 12 | 17 | 5 | 0
1991-12-24 18:00 | 12 | 18 | 5 | 0
1991-12-24 19:00 | 12 | 19 | 5 | 0
1991-12-24 20:00 | 12 | 20 | 5 | 0
1991-12-24 21:00 | 12 | 21 | 6 | 0
1991-12-24 22:00 | 12 | 22 | 6 | 0
1991-12-24 23:00 | 12 | 23 | 6 | 0
1991-12-25 | 12 | 0 | 6 | 0
1991-12-25 01:00 | 12 | 1 | 6 | 0
1991-12-25 02:00 | 12 | 2 | 6 | 0
1991-12-25 03:00 | 12 | 3 | 6 | 0
1991-12-25 04:00 | 12 | 4 | 6 | 0
1991-12-25 05:00 | 12 | 5 | 6 | 0
1991-12-25 06:00 | 12 | 6 | 6 | 0
1991-12-25 07:00 | 12 | 7 | 6 | 0
1991-12-25 08:00 | 12 | 8 | 6 | 0
1991-12-25 09:00 | 12 | 9 | 6 | 0
1991-12-25 10:00 | 12 | 10 | 6 | 0
1991-12-25 11:00 | 12 | 11 | 6 | 0
1991-12-25 12:00 | 12 | 12 | 6 | 0
1991-12-25 13:00 | 12 | 13 | 6 | 0
1991-12-25 14:00 | 12 | 14 | 6 | 0
1991-12-25 15:00 | 12 | 15 | 6 | 0
1991-12-25 16:00 | 12 | 16 | 6 | 0
1991-12-25 17:00 | 12 | 17 | 6 | 0
1991-12-25 18:00 | 12 | 18 | 6 | 0
1991-12-25 19:00 | 12 | 19 | 6 | 0
1991-12-25 20:00 | 12 | 20 | 6 | 0
1991-12-25 21:00 | 12 | 21 | 6 | 0
1991-12-25 22:00 | 12 | 22 | 6 | 0
1991-12-25 23:00 | 12 | 23 | 6 | 0
1991-12-26 | 12 | 0 | 6 | 0
1991-12-26 01:00 | 12 | 1 | 6 | 0
1991-12-26 02:00 | 12 | 2 | 6 | 0
1991-12-26 03:00 | 12 | 3 | 6 | 0
1991-12-26 04:00 | 12 | 4 | 6 | 0
1991-12-26 05:00 | 12 | 5 | 6 | 0
1991-12-26 06:00 | 12 | 6 | 6 | 0
1991-12-26 07:00 | 12 | 7 | 6 | 0
1991-12-26 08:00 | 12 | 8 | 5 | 0
1991-12-26 09:00 | 12 | 9 | 5 | 0
1991-12-26 10:00 | 12 | 10 | 5 | 0
1991-12-26 11:00 | 12 | 11 | 5 | 0
1991-12-26 12:00 | 12 | 12 | 5 | 0
1991-12-26 13:00 | 12 | 13 | 5 | 0
1991-12-26 14:00 | 12 | 14 | 5 | 0
1991-12-26 15:00 | 12 | 15 | 5 | 0
1991-12-26 16:00 | 12 | 16 | 5 | 0
1991-12-26 17:00 | 12 | 17 | 5 | 0
1991-12-26 18:00 | 12 | 18 | 5 | 0
1991-12-26 19:00 | 12 | 19 | 5 | 0
1991-12-26 20:00 | 12 | 20 | 5 | 0
1991-12-26 21:00 | 12 | 21 | 6 | 0
1991-12-26 22:00 | 12 | 22 | 6 | 0
1991-12-26 23:00 | 12 | 23 | 6 | 0
1991-12-27 | 12 | 0 | 6 | 0
1991-12-27 01:00 | 12 | 1 | 6 | 0
1991-12-27 02:00 | 12 | 2 | 6 | 0
1991-12-27 03:00 | 12 | 3 | 6 | 0
1991-12-27 04:00 | 12 | 4 | 6 | 0
1991-12-27 05:00 | 12 | 5 | 6 | 0
1991-12-27 06:00 | 12 | 6 | 6 | 0
1991-12-27 07:00 | 12 | 7 | 6 | 0
1991-12-27 08:00 | 12 | 8 | 5 | 0
1991-12-27 09:00 | 12 | 9 | 5 | 0
1991-12-27 10:00 | 12 | 10 | 5 | 0
1991-12-27 11:00 | 12 | 11 | 5 | 0
1991-12-27 12:00 | 12 | 12 | 5 | 0
1991-12-27 13:00 | 12 | 13 | 5 | 0
1991-12-27 14:00 | 12 | 14 | 5 | 0
1991-12-27 15:00 | 12 | 15 | 5 | 0
1991-12-27 16:00 | 12 | 16 | 5 | 0
1991-12-27 17:00 | 12 | 17 | 5 | 0
1991-12-27 18:00 | 12 | 18 | 5 | 0
1991-12-27 19:00 | 12 | 19 | 5 | 0
1991-12-27 20:00 | 12 | 20 | 5 | 0
1991-12-27 21:00 | 12 | 21 | 6 | 0
1991-12-27 22:00 | 12 | 22 | 6 | 0
1991-12-27 23:00 | 12 | 23 | 6 | 0
1991-12-28 | 12 | 0 | 6 | 0
1991-12-28 01:00 | 12 | 1 | 6 | 0
1991-12-28 02:00 | 12 | 2 | 6 | 0
1991-12-28 03:00 | 12 | 3 | 6 | 0
1991-12-28 04:00 | 12 | 4 | 6 | 0
1991-12-28 05:00 | 12 | 5 | 6 | 0
1991-12-28 06:00 | 12 | 6 | 6 | 0
1991-12-28 07:00 | 12 | 7 | 6 | 0
1991-12-28 08:00 | 12 | 8 | 6 | 0
1991-12-28 09:00 | 12 | 9 | 6 | 0
1991-12-28 10:00 | 12 | 10 | 6 | 0
1991-12-28 11:00 | 12 | 11 | 6 | 0
1991-12-28 12:00 | 12 | 12 | 6 | 0
1991-12-28 13:00 | 12 | 13 | 6 | 0
1991-12-28 14:00 | 12 | 14 | 6 | 0
1991-12-28 15:00 | 12 | 15 | 6 | 0
1991-12-28 16:00 | 12 | 16 | 6 | 0
1991-12-28 17:00 | 12 | 17 | 6 | 0
1991-12-28 18:00 | 12 | 18 | 6 | 0
1991-12-28 19:00 | 12 | 19 | 6 | 0
1991-12-28 20:00 | 12 | 20 | 6 | 0
1991-12-28 21:00 | 12 | 21 | 6 | 0
1991-12-28 22:00 | 12 | 22 | 6 | 0
1991-12-28 23:00 | 12 | 23 | 6 | 0
1991-12-29 | 12 | 0 | 6 | 6.165e-07
1991-12-29 01:00 | 12 | 1 | 6 | 6.165e-07
1991-12-29 02:00 | 12 | 2 | 6 | 5.6045e-07
1991-12-29 03:00 | 12 | 3 | 6 | 6.165e-07
1991-12-29 04:00 | 12 | 4 | 6 | 6.165e-07
1991-12-29 05:00 | 12 | 5 | 6 | 5.6045e-07
1991-12-29 06:00 | 12 | 6 | 6 | 6.165e-07
1991-12-29 07:00 | 12 | 7 | 6 | 1.0915e-06
1991-12-29 08:00 | 12 | 8 | 6 | 6.165e-07
1991-12-29 09:00 | 12 | 9 | 6 | 6.165e-07
1991-12-29 10:00 | 12 | 10 | 6 | 6.165e-07
1991-12-29 11:00 | 12 | 11 | 6 | 9.5277e-07
1991-12-29 12:00 | 12 | 12 | 6 | 6.165e-07
1991-12-29 13:00 | 12 | 13 | 6 | 6.165e-07
1991-12-29 14:00 | 12 | 14 | 6 | 6.165e-07
1991-12-29 15:00 | 12 | 15 | 6 | 6.165e-07
1991-12-29 16:00 | 12 | 16 | 6 | 8.9672e-07
1991-12-29 17:00 | 12 | 17 | 6 | 6.165e-07
1991-12-29 18:00 | 12 | 18 | 6 | 5.6045e-07
1991-12-29 19:00 | 12 | 19 | 6 | 9.5277e-07
1991-12-29 20:00 | 12 | 20 | 6 | 5.6045e-07
1991-12-29 21:00 | 12 | 21 | 6 | 6.165e-07
1991-12-29 22:00 | 12 | 22 | 6 | 6.165e-07
1991-12-29 23:00 | 12 | 23 | 6 | 6.165e-07
1991-12-30 | 12 | 0 | 6 | 5.6045e-07
1991-12-30 01:00 | 12 | 1 | 6 | 6.165e-07
1991-12-30 02:00 | 12 | 2 | 6 | 6.165e-07
1991-12-30 03:00 | 12 | 3 | 6 | 6.165e-07
1991-12-30 04:00 | 12 | 4 | 6 | 5.6045e-07
1991-12-30 05:00 | 12 | 5 | 6 | 6.165e-07
1991-12-30 06:00 | 12 | 6 | 6 | 6.165e-07
1991-12-30 07:00 | 12 | 7 | 6 | 6.165e-07
1991-12-30 08:00 | 12 | 8 | 5 | 6.165e-07
1991-12-30 09:00 | 12 | 9 | 5 | 6.165e-07
1991-12-30 10:00 | 12 | 10 | 5 | 6.165e-07
1991-12-30 11:00 | 12 | 11 | 5 | 6.165e-07
1991-12-30 12:00 | 12 | 12 | 5 | 6.165e-07
1991-12-30 13:00 | 12 | 13 | 5 | 6.165e-07
1991-12-30 14:00 | 12 | 14 | 5 | 6.165e-07
1991-12-30 15:00 | 12 | 15 | 5 | 6.165e-07
1991-12-30 16:00 | 12 | 16 | 5 | 6.165e-07
1991-12-30 17:00 | 12 | 17 | 5 | 6.165e-07
1991-12-30 18:00 | 12 | 18 | 5 | 6.165e-07
1991-12-30 19:00 | 12 | 19 | 5 | 6.165e-07
1991-12-30 20:00 | 12 | 20 | 5 | 6.165e-07
1991-12-30 21:00 | 12 | 21 | 6 | 6.165e-07
1991-12-30 22:00 | 12 | 22 | 6 | 6.165e-07
1991-12-30 23:00 | 12 | 23 | 6 | 6.165e-07
1991-12-31 | 12 | 0 | 6 | 5.6045e-07
1991-12-31 01:00 | 12 | 1 | 6 | 6.165e-07
1991-12-31 02:00 | 12 | 2 | 6 | 6.165e-07
1991-12-31 03:00 | 12 | 3 | 6 | 6.165e-07
1991-12-31 04:00 | 12 | 4 | 6 | 5.6045e-07
1991-12-31 05:00 | 12 | 5 | 6 | 6.165e-07
1991-12-31 06:00 | 12 | 6 | 6 | 6.165e-07
1991-12-31 07:00 | 12 | 7 | 6 | 6.165e-07
1991-12-31 08:00 | 12 | 8 | 5 | 6.165e-07
1991-12-31 09:00 | 12 | 9 | 5 | 6.165e-07
1991-12-31 10:00 | 12 | 10 | 5 | 6.165e-07
1991-12-31 11:00 | 12 | 11 | 5 | 6.165e-07
1991-12-31 12:00 | 12 | 12 | 5 | 6.165e-07
1991-12-31 13:00 | 12 | 13 | 5 | 6.165e-07
1991-12-31 14:00 | 12 | 14 | 5 | 6.165e-07
1991-12-31 15:00 | 12 | 15 | 5 | 6.165e-07
1991-12-31 16:00 | 12 | 16 | 5 | 6.165e-07
1991-12-31 17:00 | 12 | 17 | 5 | 6.165e-07
1991-12-31 18:00 | 12 | 18 | 5 | 6.165e-07
1991-12-31 19:00 | 12 | 19 | 5 | 6.165e-07
1991-12-31 20:00 | 12 | 20 | 5 | 6.165e-07
1991-12-31 21:00 | 12 | 21 | 6 | 6.165e-07
1991-12-31 22:00 | 12 | 22 | 6 | 6.165e-07
1991-12-31 23:00 | 12 | 23 | 6 | 6.165e-07
|  | Max |  | 0.0026199
|  | StdDev |  | 0.00031196
|  | Max-1 Stddv |  | 0.002308

## HrlyData
A/C:4 | A/C:11 | A/C:12 | A/C:13 | A/C:2,16 | A/C:3,5 | DRY:ALL | FRZ:ALL | HEAT_PUMP:ALL | MICRO:ALL | PPPHRLY:ALL | REFRIG:ALL | STOVE&OVEN:ALL | SPA:ALL | STOVE:ALL | WINDOW AC:ALL | DHW:ALL | CLOTHES:ALL
0 | 5.6045e-07 | 1.3384e-06 | 1.2902e-07 | 0 | 0 | 3.4534e-05 | 9.3601e-05 | 0.00020625 | 0.00015451 | 3.9941e-07 | 9.3876e-05 | 1.4239e-05 | 5.4084e-05 | 1.0395e-05 | 1.339e-05 | 6.4116e-05 | 1.2594e-06
0 | 6.165e-07 | 1.1043e-06 | 1.2042e-07 | 0 | 0 | 1.6103e-05 | 8.8599e-05 | 7.8053e-05 | 8.9955e-05 | 3.1953e-07 | 9.4119e-05 | 1.1714e-05 | 5.2272e-05 | 8.5185e-06 | 1.4e-05 | 4.1539e-05 | 1.1322e-06
0 | 6.165e-07 | 9.4295e-07 | 1.2902e-07 | 0 | 0 | 2.8125e-06 | 9.7598e-05 | 9.2517e-05 | 0.00015 | 3.1953e-07 | 9.3784e-05 | 9.2798e-06 | 5.5394e-05 | 1.281e-05 | 1.3183e-05 | 3.6428e-05 | 1.1449e-06
0 | 5.6045e-07 | 1.5037e-06 | 1.2042e-07 | 0 | 0 | 2.7425e-06 | 8.9933e-05 | 0.00011716 | 0.00016016 | 3.4616e-07 | 9.5793e-05 | 4.4799e-06 | 5.3893e-05 | 1.24e-05 | 1.3071e-05 | 5.3961e-05 | 1.2594e-06
0 | 6.165e-07 | 6.6211e-07 | 1.2902e-07 | 0 | 0 | 3.0896e-06 | 9.2618e-05 | 0.00016603 | 0.0001175 | 1.9331e-05 | 9.525e-05 | 1.0574e-05 | 5.2647e-05 | 1.5665e-05 | 1.2907e-05 | 4.2288e-05 | 1.3866e-06
0 | 5.6045e-07 | 5.9272e-07 | 1.2042e-07 | 0 | 0 | 9.7897e-06 | 8.4923e-05 | 0.00039765 | 8.0446e-05 | 4.263e-05 | 8.9633e-05 | 2.0487e-05 | 5.3482e-05 | 0.00010102 | 1.2518e-05 | 0.00010317 | 1.9718e-06
0 | 6.165e-07 | 1.0737e-06 | 1.2042e-07 | 0 | 0 | 3.5445e-05 | 8.9263e-05 | 0.00029625 | 0.00010878 | 4.2338e-05 | 0.00010352 | 5.7237e-05 | 5.6329e-05 | 5.5418e-05 | 2.2212e-05 | 0.00019975 | 1.8318e-06
0 | 1.4024e-06 | 1.2892e-06 | 1.4623e-07 | 0 | 0 | 6.9272e-05 | 8.7497e-05 | 0.00032929 | 0.00017948 | 4.271e-05 | 0.00011124 | 9.2711e-05 | 5.7334e-05 | 0.00011704 | 5.9572e-05 | 0.0002763 | 4.1768e-06
0 | 6.165e-07 | 1.2942e-06 | 6.907e-06 | 0 | 0 | 7.3856e-05 | 9.0635e-05 | 0.00038389 | 0.000174 | 3.7198e-05 | 0.0001122 | 8.077e-05 | 0.00010098 | 0.00019746 | 9.1176e-05 | 0.00021547 | 9.6593e-05
0 | 6.7254e-07 | 1.019e-06 | 7.0819e-06 | 0 | 0 | 0.00013845 | 9.1144e-05 | 0.00038068 | 0.00020964 | 3.7545e-06 | 0.00010335 | 0.00011251 | 4.6395e-05 | 6.9804e-05 | 2.8025e-05 | 0.00016885 | 5.1858e-05
0 | 6.165e-07 | 7.6219e-07 | 1.4214e-05 | 0 | 0 | 0.00013876 | 9.053e-05 | 0.00034136 | 0.00013678 | 7.8551e-05 | 0.00010098 | 0.00010246 | 4.0299e-05 | 7.1895e-05 | 1.5623e-05 | 0.00014147 | 6.3224e-05
0 | 6.165e-07 | 8.0232e-07 | 3.8829e-06 | 0 | 0 | 9.306e-05 | 9.2348e-05 | 0.0003016 | 0.00013971 | 0.00011427 | 9.8394e-05 | 0.00010037 | 0.0001694 | 0.00014462 | 2.7161e-05 | 0.0001465 | 0.00045855
0 | 6.165e-07 | 1.3235e-06 | 1.0081e-06 | 0 | 0 | 0.00012916 | 9.4647e-05 | 0.0001805 | 0.00018893 | 0.00022535 | 0.00010447 | 0.0001322 | 0.0002666 | 8.7063e-05 | 4.4613e-05 | 0.00011251 | 0.00023712
0 | 6.165e-07 | 9.9626e-07 | 1.2042e-07 | 0 | 0 | 0.0001502 | 9.7441e-05 | 0.00014387 | 0.00013971 | 0.00022477 | 0.00010331 | 0.00010032 | 0.00074121 | 7.7359e-05 | 2.9277e-05 | 0.00013589 | 0.00022493
0 | 6.165e-07 | 9.8592e-07 | 1.3762e-07 | 0 | 0 | 0.00011991 | 9.663e-05 | 0.00011968 | 0.00020711 | 0.00011859 | 9.8582e-05 | 0.00010052 | 0.00024531 | 0.00010447 | 6.4683e-05 | 8.9699e-05 | 0.00013643
0 | 6.7254e-07 | 1.2888e-06 | 1.3762e-07 | 0 | 0 | 0.00014639 | 0.00010023 | 0.00013078 | 0.00017229 | 3.7278e-07 | 0.00010823 | 8.3405e-05 | 0.00022113 | 0.00012758 | 2.6477e-05 | 7.533e-05 | 0.00061164
0 | 6.165e-07 | 1.3268e-06 | 1.3762e-07 | 0 | 0 | 0.00017713 | 9.5831e-05 | 0.00012554 | 0.00020142 | 2.5296e-06 | 0.00011385 | 0.00026308 | 3.4303e-05 | 0.00021777 | 0.00012722 | 0.00010627 | 0.00023106
0 | 6.165e-07 | 1.4617e-06 | 1.5483e-07 | 0 | 0 | 0.00017823 | 9.7706e-05 | 0.00017065 | 0.00030874 | 3.1953e-07 | 0.00011156 | 0.00049211 | 4.3478e-05 | 0.00069317 | 8.8201e-05 | 0.00012599 | 0.00019774
0 | 6.165e-07 | 1.6466e-06 | 1.2902e-07 | 0 | 0 | 0.00017905 | 9.7157e-05 | 0.00025744 | 0.00024855 | 3.1953e-07 | 0.00011406 | 0.00039495 | 5.213e-05 | 0.00068501 | 8.3355e-05 | 0.00022014 | 7.9545e-05
0 | 6.165e-07 | 1.5774e-06 | 3.9395e-06 | 0 | 0 | 0.00019561 | 8.8093e-05 | 0.00031905 | 0.00018165 | 3.1953e-07 | 0.00011525 | 0.00022739 | 6.5398e-05 | 0.00020785 | 8.9359e-05 | 0.00017547 | 7.5546e-05
0 | 6.165e-07 | 1.4684e-06 | 8.1714e-07 | 0 | 0 | 0.00018123 | 0.00010095 | 0.00037298 | 0.00019818 | 3.4616e-07 | 0.00011323 | 8.527e-05 | 6.1044e-05 | 0.00010088 | 8.427e-05 | 0.00022888 | 8.0715e-05
0 | 6.165e-07 | 1.2281e-06 | 1.9353e-06 | 0 | 0 | 0.00018826 | 9.0704e-05 | 0.00026033 | 0.00013368 | 3.1953e-07 | 0.00011071 | 6.3806e-05 | 5.2321e-05 | 0.00010122 | 6.2552e-05 | 0.00013263 | 8.3845e-05
0 | 6.165e-07 | 1.4724e-06 | 6.4511e-07 | 0 | 0 | 0.00012961 | 0.00010549 | 0.00028352 | 0.00013314 | 3.7278e-07 | 0.00010592 | 2.1658e-05 | 5.0318e-05 | 3.9866e-05 | 5.3777e-05 | 6.8867e-05 | 9.7444e-05
0 | 6.165e-07 | 1.3998e-06 | 4.0852e-06 | 0 | 0 | 6.8193e-05 | 9.3601e-05 | 0.00020629 | 0.00014004 | 3.1953e-07 | 9.7301e-05 | 7.4248e-06 | 5.3341e-05 | 7.6291e-05 | 1.5103e-05 | 0.00011619 | 1.1322e-06
0 | 6.165e-07 | 1.3801e-06 | 4.3409e-06 | 0 | 0 | 2.4935e-05 | 9.9154e-05 | 0.00020066 | 0.00011452 | 3.1953e-07 | 9.8851e-05 | 6.6658e-06 | 5.4056e-05 | 2.5077e-05 | 1.0293e-05 | 5.8712e-05 | 1.3993e-06
0 | 5.6045e-07 | 1.15e-06 | 1.3846e-06 | 0 | 0 | 2.0497e-05 | 8.3183e-05 | 7.1057e-05 | 8.1611e-05 | 3.4616e-07 | 9.4385e-05 | 8.2282e-06 | 5.1847e-05 | 2.2307e-05 | 9.9407e-06 | 3.2398e-05 | 1.0686e-06
0 | 6.165e-07 | 1.035e-06 | 1.2902e-07 | 0 | 0 | 6.8945e-06 | 9.4868e-05 | 6.2841e-05 | 4.1941e-05 | 3.1953e-07 | 9.2411e-05 | 3.8352e-06 | 5.5366e-05 | 2.1225e-05 | 9.5709e-06 | 4.5651e-05 | 9.9224e-07
0 | 6.165e-07 | 1.0105e-06 | 1.2902e-07 | 0 | 0 | 9.3589e-06 | 8.7231e-05 | 8.5503e-05 | 0.00010995 | 3.1953e-07 | 9.5283e-05 | 3.0978e-06 | 5.412e-05 | 2.4714e-05 | 1.0815e-05 | 3.8355e-05 | 1.1958e-06
0 | 5.6045e-07 | 7.0071e-07 | 1.2042e-07 | 0 | 0 | 4.26e-06 | 9.5824e-05 | 0.00012082 | 0.00011115 | 1.9278e-05 | 9.0313e-05 | 2.0122e-05 | 5.2307e-05 | 2.4412e-05 | 1.0546e-05 | 3.9561e-05 | 1.1322e-06
0 | 6.165e-07 | 6.4599e-07 | 1.4967e-07 | 0 | 0 | 3.432e-05 | 9.2086e-05 | 0.0002377 | 0.0001451 | 4.2391e-05 | 9.0539e-05 | 2.404e-05 | 5.3341e-05 | 7.2537e-05 | 1.5363e-05 | 9.3535e-05 | 2.3407e-06
0 | 6.165e-07 | 1.1397e-06 | 1.3762e-07 | 0 | 0 | 6.2348e-05 | 8.2875e-05 | 0.00036005 | 0.00017212 | 4.2284e-05 | 0.00010506 | 7.6483e-05 | 5.4969e-05 | 0.0001047 | 2.2064e-05 | 0.00021913 | 1.9705e-05
0 | 6.165e-07 | 9.4347e-07 | 5.591e-07 | 0 | 0 | 0.00012191 | 8.3622e-05 | 0.00030425 | 0.0002006 | 4.271e-05 | 9.5993e-05 | 8.706e-05 | 5.7334e-05 | 0.0001391 | 6.2449e-05 | 0.00029997 | 9.9076e-05
0 | 6.165e-07 | 1.7212e-06 | 1.2644e-06 | 0 | 0 | 0.00010391 | 8.4722e-05 | 0.00033836 | 0.00023445 | 3.592e-05 | 9.9356e-05 | 4.9448e-05 | 8.9569e-05 | 8.9591e-05 | 5.3012e-05 | 0.00022978 | 0.00011637
0 | 6.165e-07 | 1.4989e-06 | 2.0626e-06 | 0 | 0 | 0.00018025 | 9.0188e-05 | 0.00019379 | 0.00020446 | 4.3243e-06 | 0.00010541 | 6.3559e-05 | 4.614e-05 | 0.00010521 | 3.0779e-05 | 0.00020985 | 0.00021366
0 | 6.165e-07 | 1.8055e-06 | 4.9373e-06 | 0 | 0 | 0.00020266 | 8.3825e-05 | 0.00016119 | 0.00011147 | 8.0308e-05 | 0.00010143 | 0.00010935 | 4.0186e-05 | 2.813e-05 | 3.5449e-05 | 0.00020324 | 0.00023933
0 | 6.165e-07 | 1.9042e-06 | 1.8493e-06 | 0 | 0 | 0.00021254 | 9.9729e-05 | 0.0001538 | 0.00017972 | 0.00011628 | 0.00010449 | 0.00015206 | 0.00016923 | 5.6489e-05 | 4.8196e-05 | 0.00015669 | 0.00013511
0 | 6.7254e-07 | 1.4878e-06 | 2.4084e-07 | 0 | 3.2788e-07 | 0.00018883 | 8.6313e-05 | 8.4762e-05 | 0.00017354 | 0.00022614 | 0.00010372 | 0.00025195 | 0.00026473 | 0.00014267 | 3.3386e-05 | 8.3484e-05 | 0.00014462
0 | 5.6045e-07 | 1.6882e-06 | 1.2042e-07 | 0 | 0 | 0.00016778 | 9.5616e-05 | 5.8365e-05 | 0.00018089 | 0.00017209 | 0.00011011 | 8.2189e-05 | 0.00066649 | 0.00012467 | 2.9973e-05 | 9.0335e-05 | 3.6003e-05
0 | 6.165e-07 | 1.9224e-06 | 1.2902e-07 | 0 | 0 | 0.00016073 | 0.00010989 | 9.857e-05 | 0.00011811 | 0.00014917 | 0.00011067 | 7.3475e-05 | 0.00024305 | 9.068e-05 | 2.6748e-05 | 9.453e-05 | 0.00013386
0 | 6.165e-07 | 2.0622e-06 | 1.2902e-07 | 0 | 0 | 0.00014611 | 9.3439e-05 | 9.1795e-05 | 7.848e-05 | 0.00010439 | 0.00010395 | 8.7009e-05 | 0.00021824 | 0.00014128 | 3.5415e-05 | 8.7204e-05 | 9.1647e-05
0 | 6.165e-07 | 1.8136e-06 | 1.4106e-06 | 0 | 0 | 0.00015437 | 9.6386e-05 | 0.00011146 | 0.00017982 | 6.4816e-05 | 0.00010709 | 0.00023599 | 3.4416e-05 | 0.00026685 | 5.3994e-05 | 0.00011314 | 2.0316e-05
0 | 6.165e-07 | 1.9197e-06 | 1.3418e-06 | 0 | 0 | 0.00017923 | 9.7664e-05 | 0.00014216 | 0.00024765 | 5.0374e-05 | 0.00011163 | 0.0004859 | 4.3705e-05 | 0.00064845 | 6.3453e-05 | 0.00013518 | 4.7971e-05
0 | 6.7254e-07 | 1.5458e-06 | 1.0322e-07 | 0 | 0 | 0.00016995 | 0.00010262 | 0.00044011 | 0.00023759 | 3.9941e-07 | 0.00011762 | 0.00044968 | 5.1932e-05 | 0.00074034 | 7.9097e-05 | 0.00017845 | 5.5629e-05
0 | 6.165e-07 | 1.3477e-06 | 1.1182e-07 | 0 | 0 | 0.00018812 | 8.6784e-05 | 0.00044382 | 0.00025883 | 4.2604e-07 | 0.00011775 | 0.00019737 | 6.6956e-05 | 0.00027137 | 6.2296e-05 | 0.00019887 | 4.0281e-06
0 | 6.165e-07 | 1.0596e-06 | 6.3836e-06 | 0 | 0 | 0.00021193 | 9.2276e-05 | 0.00045516 | 0.00020263 | 4.5267e-07 | 0.00011587 | 6.6346e-05 | 0.00022296 | 6.6681e-05 | 6.178e-05 | 0.00019142 | 1.1958e-06
0 | 6.165e-07 | 1.7009e-06 | 1.227e-05 | 0 | 0 | 0.0001928 | 8.6953e-05 | 0.0003154 | 0.0001586 | 3.9941e-07 | 0.00010679 | 2.3034e-05 | 0.00012812 | 6.7341e-05 | 5.1424e-05 | 0.0001318 | 5.8797e-05
0 | 6.165e-07 | 9.3407e-07 | 2.9935e-06 | 0 | 0 | 0.00011627 | 8.9021e-05 | 0.00021926 | 0.00012253 | 3.9941e-07 | 0.00010607 | 3.9774e-05 | 5.1082e-05 | 4.5891e-05 | 4.5424e-05 | 9.8896e-05 | 4.7857e-05
0 | 6.165e-07 | 1.0162e-06 | 3.1744e-06 | 0 | 0 | 4.9042e-05 | 8.9659e-05 | 0.00020743 | 0.00017897 | 3.7278e-07 | 0.00010224 | 1.9794e-05 | 5.3567e-05 | 2.4395e-05 | 3.1304e-05 | 9.4706e-05 | 7.251e-06
0 | 5.6045e-07 | 9.8502e-07 | 2.3211e-06 | 0 | 0 | 3.6434e-05 | 8.551e-05 | 0.00014092 | 0.00014328 | 3.9941e-07 | 9.6271e-05 | 8.5668e-06 | 5.4084e-05 | 1.212e-05 | 2.7561e-05 | 7.7569e-05 | 1.1449e-06
0 | 6.165e-07 | 1.023e-06 | 3.3754e-06 | 0 | 0 | 2.3051e-05 | 7.9838e-05 | 0.00013905 | 0.00016243 | 4.5267e-07 | 9.3777e-05 | 5.3963e-06 | 5.1819e-05 | 1.2314e-05 | 1.4426e-05 | 3.6781e-05 | 1.1322e-06
0 | 6.165e-07 | 8.7025e-07 | 3.4703e-06 | 0 | 0 | 2.0664e-05 | 8.0995e-05 | 0.00018378 | 6.7038e-05 | 3.9941e-07 | 9.1183e-05 | 9.2608e-06 | 5.5366e-05 | 5.9953e-06 | 8.8604e-06 | 3.2861e-05 | 1.1322e-06
0 | 5.6045e-07 | 9.1804e-07 | 3.5681e-06 | 0 | 0 | 8.956e-06 | 8.0198e-05 | 0.00022952 | 0.00017057 | 3.7278e-07 | 9.6389e-05 | 5.5947e-06 | 5.378e-05 | 1.2336e-05 | 1.0106e-05 | 4.4532e-05 | 1.1958e-06
0 | 6.165e-07 | 9.1978e-07 | 3.6916e-06 | 0 | 0 | 2.1501e-06 | 8.5979e-05 | 0.00028754 | 0.00011205 | 1.776e-05 | 8.7497e-05 | 2.597e-05 | 5.3072e-05 | 2.0099e-05 | 1.0369e-05 | 4.3873e-05 | 1.3866e-06
0 | 6.165e-07 | 9.3781e-07 | 3.9985e-06 | 0 | 0 | 1.7627e-05 | 7.5844e-05 | 0.00059901 | 0.00012306 | 4.2391e-05 | 8.5763e-05 | 1.1721e-05 | 5.3482e-05 | 7.7187e-05 | 8.4045e-06 | 0.00010155 | 3.9486e-05
0 | 6.165e-07 | 1.2672e-06 | 3.8265e-06 | 0 | 0 | 4.7589e-05 | 8.0635e-05 | 0.00068675 | 0.00017905 | 8.0575e-05 | 9.5943e-05 | 8.8074e-05 | 5.4856e-05 | 8.3898e-05 | 4.5116e-05 | 0.00023006 | 2.2516e-05
0 | 6.165e-07 | 1.0386e-06 | 1.3832e-05 | 0 | 0 | 8.4661e-05 | 8.0219e-05 | 0.00053977 | 0.00014123 | 9.5938e-05 | 9.1507e-05 | 9.5457e-05 | 5.7306e-05 | 0.00011803 | 6.2711e-05 | 0.0002881 | 1.8488e-05
0 | 8.5401e-07 | 9.902e-07 | 1.2042e-07 | 0 | 0 | 0.00013794 | 8.3294e-05 | 0.00039003 | 0.00020065 | 8.2225e-05 | 9.91e-05 | 0.00010191 | 8.9116e-05 | 0.00011353 | 4.4321e-05 | 0.00026027 | 0.00061936
0 | 6.165e-07 | 1.4936e-06 | 1.1182e-07 | 0 | 0 | 0.00018429 | 8.9098e-05 | 0.00021304 | 0.00015021 | 3.3284e-06 | 9.2844e-05 | 6.8735e-05 | 4.6395e-05 | 0.00011225 | 1.6519e-05 | 0.00019759 | 9.6227e-05
0 | 6.165e-07 | 2.446e-06 | 1.3762e-07 | 0 | 1.6533e-06 | 0.00015574 | 7.6545e-05 | 0.00017486 | 0.00013167 | 0.00013075 | 9.6718e-05 | 7.2497e-05 | 4.0299e-05 | 7.3175e-05 | 1.6938e-05 | 0.00013814 | 0.00027497
0 | 6.165e-07 | 2.2429e-06 | 1.2042e-07 | 0 | 5.5109e-07 | 0.00020229 | 8.253e-05 | 0.0001508 | 0.00024429 | 0.00018785 | 0.00010083 | 0.00010343 | 0.00016849 | 5.5805e-05 | 3.0364e-05 | 0.00011984 | 0.00015258
0 | 6.165e-07 | 1.7269e-06 | 1.2902e-07 | 0 | 1.6391e-07 | 0.00020355 | 9.5414e-05 | 0.00012778 | 0.00016638 | 0.00022314 | 9.8117e-05 | 0.00015111 | 0.00028092 | 0.0002012 | 3.2627e-05 | 0.00011246 | 4.9207e-06
0 | 6.165e-07 | 1.4239e-06 | 1.2902e-07 | 0 | 1.6391e-07 | 0.00019071 | 9.5092e-05 | 4.3959e-05 | 0.00020688 | 0.00022289 | 0.00010323 | 9.0059e-05 | 0.0006995 | 8.6838e-05 | 2.3877e-05 | 0.00011699 | 8.8483e-06
0 | 6.165e-07 | 1.8987e-06 | 1.6343e-07 | 0 | 0 | 0.00021185 | 9.3198e-05 | 1.993e-05 | 0.00014635 | 0.00018452 | 9.6961e-05 | 4.5792e-05 | 0.00024345 | 4.9366e-05 | 1.7698e-05 | 8.7253e-05 | 9.7698e-06
0 | 6.165e-07 | 1.6883e-06 | 1.3762e-07 | 0 | 0 | 0.00021603 | 0.00010005 | 1.4721e-05 | 0.00010207 | 6.3155e-05 | 9.9511e-05 | 7.5919e-05 | 0.0002231 | 9.9303e-05 | 2.9075e-05 | 0.00011531 | 4.9256e-05
4.2747e-07 | 6.165e-07 | 1.6063e-06 | 1.2902e-07 | 0 | 0 | 0.0001635 | 0.00010112 | 3.9241e-05 | 0.00021448 | 6.8645e-05 | 0.00010731 | 0.00018733 | 3.4416e-05 | 0.00020719 | 5.3742e-05 | 9.1901e-05 | 1.8954e-06
0 | 6.165e-07 | 1.8835e-06 | 2.6407e-06 | 0 | 0 | 0.00019487 | 9.7403e-05 | 0.00014552 | 0.00027543 | 4.8632e-05 | 0.00011192 | 0.0005486 | 4.8491e-05 | 0.00030463 | 5.1126e-05 | 0.00017347 | 1.8916e-05
0 | 6.165e-07 | 1.6066e-06 | 5.2346e-06 | 0 | 0 | 0.00022519 | 0.00010145 | 0.00023053 | 0.00024131 | 3.1953e-07 | 0.00011465 | 0.00043367 | 5.2385e-05 | 0.00054529 | 6.6712e-05 | 0.00021088 | 0.00016461
0 | 6.165e-07 | 1.2462e-06 | 9.356e-06 | 0 | 0 | 0.00020047 | 9.3501e-05 | 0.00024582 | 0.00022865 | 3.1953e-07 | 0.0001127 | 0.00022595 | 6.537e-05 | 0.00037719 | 6.4066e-05 | 0.00024614 | 3.6948e-05
0 | 6.165e-07 | 1.2885e-06 | 3.9789e-06 | 0 | 0 | 0.00018236 | 9.8451e-05 | 0.00023854 | 0.00017172 | 3.4616e-07 | 0.00010713 | 0.00015747 | 6.1299e-05 | 0.00010846 | 6.5886e-05 | 0.00020323 | 0.00041787
0 | 6.165e-07 | 1.2531e-06 | 3.6744e-06 | 0 | 0 | 0.00017041 | 8.557e-05 | 0.00025353 | 0.00016684 | 3.1953e-07 | 0.00010838 | 4.1779e-05 | 5.2066e-05 | 7.1897e-05 | 4.9419e-05 | 0.00013897 | 0.00021892
0 | 6.165e-07 | 1.5174e-06 | 4.5046e-06 | 0 | 0 | 0.00012763 | 8.6887e-05 | 0.00018781 | 0.00012196 | 3.7278e-07 | 0.00010528 | 1.7826e-05 | 5.0346e-05 | 3.2778e-05 | 4.0807e-05 | 0.00012812 | 1.0737e-05
0 | 6.165e-07 | 1.1493e-05 | 1.0697e-05 | 0 | 0 | 7.9014e-05 | 7.7056e-05 | 0.00016212 | 0.00015572 | 3.1953e-07 | 0.00011424 | 6.2752e-05 | 5.3567e-05 | 2.6296e-05 | 1.5379e-05 | 0.00011341 | 0.00056353
0 | 6.165e-07 | 4.1078e-06 | 8.1372e-06 | 0 | 0 | 4.4002e-05 | 8.6175e-05 | 0.0001676 | 0.00012041 | 3.1953e-07 | 9.6841e-05 | 1.1864e-05 | 5.3971e-05 | 1.1602e-05 | 7.3933e-06 | 4.1324e-05 | 2.1117e-06
0 | 5.6045e-07 | 1.1327e-06 | 5.0706e-06 | 0 | 0 | 1.8741e-05 | 8.5284e-05 | 0.00017746 | 7.5304e-05 | 3.1953e-07 | 9.2647e-05 | 1.3148e-05 | 5.1592e-05 | 1.0028e-05 | 5.7321e-06 | 4.4634e-05 | 5.1062e-05
0 | 6.165e-07 | 2.7397e-06 | 4.8408e-06 | 0 | 0 | 1.3971e-05 | 8.8244e-05 | 0.00018515 | 0.00012449 | 3.1953e-07 | 8.7009e-05 | 3.7022e-05 | 5.5366e-05 | 1.3134e-05 | 4.7496e-06 | 4.9659e-05 | 1.0686e-06
0 | 6.165e-07 | 3.2972e-06 | 5.0132e-06 | 0 | 0 | 1.4504e-05 | 7.8586e-05 | 0.00020729 | 8.3539e-05 | 3.4616e-07 | 9.476e-05 | 3.0155e-05 | 5.412e-05 | 1.0352e-05 | 4.5091e-06 | 4.635e-05 | 1.1958e-06
0 | 6.165e-07 | 3.1233e-06 | 5.5389e-06 | 0 | 0 | 1.9609e-05 | 7.9829e-05 | 0.00029091 | 0.00011736 | 1.5923e-05 | 9.0662e-05 | 3.0981e-05 | 5.2534e-05 | 1.2724e-05 | 7.4394e-06 | 3.7682e-05 | 1.1958e-06
0 | 5.6045e-07 | 4.1759e-06 | 4.0773e-07 | 0 | 0 | 2.9545e-05 | 7.0102e-05 | 0.00039 | 0.00011061 | 4.2391e-05 | 8.494e-05 | 3.1899e-05 | 5.3369e-05 | 3.6872e-05 | 9.0357e-06 | 0.00010306 | 1.7046e-06
0 | 6.165e-07 | 4.7196e-06 | 1.2902e-07 | 0 | 0 | 4.3901e-05 | 7.8266e-05 | 0.00052964 | 0.00012736 | 4.2125e-05 | 9.8289e-05 | 8.9958e-05 | 5.4743e-05 | 6.2302e-05 | 2.6028e-05 | 0.00019117 | 1.323e-06
0 | 6.165e-07 | 4.6487e-06 | 1.1182e-07 | 0 | 0 | 7.3566e-05 | 7.9032e-05 | 0.00049569 | 0.00013548 | 4.2391e-05 | 9.2328e-05 | 0.00010291 | 5.7334e-05 | 0.0001248 | 7.1128e-05 | 0.00033294 | 7.7634e-05
0 | 6.7254e-07 | 3.7649e-06 | 6.8898e-06 | 0 | 0 | 0.00017009 | 8.4472e-05 | 0.00033682 | 0.00023675 | 3.6373e-05 | 0.00011742 | 0.00011131 | 8.9456e-05 | 0.00019619 | 6.7882e-05 | 0.00023016 | 4.3847e-05
1.6558e-05 | 6.165e-07 | 4.2605e-06 | 9.066e-06 | 0 | 0 | 0.00019419 | 7.943e-05 | 0.00038934 | 0.00018101 | 3.4083e-06 | 9.8717e-05 | 0.00010177 | 4.6169e-05 | 0.00015645 | 4.6949e-05 | 0.00021933 | 0.00015748
3.3396e-06 | 6.165e-07 | 5.1355e-06 | 1.1182e-07 | 0 | 0 | 0.00027304 | 8.1648e-05 | 0.00028192 | 0.00017423 | 7.7113e-05 | 9.7057e-05 | 4.5673e-05 | 4.0299e-05 | 7.2432e-05 | 3.5896e-05 | 0.00018175 | 0.00037682
0 | 6.7254e-07 | 4.0252e-06 | 2.03e-06 | 0 | 0 | 0.00026222 | 7.6393e-05 | 0.00023297 | 0.00028977 | 0.00011175 | 9.7144e-05 | 6.6813e-05 | 0.000169 | 0.00010479 | 4.3057e-05 | 0.00016634 | 0.00056196
0 | 6.165e-07 | 5.1604e-06 | 1.0752e-06 | 9.846e-07 | 0 | 0.00018176 | 8.9317e-05 | 0.00021949 | 0.00057236 | 0.00019982 | 9.8043e-05 | 0.00012342 | 0.00027394 | 0.00014765 | 2.4422e-05 | 0.00014085 | 9.3757e-05
0 | 6.165e-07 | 3.6167e-06 | 1.1698e-06 | 0 | 0 | 0.00020381 | 8.7638e-05 | 0.00014823 | 0.00018179 | 0.00019977 | 9.6126e-05 | 6.7338e-05 | 0.00084705 | 0.00010717 | 1.8509e-05 | 0.00011218 | 2.8786e-05
0 | 6.165e-07 | 4.1728e-06 | 1.4623e-07 | 0 | 0 | 0.00014246 | 9.8569e-05 | 9.0581e-05 | 0.00019984 | 0.00017034 | 9.8426e-05 | 6.2982e-05 | 0.00041292 | 9.603e-05 | 3.0726e-05 | 0.00012486 | 9.2775e-05
0 | 6.165e-07 | 3.3169e-06 | 2.8041e-06 | 0 | 0 | 0.00013061 | 9.1393e-05 | 9.6958e-05 | 0.00018887 | 5.1146e-05 | 9.895e-05 | 0.00014165 | 0.00039275 | 9.8503e-05 | 4.9587e-05 | 0.00011288 | 6.594e-06
0 | 6.165e-07 | 2.5083e-06 | 1.3762e-07 | 0 | 0 | 0.0001537 | 0.00010122 | 0.00011198 | 0.00020101 | 4.9122e-05 | 0.00010168 | 0.00026507 | 0.00020247 | 0.00020318 | 6.7837e-05 | 9.6571e-05 | 1.5997e-06
0 | 6.165e-07 | 1.5883e-06 | 1.5483e-07 | 0 | 0 | 0.00012013 | 8.9632e-05 | 0.00024545 | 0.00026894 | 3.6623e-05 | 0.00010988 | 0.0004786 | 0.00021227 | 0.00032954 | 9.4588e-05 | 0.00015302 | 1.2085e-06
0 | 6.165e-07 | 1.723e-06 | 9.1176e-07 | 0 | 0 | 0.00016655 | 9.3418e-05 | 0.00042204 | 0.00028148 | 4.2604e-07 | 0.00011629 | 0.00030794 | 0.00022534 | 0.00039217 | 8.3018e-05 | 0.00017783 | 8.6414e-05
0 | 6.165e-07 | 1.5179e-06 | 1.4854e-05 | 0 | 0 | 0.00019075 | 8.8897e-05 | 0.0003006 | 0.0002209 | 3.9941e-07 | 0.00011021 | 0.00017113 | 0.000236 | 0.0002639 | 8.605e-05 | 0.00016747 | 6.2272e-05
0 | 6.165e-07 | 1.1982e-06 | 8.3438e-06 | 0 | 0 | 0.00015513 | 8.716e-05 | 0.00020576 | 0.00019809 | 4.2604e-07 | 0.00011009 | 8.1151e-05 | 0.00023167 | 0.00020241 | 8.343e-05 | 0.00018867 | 4.9803e-05
0 | 6.165e-07 | 1.3207e-06 | 5.489e-06 | 0 | 0 | 0.00011934 | 8.8979e-05 | 0.00019763 | 0.00018349 | 4.2604e-07 | 0.00010572 | 5.5073e-05 | 0.00022286 | 6.9003e-05 | 5.6515e-05 | 0.00013402 | 6.3033e-05
0 | 5.6045e-07 | 1.1601e-06 | 5.0534e-06 | 0 | 0 | 9.4181e-05 | 8.2798e-05 | 0.00019466 | 0.00016806 | 4.5267e-07 | 0.00010195 | 3.5096e-05 | 5.618e-05 | 6.1488e-05 | 4.6775e-05 | 0.00011232 | 3.754e-05
0 | 6.165e-07 | 1.5009e-06 | 3.2405e-06 | 0 | 0 | 6.6579e-05 | 9.1808e-05 | 0.00024441 | 0.00014899 | 4.2604e-07 | 9.6394e-05 | 1.0534e-05 | 5.4247e-05 | 2.5864e-05 | 3.7295e-05 | 9.5551e-05 | 5.5413e-05
0 | 6.165e-07 | 1.2498e-06 | 1.2902e-07 | 0 | 0 | 4.0185e-05 | 8.0232e-05 | 0.00016681 | 0.00016229 | 4.2604e-07 | 9.8054e-05 | 1.0132e-05 | 5.1245e-05 | 1.4195e-05 | 1.5007e-05 | 7.7923e-05 | 1.7682e-06
0 | 6.165e-07 | 1.131e-06 | 1.3762e-07 | 0 | 0 | 1.325e-05 | 8.0563e-05 | 0.00019206 | 0.00018806 | 4.5267e-07 | 8.943e-05 | 4.2996e-06 | 5.2805e-05 | 1.5394e-05 | 1.1251e-05 | 4.4418e-05 | 1.1449e-06
0 | 5.6045e-07 | 1.159e-06 | 1.2902e-07 | 0 | 0 | 8.5832e-06 | 7.844e-05 | 0.00018289 | 9.0104e-05 | 4.2604e-07 | 9.0934e-05 | 9.6122e-06 | 5.2396e-05 | 9.8728e-06 | 9.9314e-06 | 4.816e-05 | 1.3866e-06
0 | 6.165e-07 | 1.2498e-06 | 2.374e-06 | 0 | 0 | 7.8166e-06 | 8.5743e-05 | 0.00010227 | 0.00014614 | 3.9941e-07 | 9.3271e-05 | 6.4329e-06 | 5.219e-05 | 1.2396e-05 | 9.2209e-06 | 5.9798e-05 | 1.2085e-06
0 | 6.165e-07 | 1.0698e-06 | 1.2902e-07 | 0 | 0 | 2.5364e-06 | 7.8621e-05 | 0.00011874 | 0.00016402 | 1.5391e-05 | 8.7898e-05 | 1.0249e-05 | 5.2073e-05 | 1.4682e-05 | 9.7314e-06 | 5.0114e-05 | 1.4502e-06
0 | 5.6045e-07 | 1.1019e-06 | 1.2042e-07 | 0 | 0 | 7.3111e-06 | 7.603e-05 | 0.00016959 | 0.00011778 | 4.2497e-05 | 8.1986e-05 | 1.1691e-05 | 5.2077e-05 | 2.4499e-05 | 8.3978e-06 | 4.8024e-05 | 2.1499e-06
0 | 6.165e-07 | 1.3141e-06 | 1.2902e-07 | 0 | 0 | 1.7828e-05 | 7.9499e-05 | 0.0004076 | 0.0001045 | 4.2258e-05 | 9.1586e-05 | 2.4075e-05 | 4.816e-05 | 5.7177e-05 | 1.4342e-05 | 8.2054e-05 | 1.4286e-05
0 | 6.165e-07 | 1.4697e-06 | 1.1182e-07 | 0 | 0 | 4.4357e-05 | 7.1254e-05 | 0.00059442 | 0.00021826 | 9.2157e-05 | 9.7398e-05 | 8.8527e-05 | 5.3646e-05 | 0.00010863 | 1.8483e-05 | 0.00010041 | 4.17e-05
0 | 6.165e-07 | 1.0338e-06 | 1.3674e-06 | 0 | 0 | 0.00010765 | 7.4564e-05 | 0.00050597 | 0.00027772 | 9.0506e-05 | 9.9146e-05 | 0.00014899 | 8.9139e-05 | 0.00026642 | 4.8132e-05 | 0.00023389 | 5.89e-05
0 | 6.165e-07 | 1.3764e-06 | 1.0398e-06 | 0 | 0 | 0.00024697 | 7.7742e-05 | 0.00037566 | 0.00025177 | 2.519e-05 | 9.8429e-05 | 0.00016479 | 4.4179e-05 | 0.00022718 | 4.3984e-05 | 0.00022395 | 0.0001206
0 | 6.165e-07 | 1.4866e-06 | 7.9478e-06 | 0 | 0 | 0.00034416 | 8.4359e-05 | 0.00028879 | 0.00014929 | 0.00011982 | 9.7488e-05 | 0.00014408 | 3.8503e-05 | 0.00022129 | 5.1517e-05 | 0.00027888 | 0.00025134
0 | 6.165e-07 | 1.2383e-06 | 1.6343e-07 | 0 | 0 | 0.00027632 | 7.5803e-05 | 0.00022553 | 0.000196 | 0.00015447 | 9.7755e-05 | 0.00015689 | 0.00017196 | 0.00016221 | 8.4036e-05 | 0.0002584 | 0.00096921
0 | 6.7254e-07 | 1.344e-06 | 1.4623e-07 | 0 | 0 | 0.00030303 | 9.7048e-05 | 0.00019978 | 0.00034329 | 0.00024133 | 0.00011532 | 0.00018629 | 0.0002673 | 0.00028022 | 4.0782e-05 | 0.000155 | 0.00076128
0 | 6.165e-07 | 1.2691e-06 | 1.6343e-07 | 0 | 0 | 0.00030731 | 0.00010041 | 0.00020532 | 0.00017456 | 0.00024155 | 0.00011817 | 0.00014893 | 0.00080296 | 0.00020465 | 5.2635e-05 | 0.00019088 | 0.00064459
0 | 6.165e-07 | 1.223e-06 | 1.4623e-07 | 0 | 0 | 0.00030079 | 9.7983e-05 | 0.00020298 | 0.0001666 | 0.00021297 | 0.00010877 | 0.00012807 | 0.0002502 | 0.00011079 | 4.2377e-05 | 0.00015783 | 0.00010389
0 | 5.6045e-07 | 1.2122e-06 | 1.4623e-07 | 0 | 0 | 0.0003408 | 9.1147e-05 | 0.00015344 | 0.00021455 | 0.00019179 | 0.00010722 | 0.0001818 | 0.00022207 | 0.00018476 | 8.3028e-05 | 0.00012293 | 0.00011508
0 | 6.165e-07 | 2.7346e-06 | 1.4623e-07 | 0 | 0 | 0.00028939 | 9.4685e-05 | 0.00019812 | 0.00012436 | 0.00014063 | 0.00011001 | 0.00027964 | 3.9506e-05 | 0.00019868 | 8.7562e-05 | 0.00013321 | 0.0007034
0 | 6.165e-07 | 1.3764e-06 | 1.4623e-07 | 0 | 0 | 0.00027837 | 9.0659e-05 | 0.0001424 | 0.00019542 | 4.9633e-05 | 0.00011199 | 0.00051524 | 5.0353e-05 | 0.000307 | 0.0001044 | 0.00018672 | 0.00013909
0 | 6.7254e-07 | 1.3697e-06 | 1.3762e-07 | 0 | 0 | 0.00021471 | 9.8656e-05 | 0.0003757 | 0.00026603 | 3.9941e-07 | 0.0001156 | 0.0004488 | 4.4564e-05 | 0.00041816 | 0.00010829 | 0.00024587 | 0.00013164
0 | 6.165e-07 | 1.4547e-06 | 1.007e-05 | 0 | 0 | 0.00020434 | 9.3038e-05 | 0.00039845 | 0.00019291 | 4.7929e-07 | 0.00010745 | 0.0002238 | 5.4233e-05 | 0.00011752 | 7.2177e-05 | 0.00018692 | 8.2785e-05
0 | 6.165e-07 | 1.5017e-06 | 4.8005e-06 | 0 | 0 | 0.00018377 | 9.6225e-05 | 0.00024631 | 0.00011653 | 4.2604e-07 | 0.00010777 | 0.0001551 | 4.2169e-05 | 5.1982e-05 | 4.2239e-05 | 0.00016907 | 0.00067077
0 | 6.165e-07 | 1.422e-06 | 3.2894e-06 | 0 | 0 | 0.00013465 | 9.6832e-05 | 0.0001858 | 0.00012323 | 3.9941e-07 | 0.00011068 | 5.4939e-05 | 5.2222e-05 | 5.4504e-05 | 4.7869e-05 | 8.71e-05 | 0.00018484
0 | 6.165e-07 | 1.2376e-06 | 2.8785e-06 | 0 | 0 | 0.00010361 | 8.9945e-05 | 0.00015333 | 0.00013286 | 4.7929e-07 | 9.8395e-05 | 1.8998e-05 | 4.2254e-05 | 7.5336e-05 | 3.9255e-05 | 8.2371e-05 | 0.00050057
0 | 5.6045e-07 | 9.2392e-07 | 2.9446e-06 | 0 | 0 | 4.5956e-05 | 8.5179e-05 | 0.00010869 | 0.00012171 | 3.9941e-07 | 0.00010087 | 2.3637e-05 | 5.1741e-05 | 2.36e-05 | 1.5927e-05 | 0.00012873 | 3.754e-05
0 | 6.165e-07 | 1.1348e-06 | 1.9103e-06 | 0 | 0 | 4.6537e-05 | 8.7114e-05 | 7.8024e-05 | 8.862e-05 | 4.2604e-07 | 9.7609e-05 | 4.4404e-05 | 4.18e-05 | 9.2363e-06 | 1.487e-05 | 6.1175e-05 | 7.2548e-05
0 | 6.165e-07 | 9.7606e-07 | 1.3762e-07 | 0 | 0 | 2.9019e-05 | 8.6638e-05 | 9.8377e-05 | 8.6989e-05 | 3.9941e-07 | 9.7152e-05 | 1.728e-05 | 4.2282e-05 | 9.834e-06 | 1.4663e-05 | 5.1473e-05 | 1.0686e-06
0 | 6.165e-07 | 7.1689e-07 | 1.4623e-07 | 0 | 0 | 2.0854e-05 | 8.9357e-05 | 6.9215e-05 | 5.8207e-05 | 4.7929e-07 | 9.3855e-05 | 1.0569e-05 | 5.2335e-05 | 6.901e-06 | 1.4777e-05 | 5.1963e-05 | 1.1449e-06
0 | 6.165e-07 | 6.8895e-07 | 1.3762e-07 | 0 | 0 | 1.572e-05 | 9.6204e-05 | 5.7166e-05 | 0.00010534 | 4.2604e-07 | 9.501e-05 | 6.8611e-06 | 4.2707e-05 | 1.0244e-05 | 1.5026e-05 | 3.1837e-05 | 1.1322e-06
0 | 5.6045e-07 | 7.4222e-07 | 1.2902e-07 | 0 | 0 | 1.4967e-05 | 7.9771e-05 | 6.1534e-05 | 0.00014819 | 1.5204e-05 | 9.1769e-05 | 8.754e-06 | 5.3128e-05 | 1.4514e-05 | 1.5418e-05 | 4.3327e-05 | 1.3866e-06
0 | 6.165e-07 | 7.3941e-07 | 1.3762e-07 | 0 | 0 | 4.035e-06 | 8.3751e-05 | 9.2298e-05 | 0.0001013 | 4.2444e-05 | 9.2352e-05 | 2.2123e-05 | 4.2593e-05 | 3.0858e-05 | 1.363e-05 | 4.7346e-05 | 2.099e-06
0 | 6.165e-07 | 8.8991e-07 | 1.2902e-07 | 0 | 0 | 4.8074e-06 | 8.5888e-05 | 9.2477e-05 | 0.00010508 | 4.2311e-05 | 8.9685e-05 | 3.0505e-05 | 4.2225e-05 | 6.7647e-05 | 2.5411e-05 | 6.4896e-05 | 1.5138e-06
0 | 6.165e-07 | 9.5515e-07 | 1.0322e-07 | 0 | 0 | 2.8438e-05 | 8.2109e-05 | 0.00039599 | 0.00014606 | 9.2663e-05 | 9.8425e-05 | 7.6745e-05 | 5.2081e-05 | 7.1329e-05 | 3.9368e-05 | 0.00012977 | 1.3866e-06
0 | 6.165e-07 | 8.8827e-07 | 1.1182e-07 | 0 | 0 | 7.5268e-05 | 7.9335e-05 | 0.0005045 | 0.00015808 | 8.8776e-05 | 0.00010363 | 0.00014522 | 8.0061e-05 | 0.00014895 | 3.1023e-05 | 0.00020115 | 1.4871e-05
0 | 6.165e-07 | 1.4691e-06 | 1.2042e-07 | 0 | 0 | 0.00016235 | 9.4524e-05 | 0.0003309 | 0.00020238 | 2.6228e-05 | 0.00010348 | 0.00018593 | 4.0328e-05 | 0.00031852 | 5.0774e-05 | 0.00028164 | 8.5727e-05
0 | 6.165e-07 | 1.8519e-06 | 1.4623e-07 | 0 | 0 | 0.00025646 | 8.6961e-05 | 0.00018902 | 0.00051567 | 0.00012722 | 0.00010139 | 0.00014973 | 4.1534e-05 | 0.00020622 | 6.2042e-05 | 0.00028739 | 0.00016779
0 | 6.165e-07 | 1.6625e-06 | 9.4951e-06 | 0 | 0 | 0.00027197 | 8.1252e-05 | 0.00011106 | 0.00013612 | 0.00018846 | 0.00010364 | 0.00017132 | 0.00017627 | 0.0002767 | 9.517e-05 | 0.00022263 | 0.00017237
0 | 5.6045e-07 | 1.9344e-06 | 6.7281e-06 | 0 | 4.9182e-07 | 0.00032586 | 9.264e-05 | 9.2211e-05 | 0.00053048 | 0.00030837 | 0.00010711 | 0.00017611 | 0.00044917 | 0.00024381 | 4.471e-05 | 0.00021953 | 0.00023131
0 | 6.165e-07 | 1.6157e-06 | 3.4617e-06 | 0 | 0 | 0.00037023 | 9.5093e-05 | 6.3493e-05 | 0.00033936 | 0.00035098 | 0.00010697 | 0.00016209 | 0.00074412 | 0.00016133 | 5.0414e-05 | 0.00021987 | 0.00019445
0 | 6.165e-07 | 1.7526e-06 | 3.6513e-06 | 0 | 4.9182e-07 | 0.00039117 | 9.5922e-05 | 4.2941e-05 | 0.0003965 | 0.00030547 | 0.00010931 | 0.00014168 | 0.00034206 | 0.00015463 | 0.00011022 | 0.00018602 | 0.00022353
0 | 6.165e-07 | 1.9484e-06 | 2.6573e-06 | 0 | 0 | 0.00033947 | 9.9097e-05 | 3.9821e-05 | 0.00017214 | 0.00019442 | 0.00011002 | 0.00015648 | 0.0003388 | 0.00013056 | 0.00019393 | 0.00011713 | 8.9261e-05
1.6558e-06 | 6.165e-07 | 1.7724e-06 | 3.1744e-06 | 0 | 0 | 0.00033734 | 0.00011088 | 0.00010954 | 0.00021948 | 0.00013816 | 0.00010725 | 0.0002634 | 6.8846e-05 | 0.00011538 | 9.7056e-05 | 0.00016461 | 0.00016135
0 | 6.165e-07 | 1.6888e-06 | 2.2637e-06 | 0 | 0 | 0.00033283 | 9.1192e-05 | 0.00011275 | 0.00058419 | 8.0473e-05 | 0.00011077 | 0.00052173 | 5.6668e-05 | 0.00056493 | 0.00016462 | 0.00016938 | 0.00011313
0 | 6.165e-07 | 1.408e-06 | 3.1428e-06 | 0 | 5.5109e-07 | 0.00031312 | 9.3909e-05 | 0.0002058 | 0.00023567 | 4.082e-05 | 0.00012474 | 0.00040999 | 5.8821e-05 | 0.0007935 | 0.00022774 | 0.00023432 | 7.9634e-05
0 | 6.165e-07 | 1.5521e-06 | 4.2623e-06 | 0 | 0 | 0.00027994 | 9.8638e-05 | 0.00028708 | 0.00018754 | 4.5267e-07 | 0.0001235 | 0.00027125 | 5.2477e-05 | 0.00029783 | 0.00011597 | 0.00017119 | 6.9621e-05
0 | 6.165e-07 | 1.2489e-06 | 2.1976e-06 | 0 | 0 | 0.00027622 | 8.2451e-05 | 0.00025622 | 0.00017265 | 4.2604e-07 | 0.00011659 | 7.9281e-05 | 5.395e-05 | 6.6451e-05 | 5.7776e-05 | 0.00020293 | 0.00011773
0 | 6.165e-07 | 1.3857e-06 | 3.9482e-06 | 0 | 0 | 0.00025428 | 9.2748e-05 | 0.00017836 | 0.00015557 | 4.7929e-07 | 0.00011209 | 5.5419e-05 | 0.00044598 | 4.8178e-05 | 6.5566e-05 | 0.00010422 | 4.0962e-05
0 | 6.165e-07 | 8.7466e-07 | 3.3041e-06 | 0 | 0 | 0.00022148 | 9.044e-05 | 0.00015626 | 0.00015885 | 4.2604e-07 | 0.00011219 | 6.1878e-05 | 9.3258e-05 | 2.9027e-05 | 4.2039e-05 | 9.4765e-05 | 9.3869e-05
0 | 6.165e-07 | 1.5893e-06 | 2.0606e-06 | 0 | 0 | 7.0857e-05 | 8.7579e-05 | 0.0001559 | 0.00014815 | 4.7929e-07 | 0.00010345 | 2.8567e-05 | 5.9246e-05 | 1.9715e-05 | 1.9985e-05 | 9.2808e-05 | 4.058e-06
0 | 5.6045e-07 | 8.8369e-07 | 1.3762e-07 | 0 | 0 | 3.2208e-05 | 8.6968e-05 | 0.0001267 | 0.00014937 | 3.9941e-07 | 9.6616e-05 | 3.3394e-05 | 6.4683e-05 | 1.5139e-05 | 1.2402e-05 | 5.3838e-05 | 1.1449e-06
0 | 6.165e-07 | 7.7999e-07 | 1.3762e-07 | 0 | 0 | 7.6329e-06 | 9.0826e-05 | 0.00011762 | 7.0651e-05 | 4.2604e-07 | 9.4712e-05 | 1.8925e-05 | 4.8172e-05 | 1.0252e-05 | 1.326e-05 | 4.0863e-05 | 1.1322e-06
0 | 6.165e-07 | 8.6658e-07 | 1.4623e-07 | 0 | 0 | 1.1327e-05 | 8.1393e-05 | 5.066e-05 | 9.474e-05 | 4.2604e-07 | 9.3399e-05 | 5.2234e-06 | 6.2644e-05 | 1.1978e-05 | 6.1837e-06 | 3.4722e-05 | 1.0686e-06
0 | 5.6045e-07 | 8.8659e-07 | 1.3762e-07 | 0 | 0 | 1.4182e-05 | 9.0467e-05 | 0.00010564 | 0.00014465 | 3.9941e-07 | 9.2923e-05 | 5.7015e-06 | 5.9812e-05 | 1.5583e-05 | 4.0532e-06 | 3.3202e-05 | 1.8446e-06
0 | 6.165e-07 | 1.1706e-06 | 1.4623e-07 | 0 | 0 | 1.136e-05 | 7.7527e-05 | 0.0001023 | 0.00011839 | 1.571e-05 | 9.0455e-05 | 5.4301e-06 | 6.0067e-05 | 2.2873e-05 | 4.0323e-06 | 5.2431e-05 | 1.2594e-06
0 | 5.6045e-07 | 2.6832e-06 | 1.4623e-07 | 0 | 0 | 2.0921e-05 | 7.0007e-05 | 0.00024626 | 9.8727e-05 | 4.2311e-05 | 8.9116e-05 | 1.9221e-05 | 4.5737e-05 | 6.8898e-05 | 3.871e-06 | 9.4348e-05 | 1.959e-06
0 | 6.165e-07 | 2.2112e-06 | 1.2902e-07 | 0 | 0 | 7.7185e-05 | 8.2823e-05 | 0.00043509 | 0.00014718 | 4.2338e-05 | 9.6785e-05 | 9.2338e-05 | 5.63e-05 | 7.1076e-05 | 2.1852e-05 | 0.00018488 | 1.9718e-06
0 | 6.7254e-07 | 2.3539e-06 | 1.2042e-07 | 0 | 0 | 0.00013314 | 8.07e-05 | 0.00052253 | 0.00016162 | 9.3169e-05 | 9.8339e-05 | 0.00012629 | 5.6385e-05 | 0.00011744 | 0.00011026 | 0.00029196 | 1.7173e-06
0 | 6.165e-07 | 3.8958e-06 | 1.2902e-07 | 0 | 0 | 0.00015935 | 7.6039e-05 | 0.00035312 | 0.00023659 | 8.9654e-05 | 0.00010141 | 8.8016e-05 | 8.496e-05 | 0.00011833 | 0.00012866 | 0.00026216 | 5.7359e-05
0 | 6.165e-07 | 1.6212e-06 | 1.3762e-07 | 0 | 0 | 0.00027073 | 8.6239e-05 | 0.00022082 | 0.000104 | 5.3697e-05 | 9.7201e-05 | 0.000118 | 5.2335e-05 | 9.2111e-05 | 3.5854e-05 | 0.0001883 | 0.00015418
0 | 6.165e-07 | 2.4475e-06 | 1.3762e-07 | 0 | 0 | 0.00028172 | 7.8853e-05 | 0.00019784 | 0.00015982 | 0.00013016 | 9.3083e-05 | 0.00012774 | 4.0328e-05 | 0.00019535 | 2.6027e-05 | 0.00022134 | 0.0001415
0 | 6.165e-07 | 1.9037e-06 | 1.4623e-07 | 0 | 0 | 0.00030887 | 8.359e-05 | 0.00014986 | 0.00015401 | 0.00017201 | 9.6934e-05 | 0.00016545 | 0.00016536 | 0.00015922 | 3.4801e-05 | 0.00016615 | 7.435e-05
0 | 6.165e-07 | 1.8418e-06 | 1.3762e-07 | 0 | 0 | 0.00020969 | 9.9058e-05 | 0.00011814 | 0.00019015 | 0.00028112 | 0.00011586 | 0.00015284 | 0.00028537 | 0.00019081 | 3.4227e-05 | 0.00011046 | 2.6244e-05
0 | 6.165e-07 | 1.9456e-06 | 1.5483e-07 | 0 | 1.6391e-07 | 0.00016767 | 0.00010013 | 6.4657e-05 | 0.00016187 | 0.00024257 | 0.00010837 | 0.00016246 | 0.00064092 | 5.2293e-05 | 2.7287e-05 | 0.00012643 | 1.3357e-06
0 | 6.165e-07 | 1.6815e-06 | 3.9567e-07 | 0 | 1.6391e-07 | 0.00013783 | 9.0369e-05 | 4.8035e-05 | 0.0001548 | 0.00019729 | 0.00010653 | 0.00013385 | 0.00024554 | 5.6123e-05 | 2.1751e-05 | 9.5012e-05 | 9.1643e-05
0 | 6.165e-07 | 1.6258e-06 | 8.2575e-07 | 0 | 0 | 0.00013638 | 0.00010215 | 4.0311e-05 | 0.0001493 | 8.6459e-05 | 0.00010791 | 0.00018844 | 0.00030681 | 9.2897e-05 | 2.1332e-05 | 7.779e-05 | 0.00034778
0 | 6.165e-07 | 1.2696e-06 | 2.116e-06 | 0 | 0 | 0.00014196 | 9.2841e-05 | 7.3781e-05 | 0.00016638 | 8.6869e-05 | 0.00011615 | 0.0002907 | 0.00022073 | 0.00014463 | 3.7735e-05 | 9.2381e-05 | 1.1322e-06
0 | 1.4024e-06 | 1.9057e-06 | 1.4623e-07 | 0 | 0 | 0.00015262 | 0.00010445 | 0.00012381 | 0.00026322 | 6.7069e-05 | 0.00012246 | 0.00040714 | 0.00021413 | 0.00060786 | 5.2621e-05 | 0.00017124 | 5.3416e-05
0 | 6.165e-07 | 1.5849e-06 | 1.3762e-07 | 0 | 0 | 0.00020411 | 9.7478e-05 | 0.00023668 | 0.00033374 | 3.9941e-07 | 0.00012178 | 0.00047099 | 0.00023381 | 0.00061045 | 0.00010945 | 0.00024867 | 0.00010609
0 | 6.165e-07 | 1.5405e-06 | 8.9091e-06 | 0 | 0 | 0.00015522 | 9.8874e-05 | 0.00021702 | 0.00031762 | 3.9941e-07 | 0.00011432 | 0.0001442 | 0.00035906 | 0.00027833 | 9.4509e-05 | 0.00025227 | 5.7614e-05
0 | 6.165e-07 | 1.2838e-06 | 4.2373e-06 | 0 | 0 | 0.00017109 | 8.5472e-05 | 0.00032999 | 0.0002349 | 3.7278e-07 | 0.00011416 | 0.0002083 | 0.00033731 | 0.00012537 | 5.4778e-05 | 0.00021574 | 1.5889e-05
0 | 6.165e-07 | 1.6482e-06 | 4.3323e-06 | 0 | 0 | 0.00014192 | 8.7751e-05 | 0.00029594 | 0.00018954 | 3.7278e-07 | 0.00011242 | 0.00012404 | 0.00053744 | 8.3113e-05 | 3.4413e-05 | 0.00015527 | 2.4679e-05
0 | 5.6045e-07 | 1.5494e-06 | 2.8836e-06 | 0 | 0 | 0.00011726 | 8.1859e-05 | 0.00035887 | 0.0001349 | 4.5267e-07 | 0.00010492 | 5.5729e-05 | 5.1401e-05 | 9.3664e-05 | 2.5279e-05 | 0.00011533 | 1.0686e-06
0 | 6.165e-07 | 1.5595e-06 | 1.2902e-07 | 0 | 0 | 6.1601e-05 | 8.3377e-05 | 0.00018248 | 0.00013552 | 3.7278e-07 | 9.9092e-05 | 1.727e-05 | 6.3097e-05 | 6.1347e-05 | 1.3135e-05 | 8.8605e-05 | 1.0686e-06
0 | 6.165e-07 | 1.3281e-06 | 1.2902e-07 | 0 | 0 | 1.3878e-05 | 8.4001e-05 | 0.00016946 | 0.00012483 | 3.7278e-07 | 9.6589e-05 | 2.4154e-05 | 5.6499e-05 | 1.13e-05 | 4.1606e-06 | 6.2387e-05 | 5.9993e-05
0 | 6.165e-07 | 7.3059e-07 | 1.2902e-07 | 0 | 0 | 1.4849e-05 | 8.3016e-05 | 0.00011939 | 0.00010203 | 3.7278e-07 | 9.942e-05 | 2.3658e-05 | 5.766e-05 | 8.5352e-06 | 5.0649e-06 | 4.1601e-05 | 1.2594e-06
0 | 5.6045e-07 | 7.4906e-07 | 1.2902e-07 | 0 | 1.1022e-06 | 1.0421e-05 | 7.4245e-05 | 0.00015012 | 0.0001129 | 4.2604e-07 | 9.3938e-05 | 2.0255e-05 | 5.7093e-05 | 8.9498e-06 | 7.7933e-06 | 4.4899e-05 | 1.3993e-06
0 | 6.165e-07 | 8.5331e-07 | 1.2902e-07 | 0 | 0 | 1.735e-05 | 8.9981e-05 | 0.00020648 | 0.00016158 | 3.7278e-07 | 9.2022e-05 | 1.585e-05 | 5.4488e-05 | 1.1365e-05 | 6.1268e-06 | 4.2338e-05 | 1.0686e-06
0 | 6.165e-07 | 8.6911e-07 | 1.3762e-07 | 0 | 0 | 9.6934e-06 | 7.9212e-05 | 0.0003543 | 0.00012853 | 1.784e-05 | 8.9787e-05 | 2.0337e-05 | 5.4941e-05 | 1.1193e-05 | 4.1416e-06 | 4.0206e-05 | 2.0863e-06
0 | 5.6045e-07 | 1.1393e-06 | 1.4623e-07 | 0 | 0 | 2.5885e-05 | 7.3963e-05 | 0.00037028 | 0.00018643 | 4.2364e-05 | 8.8782e-05 | 2.2846e-05 | 5.4346e-05 | 6.3408e-05 | 8.1431e-06 | 0.00011856 | 1.6537e-06
0 | 6.165e-07 | 1.7683e-06 | 1.2902e-07 | 0 | 0 | 9.4264e-05 | 7.5384e-05 | 0.00052096 | 0.00010558 | 4.2391e-05 | 9.5578e-05 | 0.00011426 | 5.1514e-05 | 6.6181e-05 | 1.2306e-05 | 0.00021487 | 1.2594e-06
0 | 6.165e-07 | 1.7972e-06 | 3.8019e-06 | 0 | 0 | 0.00012222 | 7.9672e-05 | 0.00057931 | 0.00016 | 4.2604e-05 | 9.2768e-05 | 0.00015535 | 4.8909e-05 | 0.00016945 | 5.3193e-05 | 0.00028186 | 2.0863e-05
0 | 6.165e-07 | 1.6039e-06 | 1.2575e-05 | 0 | 0 | 0.00012708 | 8.3357e-05 | 0.00049131 | 0.00025329 | 3.6267e-05 | 9.7512e-05 | 0.00011793 | 7.805e-05 | 0.0001403 | 2.4243e-05 | 0.00024833 | 0.00011569
0 | 6.165e-07 | 1.5879e-06 | 1.4623e-07 | 1.2204e-06 | 0 | 0.00017512 | 7.948e-05 | 0.00029891 | 0.00017973 | 3.1687e-06 | 9.4021e-05 | 3.8609e-05 | 3.9648e-05 | 0.00011357 | 2.1226e-05 | 0.00016844 | 0.00045774
0 | 6.165e-07 | 1.9291e-06 | 1.2042e-07 | 1.2204e-06 | 0 | 0.00015638 | 8.5067e-05 | 0.00021203 | 0.00017588 | 7.8072e-05 | 9.104e-05 | 0.00011357 | 3.7043e-05 | 0.00012771 | 5.5416e-05 | 0.0001585 | 0.00021986
0 | 6.165e-07 | 1.7889e-06 | 1.2902e-07 | 0 | 0 | 0.00015372 | 8.7844e-05 | 0.00014524 | 0.00013562 | 0.00011333 | 9.1372e-05 | 0.00010307 | 3.6674e-05 | 0.00014407 | 6.3797e-05 | 0.00013115 | 0.00010907
0 | 6.165e-07 | 2.4866e-06 | 1.2042e-07 | 0 | 0 | 0.0001545 | 8.8862e-05 | 7.1639e-05 | 0.0002018 | 0.00017119 | 9.8371e-05 | 0.00017064 | 9.4838e-05 | 0.00011838 | 4.5386e-05 | 0.00011984 | 0.00012104
0 | 6.165e-07 | 2.1015e-06 | 1.4623e-07 | 0 | 0 | 0.00013757 | 9.2999e-05 | 4.3339e-05 | 0.00015402 | 0.00015126 | 9.5298e-05 | 8.8811e-05 | 0.00049821 | 0.00011372 | 2.6173e-05 | 9.1371e-05 | 0.00014443
1.6558e-06 | 6.165e-07 | 1.8406e-06 | 6.4511e-07 | 0 | 0 | 8.3602e-05 | 9.685e-05 | 2.996e-05 | 0.00016519 | 0.00011058 | 9.5914e-05 | 6.8405e-05 | 0.00025348 | 9.4993e-05 | 2.314e-05 | 0.00011008 | 0.00022185
0 | 6.165e-07 | 1.7916e-06 | 1.9267e-06 | 0 | 0 | 0.00014707 | 9.4034e-05 | 4.5043e-05 | 0.00018738 | 3.9941e-07 | 0.00010436 | 0.00016536 | 0.00039983 | 0.00012683 | 2.9337e-05 | 7.8117e-05 | 0.00012898
0 | 6.165e-07 | 1.878e-06 | 2.4084e-07 | 0 | 0 | 0.00012125 | 0.0001015 | 5.6137e-05 | 0.00018052 | 4.7929e-07 | 0.00010928 | 0.00023215 | 0.00019464 | 0.00020619 | 3.8711e-05 | 0.00010214 | 0.00064382
0 | 6.165e-07 | 1.9484e-06 | 2.3654e-06 | 0 | 0 | 0.0001541 | 9.2655e-05 | 8.8235e-05 | 0.00039431 | 3.9941e-07 | 0.00011165 | 0.0004818 | 0.00020767 | 0.00060564 | 6.2397e-05 | 0.00016275 | 0.00035034
0 | 6.165e-07 | 1.9829e-06 | 8.2575e-07 | 0 | 0 | 0.00013694 | 8.7828e-05 | 0.00028472 | 0.00036265 | 4.2604e-07 | 0.00011817 | 0.00039147 | 0.00022594 | 0.00084672 | 5.598e-05 | 0.00017682 | 0.00033711
0 | 6.165e-07 | 1.5103e-06 | 1.4623e-07 | 0 | 0 | 0.00016463 | 9.4885e-05 | 0.00031378 | 0.00059256 | 3.9941e-07 | 0.0001159 | 0.00018148 | 0.00021764 | 0.00022742 | 0.00012218 | 0.00020734 | 5.3683e-05
0 | 6.165e-07 | 1.5218e-06 | 1.2042e-07 | 0 | 0 | 0.00018324 | 8.9793e-05 | 0.0003653 | 0.00018956 | 3.9941e-07 | 0.0001122 | 0.00010769 | 0.00026135 | 8.4266e-05 | 0.00012004 | 0.00020176 | 0.0001022
0 | 6.165e-07 | 1.5316e-06 | 1.2902e-07 | 0 | 0 | 0.00012317 | 0.000104 | 0.000352 | 0.0002155 | 3.9941e-07 | 0.00011187 | 5.032e-05 | 0.00030721 | 0.00012564 | 5.093e-05 | 0.00018451 | 2.9767e-06
0 | 6.165e-07 | 1.6408e-06 | 2.8385e-07 | 0 | 0 | 5.4713e-05 | 8.6033e-05 | 0.00020062 | 0.00014468 | 4.5267e-07 | 9.9919e-05 | 9.4357e-05 | 0.00022463 | 7.7848e-05 | 2.0866e-05 | 0.00010713 | 1.1958e-06
0 | 6.165e-07 | 1.5029e-06 | 1.3762e-07 | 0 | 0 | 5.0033e-05 | 9.3163e-05 | 0.00012782 | 0.00015597 | 3.9941e-07 | 9.7314e-05 | 2.5839e-05 | 4.2367e-05 | 2.8411e-05 | 1.1416e-05 | 0.00010736 | 1.0686e-06
0 | 5.6045e-07 | 1.4268e-06 | 1.2902e-07 | 0 | 0 | 2.9105e-05 | 8.7169e-05 | 7.3822e-05 | 0.00010677 | 3.9941e-07 | 9.551e-05 | 2.1808e-05 | 5.4913e-05 | 1.4975e-05 | 1.0721e-05 | 5.3575e-05 | 1.1322e-06
0 | 6.165e-07 | 1.644e-06 | 1.3762e-07 | 0 | 0 | 1.1581e-05 | 7.8244e-05 | 5.0251e-05 | 0.00014921 | 3.9941e-07 | 9.2029e-05 | 4.2206e-05 | 4.7578e-05 | 1.5018e-05 | 1.1368e-05 | 3.2805e-05 | 1.2085e-06
0 | 6.165e-07 | 1.2441e-06 | 1.2902e-07 | 0 | 0 | 5.5965e-06 | 7.9617e-05 | 6.5253e-05 | 0.00015687 | 4.2604e-07 | 9.2551e-05 | 5.3513e-06 | 5.8792e-05 | 1.4246e-05 | 1.0557e-05 | 4.1139e-05 | 1.0686e-06
0 | 5.6045e-07 | 1.4991e-06 | 1.4623e-07 | 0 | 0 | 1.4049e-05 | 8.5816e-05 | 7.2111e-05 | 0.00010498 | 3.7278e-07 | 8.9515e-05 | 5.3675e-06 | 5.5734e-05 | 1.0891e-05 | 1.0338e-05 | 4.4131e-05 | 1.1322e-06
0 | 6.165e-07 | 8.283e-07 | 1.2902e-07 | 0 | 0 | 4.5821e-06 | 8.5712e-05 | 0.00021812 | 0.00013676 | 1.5124e-05 | 8.5662e-05 | 6.4555e-06 | 4.3613e-05 | 1.2827e-05 | 8.9838e-06 | 4.2991e-05 | 1.7046e-06
0 | 5.6045e-07 | 9.9902e-07 | 1.2902e-07 | 0 | 0 | 1.5625e-05 | 8.1624e-05 | 0.00027866 | 5.4934e-05 | 4.2391e-05 | 9.4526e-05 | 2.5597e-05 | 5.698e-05 | 7.3405e-05 | 1.7222e-05 | 9.3177e-05 | 3.1803e-06
0 | 6.165e-07 | 2.4705e-06 | 1.2902e-07 | 0 | 0 | 5.4405e-05 | 7.7203e-05 | 0.00023381 | 0.00010322 | 4.2125e-05 | 9.7921e-05 | 6.9406e-05 | 6.1483e-05 | 8.5051e-05 | 2.5897e-05 | 0.00022766 | 1.8954e-06
0 | 6.165e-07 | 1.3958e-06 | 1.0322e-07 | 0 | 0 | 7.921e-05 | 7.6345e-05 | 0.00026196 | 0.00019 | 4.2391e-05 | 0.00010025 | 8.0915e-05 | 7.4992e-05 | 0.00018538 | 4.9394e-05 | 0.00028069 | 0.0002523
0 | 6.7254e-07 | 4.9758e-06 | 9.4617e-08 | 0 | 0 | 0.00012434 | 7.599e-05 | 0.00018817 | 0.00018011 | 3.4988e-05 | 9.9467e-05 | 7.6047e-05 | 9.8101e-05 | 7.9698e-05 | 4.1985e-05 | 0.00026812 | 0.00025746
0 | 6.165e-07 | 1.7398e-06 | 8.1714e-07 | 0 | 0 | 0.00019192 | 7.8236e-05 | 0.00012851 | 0.00022841 | 3.3551e-06 | 9.4659e-05 | 8.9252e-05 | 5.4601e-05 | 9.7865e-05 | 3.0928e-05 | 0.00023008 | 0.00022183
0 | 6.165e-07 | 9.5201e-07 | 2.2622e-06 | 0 | 0 | 0.00017571 | 8.3761e-05 | 0.0001076 | 0.00013791 | 7.7592e-05 | 9.1572e-05 | 5.3725e-05 | 4.9164e-05 | 8.2434e-05 | 2.8643e-05 | 0.00025786 | 0.00015103
2.4837e-06 | 6.165e-07 | 1.7219e-06 | 3.7847e-07 | 0 | 0 | 0.00018024 | 8.3377e-05 | 0.00021523 | 0.00013731 | 0.00011312 | 9.408e-05 | 0.00010382 | 3.8402e-05 | 0.00011901 | 3.4269e-05 | 0.00021831 | 0.00061903
0 | 5.6045e-07 | 1.0722e-06 | 2.3224e-07 | 0 | 0 | 0.00014648 | 9.3153e-05 | 4.6579e-05 | 0.00021606 | 0.00017775 | 9.8738e-05 | 0.00012644 | 9.942e-05 | 0.00011285 | 3.5341e-05 | 0.00011728 | 8.8679e-06
0 | 6.165e-07 | 1.121e-06 | 1.2902e-07 | 0 | 0 | 0.00012139 | 9.4331e-05 | 3.5365e-05 | 0.0001678 | 0.0001552 | 9.9708e-05 | 0.00010625 | 0.00059705 | 7.6827e-05 | 2.3629e-05 | 0.0001051 | 8.1593e-05
0 | 1.4024e-06 | 1.9641e-06 | 1.4623e-07 | 0 | 0 | 0.00011346 | 9.1519e-05 | 0.00012218 | 8.14e-05 | 0.00015684 | 0.0001014 | 4.1879e-05 | 0.00025293 | 8.587e-05 | 1.6611e-05 | 0.00012158 | 1.6259e-05
0 | 6.165e-07 | 2.0142e-06 | 1.2902e-07 | 0 | 0 | 9.5098e-05 | 0.00010677 | 3.2719e-05 | 0.00014794 | 0.0001128 | 0.0001033 | 0.00010701 | 0.00039051 | 0.00013897 | 1.9258e-05 | 9.2976e-05 | 4.2154e-06
0 | 5.6045e-07 | 1.4777e-06 | 1.4623e-07 | 0 | 0 | 0.00011897 | 9.679e-05 | 7.7725e-05 | 0.00013985 | 0.00011211 | 0.00010724 | 0.00019909 | 0.00019325 | 0.00019961 | 5.1552e-05 | 9.9821e-05 | 6.2092e-05
0 | 6.165e-07 | 1.636e-06 | 1.3762e-07 | 0 | 0 | 0.00012482 | 9.8104e-05 | 4.2546e-05 | 0.00027967 | 9.6817e-05 | 0.00011707 | 0.00055716 | 5.1967e-05 | 0.00045878 | 4.0993e-05 | 0.00015085 | 5.3769e-05
0 | 6.7254e-07 | 1.6981e-06 | 1.1292e-05 | 0 | 0 | 0.00016455 | 0.00010124 | 0.00021532 | 0.00029284 | 4.5506e-05 | 0.00011416 | 0.00049528 | 5.6753e-05 | 0.00062103 | 5.1553e-05 | 0.00023749 | 6.5628e-05
0 | 6.165e-07 | 1.1282e-06 | 8.2539e-06 | 0 | 0 | 0.00016319 | 9.381e-05 | 0.00035384 | 0.00026688 | 3.2512e-05 | 0.00011542 | 0.000294 | 5.0325e-05 | 0.00013715 | 5.5122e-05 | 0.00019227 | 3.9448e-05
0 | 6.165e-07 | 1.5204e-06 | 4.3151e-06 | 0 | 0 | 0.00017729 | 0.0001004 | 0.00027465 | 0.00014853 | 3.9941e-07 | 0.00011177 | 7.715e-05 | 5.3808e-05 | 0.00013498 | 5.8649e-05 | 0.00015727 | 2.2135e-06
0 | 5.6045e-07 | 1.3406e-06 | 1.4623e-07 | 0 | 0 | 0.00014598 | 8.4331e-05 | 0.00027055 | 0.00012511 | 4.5267e-07 | 0.0001136 | 3.4862e-05 | 5.4403e-05 | 6.3623e-05 | 5.2875e-05 | 0.00014215 | 1.2518e-05
0 | 6.165e-07 | 1.1418e-06 | 1.2902e-07 | 0 | 0 | 9.6428e-05 | 8.5709e-05 | 0.00020096 | 7.7764e-05 | 4.2604e-07 | 0.00010537 | 5.9646e-05 | 5.3808e-05 | 1.2657e-05 | 0.00020871 | 0.0001168 | 4.9091e-05
0 | 6.165e-07 | 1.1972e-06 | 1.2042e-07 | 0 | 0 | 3.1746e-05 | 8.8741e-05 | 0.00015162 | 7.6417e-05 | 3.9941e-07 | 9.8905e-05 | 2.3975e-05 | 5.4828e-05 | 1.1554e-05 | 8.0087e-05 | 0.0001369 | 1.1831e-06
0 | 6.165e-07 | 1.0739e-06 | 1.2902e-07 | 0 | 0 | 1.2747e-05 | 8.4626e-05 | 0.00011935 | 9.6806e-05 | 3.9941e-07 | 9.5711e-05 | 1.6889e-05 | 5.3667e-05 | 9.5536e-06 | 7.5993e-06 | 9.4122e-05 | 1.1322e-06
0 | 6.165e-07 | 9.2604e-07 | 1.3762e-07 | 0 | 0 | 1.6538e-05 | 9.0952e-05 | 6.9288e-05 | 0.00012619 | 3.7278e-07 | 9.4407e-05 | 2.3964e-05 | 5.3383e-05 | 1.1796e-05 | 5.9752e-06 | 4.0904e-05 | 1.0686e-06
0 | 5.6045e-07 | 5.9272e-07 | 1.2902e-07 | 0 | 0 | 5.039e-06 | 7.9531e-05 | 0.00010119 | 9.2355e-05 | 4.5267e-07 | 9.0051e-05 | 5.5258e-05 | 5.4601e-05 | 9.3035e-06 | 6.7458e-06 | 4.121e-05 | 1.2594e-06
0 | 6.165e-07 | 5.4976e-07 | 1.4623e-07 | 0 | 0 | 2.8627e-06 | 7.7372e-05 | 0.00010559 | 8.4801e-05 | 3.9941e-07 | 9.1414e-05 | 5.3385e-05 | 5.5507e-05 | 2.5141e-05 | 6.3213e-06 | 4.0957e-05 | 1.2721e-06
0 | 6.165e-07 | 4.7348e-07 | 1.3762e-07 | 0 | 0 | 2.5951e-06 | 7.8212e-05 | 0.00023786 | 0.00011436 | 1.5524e-05 | 8.8395e-05 | 1.7495e-05 | 5.5281e-05 | 1.1947e-05 | 7.2265e-06 | 6.1628e-05 | 1.5774e-06
0 | 5.6045e-07 | 5.3896e-07 | 1.2902e-07 | 0 | 0 | 7.7932e-06 | 8.5905e-05 | 0.00036691 | 8.8491e-05 | 4.2417e-05 | 8.7075e-05 | 2.5443e-05 | 5.4573e-05 | 3.8197e-05 | 6.2366e-06 | 9.2794e-05 | 1.959e-06
0 | 6.165e-07 | 1.2334e-06 | 1.0322e-07 | 0 | 0 | 4.9702e-05 | 7.2817e-05 | 0.00048849 | 0.00013097 | 4.2258e-05 | 9.6324e-05 | 6.7296e-05 | 5.3468e-05 | 7.8706e-05 | 9.3089e-05 | 0.00019672 | 1.5774e-06
0 | 6.165e-07 | 1.3005e-06 | 1.1182e-07 | 0 | 0 | 0.00010639 | 7.863e-05 | 0.00046618 | 0.00020138 | 4.2657e-05 | 9.4921e-05 | 0.00012767 | 5.4006e-05 | 7.5463e-05 | 1.6007e-05 | 0.0003085 | 1.2291e-05
0 | 6.7254e-07 | 1.1099e-06 | 1.402e-06 | 0 | 0 | 0.00011203 | 7.4417e-05 | 0.00038226 | 0.00022274 | 3.4855e-05 | 9.3118e-05 | 7.3336e-05 | 9.1757e-05 | 0.00017235 | 1.9557e-05 | 0.00027825 | 6.531e-05
0 | 6.165e-07 | 1.936e-06 | 7.4833e-07 | 0 | 0 | 0.00018608 | 8.3703e-05 | 0.00028808 | 0.0001915 | 3.0622e-06 | 9.2564e-05 | 6.9106e-05 | 5.0183e-05 | 0.00023994 | 1.5008e-05 | 0.00027094 | 8.9213e-05
0 | 1.4024e-06 | 9.9263e-07 | 2.0644e-07 | 0 | 0 | 0.00018131 | 8.7237e-05 | 0.00015539 | 0.00011789 | 0.00010117 | 9.612e-05 | 9.9406e-05 | 3.625e-05 | 0.00015407 | 2.3528e-05 | 0.00017566 | 1.8904e-05
0 | 5.6045e-07 | 1.1542e-06 | 1.2042e-07 | 0 | 0 | 0.00019978 | 8.4202e-05 | 6.4406e-05 | 0.00012717 | 0.00026242 | 9.6326e-05 | 0.00011303 | 2.6083e-05 | 0.00018603 | 2.5116e-05 | 0.00012929 | 6.0891e-05
6.6183e-08 | 6.165e-07 | 1.6446e-06 | 9.0316e-07 | 0 | 1.6391e-07 | 0.00019614 | 9.8608e-05 | 4.9963e-05 | 0.00022518 | 0.00036922 | 9.835e-05 | 0.00017673 | 9.5994e-05 | 0.0001656 | 2.8873e-05 | 0.00011134 | 2.0354e-06
0 | 6.165e-07 | 1.5456e-06 | 1.1612e-06 | 0 | 0 | 0.00014437 | 9.3785e-05 | 4.4638e-05 | 0.0001609 | 0.00027709 | 0.0001085 | 8.3416e-05 | 0.00063081 | 5.3666e-05 | 2.9288e-05 | 9.0642e-05 | 4.8296e-05
0 | 5.6045e-07 | 1.9868e-06 | 7.5693e-07 | 0 | 1.6391e-07 | 0.00014805 | 9.9642e-05 | 2.7988e-05 | 0.0001012 | 0.00018131 | 0.00010303 | 5.8984e-05 | 0.00024388 | 6.5003e-05 | 3.709e-05 | 0.00011197 | 7.1447e-05
0 | 6.165e-07 | 2.0469e-06 | 6.3651e-07 | 0 | 0 | 0.00015432 | 0.0001049 | 2.2925e-05 | 0.00014408 | 0.00016446 | 0.00010964 | 0.00013946 | 0.00039401 | 0.00012212 | 1.5557e-05 | 9.3572e-05 | 4.6568e-05
0 | 5.6045e-07 | 1.9114e-06 | 2.3654e-06 | 0 | 0 | 0.00022009 | 9.6358e-05 | 1.3575e-05 | 0.00013742 | 0.00015214 | 0.00010724 | 0.00028378 | 0.00020291 | 0.00020933 | 2.6737e-05 | 7.4889e-05 | 4.0653e-05
0 | 6.165e-07 | 1.9184e-06 | 9.3104e-06 | 0 | 0 | 0.00020278 | 0.00010242 | 8.1023e-05 | 0.00037327 | 0.00011715 | 0.00011349 | 0.00048781 | 7.6039e-05 | 0.00065669 | 5.1096e-05 | 0.0001299 | 7.4342e-05
0 | 6.165e-07 | 1.8141e-06 | 4.6546e-06 | 0 | 0 | 0.00021773 | 9.6144e-05 | 0.00018195 | 0.00033945 | 4.5639e-05 | 0.00011745 | 0.00047076 | 4.3047e-05 | 0.00060682 | 4.4259e-05 | 0.00017145 | 5.4319e-05
0 | 6.165e-07 | 1.4223e-06 | 2.0252e-06 | 0 | 0 | 0.00019353 | 0.00010548 | 0.00025468 | 0.00026649 | 4.5773e-05 | 0.00011234 | 0.00021594 | 5.7546e-05 | 0.00039508 | 3.316e-05 | 0.00019367 | 7.8286e-05
0 | 6.165e-07 | 1.4672e-06 | 2.0827e-06 | 0 | 0 | 0.0002112 | 9.6439e-05 | 0.00027478 | 0.0002271 | 4.5666e-05 | 0.00012094 | 0.00011945 | 5.9331e-05 | 0.00014931 | 3.2317e-05 | 0.00020326 | 6.5806e-05
0 | 6.165e-07 | 1.2827e-06 | 1.9678e-06 | 0 | 0 | 0.0002494 | 9.5867e-05 | 0.00021123 | 0.00021526 | 2.4071e-05 | 0.00011523 | 7.2442e-05 | 5.7773e-05 | 4.7561e-05 | 3.2769e-05 | 0.00012055 | 1.0686e-06
0 | 6.165e-07 | 1.2852e-06 | 3.2748e-06 | 0 | 0 | 0.00012599 | 9.4596e-05 | 0.00012554 | 0.00018536 | 4.5267e-07 | 0.00010539 | 3.3985e-05 | 5.596e-05 | 5.4246e-05 | 4.7182e-05 | 9.9752e-05 | 1.2594e-06
0 | 5.6045e-07 | 9.0332e-07 | 6.3651e-07 | 0 | 0 | 5.7444e-05 | 8.9367e-05 | 0.00010407 | 0.00012572 | 3.9941e-07 | 0.00010071 | 2.7861e-05 | 5.2675e-05 | 3.8012e-05 | 1.8985e-05 | 0.00013885 | 1.0686e-06
0 | 6.165e-07 | 9.4303e-07 | 1.3762e-07 | 0 | 0 | 2.5805e-05 | 8.3975e-05 | 0.00010031 | 9.268e-05 | 4.2604e-07 | 9.7441e-05 | 4.0115e-05 | 4.9843e-05 | 1.2883e-05 | 1.894e-05 | 7.7188e-05 | 1.1322e-06
0 | 6.165e-07 | 9.8739e-07 | 1.2902e-07 | 0 | 0 | 1.7024e-05 | 8.0663e-05 | 4.1489e-05 | 0.00011364 | 3.9941e-07 | 9.3169e-05 | 4.7971e-05 | 6.7968e-05 | 1.3924e-05 | 1.6177e-05 | 3.508e-05 | 1.8318e-06
0 | 5.6045e-07 | 3.8147e-07 | 1.2902e-07 | 0 | 0 | 3.6631e-06 | 8.3359e-05 | 5.5468e-05 | 0.00014553 | 3.9941e-07 | 8.7913e-05 | 2.7603e-05 | 5.7235e-05 | 1.6204e-05 | 1.7728e-05 | 4.0857e-05 | 1.0686e-06
0 | 6.165e-07 | 4.511e-07 | 1.3762e-07 | 0 | 0 | 3.1208e-06 | 8.5036e-05 | 9.5732e-05 | 5.3354e-05 | 3.9941e-07 | 9.1839e-05 | 8.2233e-06 | 5.4941e-05 | 3.4656e-05 | 1.5585e-05 | 3.1687e-05 | 1.1958e-06
0 | 5.6045e-07 | 7.2972e-07 | 1.2042e-07 | 0 | 0 | 4.5153e-06 | 9.469e-05 | 0.00013548 | 0.00016785 | 1.611e-05 | 8.8061e-05 | 1.6206e-05 | 5.293e-05 | 1.7002e-05 | 1.7695e-05 | 4.3448e-05 | 1.4502e-06
0 | 6.165e-07 | 8.9913e-07 | 1.3762e-07 | 0 | 0 | 1.0241e-05 | 6.9415e-05 | 0.0003247 | 0.00016219 | 4.2311e-05 | 8.4775e-05 | 3.0941e-05 | 5.1401e-05 | 1.6627e-05 | 1.9268e-05 | 9.3296e-05 | 2.4043e-06
0 | 6.165e-07 | 1.7648e-06 | 1.2902e-07 | 0 | 0 | 6.9256e-05 | 8.4153e-05 | 0.00030186 | 4.0842e-05 | 4.2204e-05 | 9.791e-05 | 8.9348e-05 | 5.2449e-05 | 4.0893e-05 | 7.6435e-05 | 0.00016624 | 5.998e-05
0 | 6.165e-07 | 1.7781e-06 | 1.0322e-07 | 0 | 0 | 0.00011182 | 8.4433e-05 | 0.00046216 | 0.00014267 | 4.2684e-05 | 9.5434e-05 | 7.3883e-05 | 5.31e-05 | 0.00013091 | 5.5034e-05 | 0.00021914 | 7.4367e-05
0 | 6.165e-07 | 1.6349e-06 | 3.0449e-06 | 0 | 0 | 9.4958e-05 | 7.9376e-05 | 0.00036325 | 0.00021934 | 3.5281e-05 | 0.00010396 | 0.00011175 | 8.1675e-05 | 0.00014177 | 4.9757e-05 | 0.00022925 | 0.0001005
0 | 6.165e-07 | 1.9739e-06 | 3.9911e-06 | 0 | 0 | 0.00017485 | 7.8513e-05 | 0.00023623 | 0.00016669 | 2.242e-05 | 9.5455e-05 | 0.00013252 | 5.0325e-05 | 7.5031e-05 | 3.6851e-05 | 0.00016964 | 0.00014132
0 | 6.165e-07 | 1.7297e-06 | 7.3973e-07 | 0 | 0 | 0.00025203 | 8.8942e-05 | 0.00018072 | 0.00012719 | 0.0001236 | 9.6776e-05 | 0.00012398 | 3.6108e-05 | 0.00015194 | 4.1912e-05 | 0.00020207 | 0.00040763
0 | 6.165e-07 | 1.6475e-06 | 1.2902e-07 | 0 | 0 | 0.00024725 | 8.4652e-05 | 0.00010908 | 0.00025473 | 0.00017656 | 9.8444e-05 | 0.00018523 | 2.6281e-05 | 7.3503e-05 | 2.4933e-05 | 0.00018057 | 0.00023164
0 | 6.165e-07 | 1.7382e-06 | 3.3976e-06 | 0 | 0 | 0.00020068 | 9.2974e-05 | 5.9082e-05 | 0.00031198 | 0.00030688 | 9.7134e-05 | 0.00012699 | 9.8169e-05 | 0.00010556 | 3.1986e-05 | 0.0001311 | 2.6752e-05
0 | 6.165e-07 | 1.6394e-06 | 1.9353e-06 | 0 | 0 | 0.00015257 | 0.00010057 | 6.8901e-05 | 0.00014197 | 0.00030525 | 0.0001014 | 8.7421e-05 | 0.00073401 | 9.1038e-05 | 2.7308e-05 | 0.00012649 | 8.4685e-06
0 | 6.165e-07 | 1.8098e-06 | 1.2042e-07 | 0 | 0 | 0.00012394 | 9.2869e-05 | 4.5842e-05 | 0.00015928 | 0.00021688 | 0.00011523 | 5.5133e-05 | 0.00025379 | 0.00010996 | 2.6276e-05 | 8.2686e-05 | 3.6955e-05
0 | 5.6045e-07 | 1.4877e-06 | 1.4623e-07 | 0 | 0 | 0.00011938 | 9.6254e-05 | 3.425e-05 | 0.00010498 | 0.00015559 | 0.00010262 | 8.4126e-05 | 0.00038906 | 0.00017088 | 2.6391e-05 | 0.00011998 | 9.4887e-05
0 | 6.165e-07 | 8.5876e-07 | 1.3762e-07 | 0 | 0 | 0.00015456 | 0.00010838 | 6.5541e-05 | 0.00022615 | 0.00014138 | 0.00010295 | 0.00024733 | 0.00020285 | 0.00029539 | 6.0655e-05 | 0.00010858 | 3.179e-05
0 | 6.165e-07 | 1.5966e-06 | 1.4193e-06 | 0 | 0 | 0.00020362 | 9.7074e-05 | 8.6531e-05 | 0.00014444 | 0.0001213 | 0.00011092 | 0.0003655 | 4.1319e-05 | 0.00048376 | 5.2927e-05 | 0.00015228 | 3.9664e-05
0 | 6.165e-07 | 1.3734e-06 | 1.2902e-07 | 0 | 0 | 0.00016659 | 9.3011e-05 | 0.0001085 | 0.00014266 | 4.5826e-05 | 0.00011109 | 0.00028842 | 4.4972e-05 | 0.00032456 | 4.1245e-05 | 0.00015022 | 8.4417e-05
0 | 6.165e-07 | 1.193e-06 | 8.231e-06 | 0 | 0 | 0.00020013 | 9.4756e-05 | 0.00011634 | 0.000172 | 4.7876e-05 | 0.00011311 | 0.00014227 | 4.6105e-05 | 0.0001645 | 2.4077e-05 | 0.00015605 | 0.00016137
0 | 6.165e-07 | 1.1406e-06 | 6.4669e-06 | 0 | 0 | 0.00015066 | 9.9337e-05 | 0.00042747 | 0.00012084 | 8.7578e-05 | 0.00010832 | 7.7308e-05 | 5.7122e-05 | 0.00012142 | 3.9927e-05 | 0.00015073 | 7.0513e-05
0 | 6.165e-07 | 9.4552e-07 | 4.045e-06 | 0 | 0 | 0.00010701 | 8.6254e-05 | 0.0004622 | 0.00016643 | 8.7125e-05 | 0.00010982 | 5.4303e-05 | 7.4652e-05 | 1.9403e-05 | 4.0466e-05 | 0.00014168 | 4.3926e-05
0 | 6.165e-07 | 8.1639e-07 | 1.261e-06 | 0 | 0 | 0.00011573 | 0.00010148 | 0.00021253 | 0.00013442 | 6.6782e-05 | 0.00010067 | 2.5444e-05 | 0.00018034 | 1.9366e-05 | 1.9535e-05 | 8.4448e-05 | 2.5951e-05
0 | 6.165e-07 | 5.6339e-07 | 1.3762e-07 | 0 | 0 | 6.1137e-05 | 9.8103e-05 | 0.0001564 | 4.9548e-05 | 1.0118e-06 | 0.00010341 | 1.918e-05 | 0.00013503 | 6.1462e-06 | 1.4002e-05 | 9.9168e-05 | 1.1322e-06
0 | 6.165e-07 | 1.074e-06 | 1.2902e-07 | 0 | 0 | 1.9478e-05 | 9.2079e-05 | 0.00016057 | 0.00014058 | 4.7929e-07 | 9.8296e-05 | 5.9269e-05 | 5.4828e-05 | 1.3284e-05 | 1.1006e-05 | 3.0337e-05 | 1.1958e-06
0 | 6.165e-07 | 9.1001e-07 | 1.4623e-07 | 0 | 0 | 1.1976e-05 | 8.8007e-05 | 0.00015396 | 9.624e-05 | 4.5267e-07 | 9.4228e-05 | 3.2551e-05 | 4.5425e-05 | 1.0226e-05 | 1.0796e-05 | 4.5004e-05 | 1.0686e-06
0 | 5.6045e-07 | 5.098e-07 | 1.3762e-07 | 0 | 0 | 4.8353e-06 | 8.7471e-05 | 6.5811e-05 | 0.00010919 | 3.9941e-07 | 8.9887e-05 | 9.6284e-06 | 5.6414e-05 | 1.0697e-05 | 1.0275e-05 | 3.6657e-05 | 1.1322e-06
0 | 6.165e-07 | 1.1299e-06 | 1.2902e-07 | 0 | 0 | 3.503e-06 | 8.3933e-05 | 6.4784e-05 | 0.00011083 | 4.2604e-07 | 9.6906e-05 | 8.4626e-06 | 5.5875e-05 | 1.2219e-05 | 1.0544e-05 | 3.378e-05 | 3.3953e-05
0 | 5.6045e-07 | 3.9912e-07 | 1.2042e-07 | 0 | 0 | 5.4419e-06 | 7.9101e-05 | 9.464e-05 | 9.0789e-05 | 1.6243e-05 | 8.846e-05 | 1.1819e-05 | 5.6074e-05 | 1.108e-05 | 1.0329e-05 | 3.549e-05 | 4.5669e-06
0 | 6.165e-07 | 3.9585e-07 | 1.3762e-07 | 0 | 0 | 1.2018e-05 | 7.8625e-05 | 0.00011584 | 9.4493e-05 | 4.1699e-05 | 8.7681e-05 | 1.4213e-05 | 5.664e-05 | 2.0983e-05 | 8.9838e-06 | 9.3544e-05 | 3.9995e-05
0 | 6.165e-07 | 4.2138e-07 | 1.2902e-07 | 0 | 0 | 7.9328e-06 | 8.6257e-05 | 0.0003765 | 0.00010365 | 4.1619e-05 | 9.2227e-05 | 3.692e-05 | 5.5167e-05 | 4.041e-05 | 9.4301e-06 | 0.00011486 | 1.6537e-06
0 | 6.165e-07 | 3.7982e-07 | 1.0322e-07 | 0 | 0 | 2.9541e-05 | 7.4204e-05 | 0.00037598 | 0.00018696 | 4.1725e-05 | 9.5396e-05 | 0.00010515 | 5.4459e-05 | 0.0001022 | 3.086e-05 | 0.00016639 | 1.7682e-06
0 | 6.165e-07 | 1.0714e-06 | 1.2042e-07 | 0 | 0 | 0.00013075 | 7.8002e-05 | 0.00041927 | 0.00018841 | 8.9228e-05 | 0.00010045 | 0.00020644 | 0.00013696 | 0.00017164 | 2.8068e-05 | 0.00023089 | 1.7988e-05
0 | 6.165e-07 | 8.5809e-07 | 1.2042e-07 | 0 | 0 | 0.00026758 | 8.2434e-05 | 0.00023366 | 0.00021622 | 8.1166e-05 | 9.9849e-05 | 0.00018544 | 0.00016969 | 0.00029562 | 3.3723e-05 | 0.00028626 | 0.00027613
0 | 6.165e-07 | 1.4407e-06 | 1.2042e-07 | 0 | 0 | 0.00025874 | 8.5632e-05 | 0.00012657 | 0.00046991 | 0.00017585 | 0.00010149 | 0.00018945 | 0.00015624 | 0.0002203 | 2.8066e-05 | 0.00024363 | 0.00022047
0 | 2.8023e-07 | 1.6349e-06 | 1.4623e-07 | 0 | 0 | 0.00033538 | 9.5926e-05 | 0.00012601 | 0.00047465 | 0.0002006 | 0.00010012 | 0.00020714 | 7.5445e-05 | 0.00017797 | 2.6794e-05 | 0.00019181 | 0.00032864
0 | 3.3627e-07 | 1.8039e-06 | 5.2344e-06 | 0 | 1.6391e-07 | 0.00032447 | 9.3269e-05 | 5.1781e-05 | 0.00027933 | 0.00037221 | 0.0001096 | 0.00025636 | 9.9369e-05 | 0.00022754 | 3.4804e-05 | 0.00013681 | 0.00084864
0 | 2.8023e-07 | 1.7009e-06 | 9.2075e-06 | 0 | 6.5576e-07 | 0.00031129 | 0.00010055 | 4.6935e-05 | 0.00015001 | 0.00037444 | 0.00010887 | 0.00020078 | 0.00058489 | 0.00022256 | 2.9669e-05 | 0.00016054 | 0.00011782
0 | 2.8023e-07 | 1.8458e-06 | 6.1754e-06 | 0 | 4.9182e-07 | 0.00019628 | 0.0001055 | 3.0515e-05 | 0.00016849 | 0.00028803 | 0.00010399 | 0.00021565 | 0.00025302 | 0.00013498 | 2.4799e-05 | 0.00013881 | 0.00011421
0 | 2.8023e-07 | 1.6546e-06 | 1.3357e-06 | 0 | 0 | 0.00026294 | 0.00010437 | 2.4929e-05 | 0.00016448 | 0.00017294 | 0.00010841 | 0.00019691 | 0.00037883 | 0.00025565 | 2.8476e-05 | 0.00012475 | 5.3389e-05
0 | 2.8023e-07 | 1.9862e-06 | 1.1633e-06 | 0 | 0 | 0.00022281 | 9.9757e-05 | 3.0631e-05 | 0.00016399 | 0.00017026 | 0.0001117 | 0.00029249 | 0.00042545 | 0.00021002 | 4.1822e-05 | 0.0001935 | 1.6676e-05
0 | 2.8023e-07 | 1.6182e-06 | 2.288e-06 | 0 | 0 | 0.00020395 | 0.00010401 | 2.0815e-05 | 0.00015738 | 0.00011559 | 0.00011766 | 0.00032434 | 0.00037837 | 0.0002777 | 4.5422e-05 | 0.00024106 | 0.00042689
0 | 4.4836e-07 | 1.6769e-06 | 3.0564e-06 | 0 | 0 | 0.00020865 | 0.00010063 | 6.2936e-05 | 0.00027517 | 4.5597e-05 | 0.00012367 | 0.0002788 | 0.00040946 | 0.00039421 | 5.9418e-05 | 0.00019538 | 0.00035389
0 | 6.165e-07 | 1.5707e-06 | 3.7414e-06 | 0 | 8.8792e-07 | 0.00023095 | 9.6267e-05 | 0.00025772 | 0.00017706 | 4.2657e-05 | 0.00011453 | 0.00011735 | 0.00041231 | 0.00030944 | 4.637e-05 | 0.00017438 | 0.00016263
0 | 6.165e-07 | 1.4492e-06 | 1.8528e-06 | 0 | 0 | 0.00015538 | 0.00010467 | 0.00031722 | 0.00018141 | 2.7293e-05 | 0.00011367 | 7.8703e-05 | 0.00042111 | 0.00014119 | 3.9431e-05 | 0.00011502 | 0.00014276
0 | 6.165e-07 | 1.206e-06 | 1.9103e-06 | 0 | 0 | 0.00013001 | 8.7887e-05 | 0.00023835 | 0.00020485 | 4.2604e-07 | 0.00010674 | 3.6439e-05 | 0.00030809 | 7.9319e-05 | 3.5001e-05 | 0.0001022 | 0.00012131
0 | 6.165e-07 | 9.4126e-07 | 1.8356e-06 | 0 | 0 | 0.00012546 | 9.1103e-05 | 0.00013731 | 8.4591e-05 | 4.2604e-07 | 0.00010599 | 4.7978e-05 | 0.00022673 | 2.8531e-05 | 3.8922e-05 | 0.00010913 | 0.00020041
0 | 6.165e-07 | 1.4561e-06 | 2.2062e-06 | 0 | 0 | 0.00010437 | 8.6063e-05 | 0.00011491 | 0.00011585 | 4.2604e-07 | 0.00010848 | 1.1796e-05 | 0.0002141 | 1.4866e-05 | 3.6969e-05 | 0.00011767 | 0.00047366
0 | 6.165e-07 | 1.5378e-06 | 2.4394e-07 | 0 | 0 | 6.5336e-05 | 8.9111e-05 | 0.00010018 | 5.4231e-05 | 4.2604e-07 | 0.00010191 | 9.1942e-06 | 0.00016355 | 1.8503e-05 | 2.0941e-05 | 4.8543e-05 | 1.1322e-06
0 | 5.6045e-07 | 1.5708e-06 | 1.2902e-07 | 0 | 0 | 4.8939e-05 | 8.0844e-05 | 9.9702e-05 | 4.2096e-05 | 4.2604e-07 | 9.8318e-05 | 5.9297e-06 | 8.8472e-05 | 8.6392e-06 | 2.3248e-05 | 6.3041e-05 | 1.8446e-06
0 | 6.165e-07 | 1.0021e-06 | 1.2902e-07 | 0 | 0 | 1.8617e-05 | 9.6792e-05 | 8.4444e-05 | 0.00010598 | 4.7929e-07 | 0.00010048 | 5.8278e-06 | 8.564e-05 | 1.3177e-05 | 2.3992e-05 | 3.6195e-05 | 1.0686e-06
0 | 6.165e-07 | 8.0753e-07 | 1.3762e-07 | 0 | 0 | 3.922e-06 | 8.167e-05 | 5.5372e-05 | 0.00014424 | 4.2604e-07 | 9.8518e-05 | 5.7742e-06 | 7.417e-05 | 2.0505e-05 | 1.5324e-05 | 3.5889e-05 | 1.3993e-06
0 | 5.6045e-07 | 5.3831e-07 | 1.2902e-07 | 0 | 0 | 3.5675e-06 | 8.0137e-05 | 9.6095e-05 | 9.197e-05 | 1.4618e-05 | 9.2826e-05 | 8.0479e-06 | 8.2751e-05 | 1.2456e-05 | 4.5451e-06 | 4.4317e-05 | 1.2594e-06
0 | 6.165e-07 | 9.1247e-07 | 1.2902e-07 | 0 | 0 | 8.6313e-06 | 8.4356e-05 | 0.00012252 | 0.00012595 | 4.1912e-05 | 8.9777e-05 | 1.4131e-05 | 7.1735e-05 | 1.2318e-05 | 4.3174e-06 | 4.5506e-05 | 1.5265e-06
0 | 6.165e-07 | 7.4535e-07 | 1.2902e-07 | 0 | 0 | 7.6569e-06 | 7.6708e-05 | 0.00027487 | 0.0001157 | 4.1645e-05 | 8.7856e-05 | 4.2947e-05 | 7.1253e-05 | 2.9864e-05 | 6.7925e-06 | 7.4573e-05 | 1.2594e-06
0 | 6.165e-07 | 5.0986e-07 | 1.2042e-07 | 0 | 0 | 4.8017e-05 | 8.0427e-05 | 0.00026258 | 0.00017159 | 4.1459e-05 | 9.1724e-05 | 8.8218e-05 | 8.1533e-05 | 8.7393e-05 | 2.0708e-05 | 0.00014256 | 1.8369e-05
0 | 6.165e-07 | 3.9978e-07 | 1.2042e-07 | 0 | 0 | 0.00012611 | 8.2136e-05 | 0.00030386 | 0.00015251 | 8.8989e-05 | 9.2941e-05 | 0.00016552 | 0.00011084 | 0.00014911 | 6.8378e-06 | 0.00021387 | 0.00013096
0 | 6.165e-07 | 1.5135e-06 | 1.2042e-07 | 0 | 0 | 0.00015164 | 7.8564e-05 | 0.0002851 | 0.00018134 | 8.1008e-05 | 0.00010052 | 0.00018202 | 7.2358e-05 | 0.00024643 | 1.5995e-05 | 0.00025167 | 0.00050433
0 | 6.165e-07 | 1.7839e-06 | 1.2042e-07 | 0 | 0 | 0.00025575 | 8.9182e-05 | 0.00017613 | 0.0001687 | 0.00014721 | 0.00010248 | 0.00016159 | 0.00016678 | 0.00022121 | 1.6635e-05 | 0.00022088 | 0.00017732
0 | 6.165e-07 | 1.8343e-06 | 4.8408e-06 | 0 | 0 | 0.00026663 | 8.675e-05 | 7.2529e-05 | 0.00056574 | 0.00017878 | 0.00011061 | 0.00011713 | 9.1785e-05 | 0.00016023 | 4.653e-05 | 0.00022747 | 0.00014646
0 | 5.6045e-07 | 1.7602e-06 | 9.1676e-06 | 0 | 0 | 0.00027319 | 9.9418e-05 | 3.8704e-05 | 0.00041812 | 0.00031407 | 0.00010905 | 0.00012615 | 0.00012523 | 0.0001354 | 5.1594e-05 | 0.00018566 | 0.00017746
0 | 6.165e-07 | 1.6009e-06 | 5.3177e-06 | 0 | 0 | 0.00024545 | 9.7344e-05 | 6.74e-05 | 0.00030546 | 0.00034514 | 0.00010869 | 0.00014603 | 0.00066524 | 0.00019358 | 0.00018013 | 0.00016818 | 9.8851e-05
0 | 6.165e-07 | 1.6941e-06 | 3.0767e-06 | 0 | 3.2788e-07 | 0.00028248 | 0.00011078 | 3.4214e-05 | 0.00027862 | 0.00028156 | 0.00011027 | 0.0001714 | 0.00041111 | 8.3629e-05 | 9.4656e-05 | 0.00014189 | 0.00018732
0 | 6.165e-07 | 1.6779e-06 | 4.423e-06 | 0 | 0 | 0.00023642 | 0.0001085 | 2.8305e-05 | 0.00017537 | 0.00013012 | 0.00010808 | 0.00013679 | 0.00024896 | 0.00017076 | 0.00012041 | 0.00011752 | 0.00012225
0 | 5.6045e-07 | 2.0258e-06 | 2.5454e-06 | 0 | 0 | 0.00026377 | 0.00010431 | 6.9304e-05 | 0.00016615 | 0.00010524 | 0.00011054 | 0.00024353 | 6.0486e-05 | 0.00033574 | 0.0001014 | 0.00012749 | 9.5459e-05
0 | 6.165e-07 | 1.487e-06 | 4.0197e-06 | 0 | 0 | 0.00023778 | 0.00010066 | 0.00010261 | 0.000237 | 9.0954e-05 | 0.0001133 | 0.00047803 | 6.4966e-05 | 0.00041558 | 0.00018764 | 0.00015292 | 4.3303e-05
0 | 6.165e-07 | 1.6493e-06 | 1.8408e-06 | 0 | 0 | 0.00017171 | 0.00010557 | 0.00012916 | 0.00035364 | 4.2417e-05 | 0.00011614 | 0.00033592 | 8.4281e-05 | 0.00055087 | 0.00017595 | 0.0001821 | 0.00066328
8.3452e-06 | 6.165e-07 | 1.2733e-06 | 1.9678e-06 | 0 | 0 | 0.00016986 | 9.3166e-05 | 0.0001441 | 0.00017988 | 4.2977e-05 | 0.00011274 | 0.00021224 | 7.6294e-05 | 0.00039386 | 0.00012166 | 0.00014902 | 0.00013165
0 | 6.165e-07 | 1.473e-06 | 1.9103e-06 | 0 | 0 | 0.00014772 | 0.0001026 | 0.00017973 | 0.00016228 | 4.2338e-05 | 0.00011128 | 0.00016029 | 0.000548 | 0.00013062 | 0.00013456 | 0.00016886 | 1.2594e-06
4.7687e-06 | 6.165e-07 | 1.4958e-06 | 2.0424e-06 | 0 | 0 | 0.00014315 | 9.7612e-05 | 0.00011833 | 0.00018185 | 4.2657e-05 | 0.00011361 | 8.6565e-05 | 0.0003335 | 6.9722e-05 | 9.2603e-05 | 0.00015684 | 2.6994e-05
0 | 6.165e-07 | 1.1273e-06 | 5.9548e-06 | 0 | 0 | 0.00012319 | 9.5629e-05 | 0.00021085 | 0.00013772 | 4.287e-05 | 0.00010433 | 9.1883e-05 | 0.00023891 | 0.0001444 | 2.4564e-05 | 0.0001007 | 1.9998e-05
0 | 5.6045e-07 | 1.2322e-06 | 4.1667e-06 | 0 | 0 | 9.0819e-05 | 9.3842e-05 | 0.00017528 | 0.00013045 | 4.271e-05 | 0.00011284 | 1.6479e-05 | 7.2613e-05 | 4.2873e-05 | 2.3971e-05 | 0.0001037 | 1.323e-06
0 | 6.165e-07 | 1.0439e-06 | 1.7458e-06 | 0 | 0 | 5.7732e-05 | 9.5469e-05 | 0.00016664 | 0.00010463 | 4.2684e-05 | 9.9989e-05 | 1.7802e-05 | 6.2191e-05 | 3.4893e-05 | 1.26e-05 | 4.074e-05 | 1.1481e-06
0 | 6.165e-07 | 1.1945e-06 | 1.2902e-07 | 0 | 0 | 2.2963e-05 | 9.1392e-05 | 0.00015268 | 0.00012791 | 4.2764e-05 | 9.3204e-05 | 9.1747e-06 | 6.2672e-05 | 1.061e-05 | 1.1225e-05 | 3.2513e-05 | 1.0686e-06
0 | 5.6045e-07 | 6.691e-07 | 1.2902e-07 | 0 | 0 | 9.5658e-06 | 8.4224e-05 | 4.3494e-05 | 0.00011386 | 4.271e-05 | 9.2744e-05 | 5.6681e-06 | 5.9132e-05 | 1.1102e-05 | 1.0821e-05 | 3.5473e-05 | 1.1322e-06
0 | 6.165e-07 | 2.1806e-06 | 1.3762e-07 | 0 | 0 | 3.1959e-06 | 8.4216e-05 | 4.7591e-05 | 9.7893e-05 | 4.2604e-05 | 9.4762e-05 | 5.4542e-06 | 6.052e-05 | 1.0149e-05 | 5.7137e-06 | 3.0186e-05 | 1.1322e-06
0 | 5.6045e-07 | 2.8237e-06 | 1.2902e-07 | 0 | 0 | 3.5966e-06 | 8.0773e-05 | 0.00013426 | 0.00012443 | 4.2551e-05 | 9.2202e-05 | 9.5107e-06 | 5.9246e-05 | 1.3552e-05 | 5.1372e-06 | 5.2542e-05 | 1.8446e-06
0 | 6.165e-07 | 2.5455e-06 | 1.2902e-07 | 1.2204e-06 | 0 | 8.7622e-06 | 8.4792e-05 | 0.00019268 | 0.00010785 | 4.2444e-05 | 8.7737e-05 | 1.7302e-05 | 5.7348e-05 | 4.3412e-05 | 7.6603e-06 | 7.8962e-05 | 1.2594e-06
0 | 6.165e-07 | 3.2247e-06 | 1.3762e-07 | 0 | 0 | 3.48e-05 | 8.2522e-05 | 0.00032522 | 0.00014665 | 4.2178e-05 | 8.8251e-05 | 3.7191e-05 | 5.7631e-05 | 5.4371e-05 | 8.31e-05 | 0.0001111 | 1.0686e-06
0 | 6.165e-07 | 1.2678e-06 | 9.4617e-08 | 0 | 0 | 6.0497e-05 | 8.6598e-05 | 0.00031441 | 0.0001267 | 8.0468e-05 | 0.00010598 | 0.00014499 | 6.1143e-05 | 0.00013453 | 1.942e-05 | 0.00019788 | 1.3822e-05
0 | 6.165e-07 | 1.0714e-06 | 7.9994e-07 | 0 | 0 | 0.00015425 | 7.8054e-05 | 0.0003037 | 0.00025437 | 9.9586e-05 | 0.00010021 | 0.0001008 | 9.5354e-05 | 0.00017608 | 2.8576e-05 | 0.00022289 | 0.00040012
3.5765e-06 | 6.165e-07 | 1.1799e-06 | 2.6321e-06 | 0 | 0 | 0.00027273 | 8.213e-05 | 0.00015729 | 0.00017817 | 3.6799e-05 | 9.7444e-05 | 0.00010382 | 5.075e-05 | 0.00028793 | 1.9302e-05 | 0.00026852 | 0.00034365
3.5765e-06 | 3.3627e-07 | 1.4776e-06 | 7.6124e-06 | 0 | 0 | 0.00030402 | 9.3773e-05 | 7.6316e-05 | 0.00015617 | 0.00012467 | 0.0001001 | 0.00016733 | 3.7014e-05 | 0.00018405 | 3.5227e-05 | 0.00017966 | 0.0001465
5.9609e-06 | 2.8023e-07 | 1.5985e-06 | 1.0631e-05 | 0 | 0 | 0.00033162 | 9.4573e-05 | 4.0788e-05 | 0.00019124 | 0.00016157 | 0.00010638 | 0.00014528 | 2.8886e-05 | 0.00017134 | 3.4464e-05 | 0.00019456 | 0.0002728
2.3843e-06 | 2.8023e-07 | 1.9865e-06 | 6.7006e-06 | 0 | 1.6391e-07 | 0.00027844 | 0.00010087 | 2.6547e-05 | 0.00024855 | 0.00024291 | 0.00011101 | 0.00012513 | 8.6654e-05 | 0.00019641 | 3.0453e-05 | 0.00017547 | 0.00087074
0 | 2.8023e-07 | 1.5077e-06 | 3.8535e-06 | 0 | 0 | 0.00029715 | 0.00010492 | 1.9818e-05 | 0.00018843 | 0.00021403 | 0.00010725 | 0.0001255 | 0.00056482 | 8.7931e-05 | 2.5949e-05 | 0.00016538 | 0.00017804
0 | 3.3627e-07 | 1.9486e-06 | 4.5502e-06 | 0 | 1.6391e-07 | 0.00023508 | 0.0001002 | 9.5598e-06 | 0.00020394 | 0.00017641 | 0.00010951 | 0.00010296 | 0.00024058 | 0.00010332 | 2.7182e-05 | 0.00014408 | 1.7479e-05
4.7687e-06 | 2.8023e-07 | 2.291e-06 | 7.4403e-06 | 0 | 0 | 0.00022159 | 0.0001119 | 2.5431e-05 | 0.00017041 | 7.7702e-05 | 0.00011281 | 0.00014745 | 0.00038361 | 0.00022039 | 3.3172e-05 | 9.1405e-05 | 0.00030337
0 | 2.8023e-07 | 1.4929e-06 | 4.275e-06 | 0 | 0 | 0.00018815 | 0.00011161 | 2.3574e-05 | 0.0001457 | 6.4843e-05 | 0.00010952 | 0.00025226 | 0.00019274 | 0.00022737 | 2.7143e-05 | 0.0001068 | 0.00069575
0 | 2.8023e-07 | 2.1715e-06 | 7.2855e-06 | 0 | 0 | 0.00027509 | 0.00010886 | 0.00012121 | 0.00023364 | 5.0251e-05 | 0.00011549 | 0.00049795 | 3.9422e-05 | 0.00062524 | 2.88e-05 | 0.000199 | 0.00025567
9.5374e-06 | 3.3627e-07 | 1.8481e-06 | 4.275e-06 | 0 | 0 | 0.00027546 | 0.00011139 | 0.00012744 | 0.00036371 | 4.2604e-07 | 0.00011947 | 0.00046052 | 4.1121e-05 | 0.00061223 | 3.0936e-05 | 0.00028995 | 0.00049948
0 | 2.8023e-07 | 1.5857e-06 | 1.4279e-06 | 0 | 0 | 0.00028028 | 0.00010882 | 8.7942e-05 | 0.00022652 | 4.5267e-07 | 0.00012162 | 0.00027541 | 4.5086e-05 | 0.00018367 | 4.4074e-05 | 0.00025805 | 0.00069248
0 | 2.8023e-07 | 1.4356e-06 | 6.1501e-06 | 0 | 0 | 0.00030281 | 0.00010396 | 8.8768e-05 | 0.00022783 | 4.5267e-07 | 0.00011568 | 9.8246e-05 | 4.8433e-05 | 0.00010182 | 4.4952e-05 | 0.00019034 | 1.2085e-06
0 | 2.8023e-07 | 1.2486e-06 | 2.3052e-06 | 0 | 0 | 0.0002748 | 0.00010056 | 0.00015619 | 0.00015341 | 4.7929e-07 | 0.00012244 | 4.8447e-05 | 5.7773e-05 | 4.6038e-05 | 3.6495e-05 | 0.0001409 | 1.0686e-06
0 | 2.8023e-07 | 1.0857e-06 | 3.8707e-07 | 0 | 0 | 0.0001817 | 9.6662e-05 | 0.00011247 | 0.00016302 | 5.0592e-07 | 0.0001183 | 7.6428e-05 | 5.4375e-05 | 0.00011256 | 1.8861e-05 | 0.00013323 | 3.9931e-05
0 | 3.3627e-07 | 1.3007e-06 | 3.4062e-06 | 0 | 0 | 0.00012823 | 9.3385e-05 | 0.00014326 | 9.7704e-05 | 5.0592e-07 | 0.00011443 | 2.3077e-05 | 5.9387e-05 | 9.9336e-06 | 1.1532e-05 | 0.00015307 | 2.9945e-05
0 | 2.8023e-07 | 1.1601e-06 | 9.8918e-07 | 0 | 0 | 6.0699e-05 | 0.00010651 | 5.2223e-05 | 0.00011659 | 4.2604e-07 | 9.9862e-05 | 1.1886e-05 | 5.8453e-05 | 1.284e-05 | 1.0569e-05 | 6.0268e-05 | 1.1958e-06
0 | 2.8023e-07 | 1.0515e-06 | 1.3762e-07 | 0 | 0 | 4.3341e-05 | 8.6208e-05 | 8.9132e-05 | 9.4885e-05 | 4.2604e-07 | 9.8708e-05 | 1.445e-05 | 4.7578e-05 | 9.036e-06 | 1.0152e-05 | 4.3684e-05 | 1.2594e-06
0 | 5.6045e-07 | 6.4177e-07 | 1.2902e-07 | 0 | 0 | 1.8682e-05 | 8.8819e-05 | 0.00012702 | 0.00017963 | 4.5267e-07 | 9.2154e-05 | 1.1079e-05 | 5.8028e-05 | 1.3444e-05 | 1.0776e-05 | 2.953e-05 | 1.781e-06
0 | 6.165e-07 | 9.8173e-07 | 1.3762e-07 | 0 | 0 | 2.9583e-06 | 8.7101e-05 | 0.00011561 | 0.0001439 | 4.2604e-07 | 9.9852e-05 | 2.4771e-05 | 5.9047e-05 | 1.2832e-05 | 9.8245e-06 | 4.5672e-05 | 1.0686e-06
0 | 5.6045e-07 | 1.0806e-06 | 1.2902e-07 | 0 | 0 | 3.1667e-06 | 8.1085e-05 | 0.00011587 | 9.4261e-05 | 1.6642e-05 | 9.2418e-05 | 1.3725e-05 | 5.8566e-05 | 9.9461e-06 | 3.8255e-06 | 4.0597e-05 | 1.0686e-06
0 | 6.165e-07 | 1.1813e-06 | 1.3762e-07 | 0 | 0 | 1.7549e-05 | 8.9857e-05 | 0.00021635 | 0.00011639 | 4.2178e-05 | 8.5084e-05 | 3.8503e-05 | 5.8226e-05 | 9.6821e-05 | 1.2053e-05 | 0.00012512 | 1.323e-06
0 | 6.165e-07 | 1.1245e-06 | 1.4623e-07 | 0 | 0 | 9.7528e-05 | 8.1851e-05 | 0.00037638 | 0.00010773 | 4.2125e-05 | 9.4643e-05 | 8.1477e-05 | 5.8339e-05 | 5.5174e-05 | 1.5157e-05 | 0.00021164 | 2.6078e-05
0 | 6.165e-07 | 1.1985e-06 | 7.3973e-07 | 0 | 0 | 0.00010257 | 8.154e-05 | 0.00042303 | 0.00022032 | 8.0681e-05 | 9.6781e-05 | 9.2401e-05 | 7.2018e-05 | 0.00012329 | 1.2175e-05 | 0.00027924 | 6.7536e-05
0 | 6.165e-07 | 1.3261e-06 | 1.0322e-07 | 0 | 0 | 0.0001073 | 8.5586e-05 | 0.00026947 | 0.00014424 | 9.9933e-05 | 9.4439e-05 | 0.00011757 | 9.7194e-05 | 7.3615e-05 | 2.3808e-05 | 0.00025279 | 0.00020391
0 | 6.165e-07 | 1.3588e-06 | 1.1182e-07 | 0 | 0 | 0.00014755 | 7.9551e-05 | 0.00015048 | 0.00015526 | 2.6835e-05 | 9.0372e-05 | 0.00012935 | 5.1769e-05 | 6.8245e-05 | 2.966e-05 | 0.00021863 | 0.00021131
0 | 5.6045e-07 | 1.7128e-06 | 3.0965e-07 | 0 | 0 | 0.00015107 | 9.6651e-05 | 0.00010188 | 0.00017919 | 0.00014718 | 9.6315e-05 | 6.4289e-05 | 3.7496e-05 | 3.9293e-05 | 3.4195e-05 | 0.00018063 | 5.6202e-05
0 | 2.8023e-07 | 2.2757e-06 | 1.2042e-07 | 0 | 0 | 0.00018007 | 9.6118e-05 | 6.1593e-05 | 9.6784e-05 | 0.00018274 | 9.5e-05 | 0.00013034 | 2.7414e-05 | 5.7586e-05 | 0.00020406 | 0.00014961 | 3.044e-05
0 | 3.3627e-07 | 1.5509e-06 | 1.4623e-07 | 0 | 0 | 0.00012157 | 9.3846e-05 | 1.74e-05 | 0.00024466 | 0.00029085 | 0.00011172 | 0.00015612 | 0.00010821 | 0.0001007 | 0.00012169 | 0.00014291 | 9.364e-05
0 | 2.8023e-07 | 1.6628e-06 | 1.3762e-07 | 0 | 1.6391e-07 | 0.00013532 | 0.00010326 | 1.4567e-05 | 0.00018096 | 0.00028988 | 0.00010259 | 5.7042e-05 | 0.00057922 | 6.1353e-05 | 2.4644e-05 | 9.0544e-05 | 5.4599e-05
0 | 2.8023e-07 | 1.862e-06 | 1.4623e-07 | 0 | 1.6391e-07 | 0.0001518 | 0.00011135 | 8.5991e-06 | 0.00014616 | 0.000244 | 0.00010567 | 0.00013409 | 0.00024145 | 4.4602e-05 | 1.6244e-05 | 0.00012233 | 3.483e-05
0.00035266 | 2.8023e-07 | 1.9686e-06 | 6.8812e-07 | 0 | 0 | 0.00012801 | 9.839e-05 | 8.6553e-06 | 0.0001445 | 9.7004e-05 | 0.00010852 | 0.00014257 | 0.00038409 | 6.5634e-05 | 9.8997e-05 | 9.8782e-05 | 6.0273e-05
1.0079e-05 | 2.8023e-07 | 1.8393e-06 | 2.116e-06 | 0 | 0 | 0.00015879 | 0.00011488 | 3.2622e-05 | 0.00020516 | 0.00013118 | 0.00011268 | 0.00029494 | 0.0001911 | 0.00024473 | 0.00014994 | 9.3692e-05 | 0.00010332
1.073e-05 | 2.8023e-07 | 1.5876e-06 | 1.6171e-06 | 0 | 0 | 0.00019003 | 0.00010903 | 5.1073e-05 | 0.00020584 | 7.8636e-05 | 0.00011169 | 0.00051564 | 0.00016216 | 0.00047481 | 0.000304 | 0.00010203 | 0.00067118
5.9609e-06 | 3.3627e-07 | 1.9981e-06 | 1.273e-06 | 0 | 0 | 0.00019177 | 0.00010971 | 3.369e-05 | 0.00032192 | 4.2604e-07 | 0.00011617 | 0.00040136 | 0.00022868 | 0.0008681 | 0.00024025 | 0.00019653 | 3.8167e-05
0 | 2.8023e-07 | 1.9284e-06 | 1.7203e-07 | 0 | 0 | 0.00020064 | 0.00011325 | 5.4749e-05 | 0.00020983 | 5.3255e-07 | 0.00012373 | 0.00019048 | 0.0002184 | 0.00043014 | 8.7499e-05 | 0.00022864 | 0.00012976
0 | 5.6045e-07 | 1.6976e-06 | 1.2644e-06 | 0 | 0 | 0.00016605 | 0.00011038 | 5.3737e-05 | 0.00012181 | 4.7929e-07 | 0.0001279 | 0.00014542 | 0.00021605 | 0.00023243 | 0.00012301 | 0.00018581 | 8.9607e-05
0 | 6.165e-07 | 1.4381e-06 | 1.4623e-07 | 0 | 0 | 0.00013939 | 9.9093e-05 | 9.7562e-05 | 0.00015413 | 4.5267e-07 | 0.00012626 | 8.1739e-05 | 6.6722e-05 | 0.0001149 | 5.6082e-05 | 0.00014444 | 1.4235e-05
0 | 6.165e-07 | 1.0363e-06 | 1.2902e-07 | 0 | 0 | 0.00012733 | 9.986e-05 | 0.00017889 | 0.00016551 | 5.0592e-07 | 0.00011368 | 4.9341e-05 | 5.259e-05 | 3.4859e-05 | 3.3086e-05 | 0.00012982 | 4.8785e-05
0 | 6.165e-07 | 1.3329e-06 | 1.2902e-07 | 0 | 0 | 7.7065e-05 | 0.0001021 | 7.1205e-05 | 0.00017526 | 5.5918e-07 | 0.00010325 | 1.4226e-05 | 5.4941e-05 | 1.0761e-05 | 2.4387e-05 | 0.00012173 | 3.0327e-05
0 | 5.6045e-07 | 1.1437e-06 | 1.3762e-07 | 0 | 0 | 2.6284e-05 | 9.0531e-05 | 6.6077e-05 | 9.5921e-05 | 4.7929e-07 | 9.8596e-05 | 9.4901e-06 | 4.6671e-05 | 7.7875e-06 | 1.4067e-05 | 5.4855e-05 | 1.2085e-06
0 | 6.165e-07 | 9.2686e-07 | 1.2902e-07 | 0 | 0 | 1.0374e-05 | 9.6451e-05 | 8.1779e-05 | 0.00014418 | 4.2604e-07 | 9.3816e-05 | 7.7445e-06 | 5.8906e-05 | 8.7341e-06 | 1.0557e-05 | 4.8457e-05 | 1.1958e-06
0 | 6.165e-07 | 4.6462e-07 | 1.3762e-07 | 0 | 0 | 3.8697e-06 | 8.4891e-05 | 0.00010597 | 0.00012962 | 5.3255e-07 | 9.3686e-05 | 7.0226e-06 | 5.766e-05 | 9.7693e-06 | 4.2081e-06 | 3.1668e-05 | 1.2721e-06
0 | 5.6045e-07 | 5.5056e-07 | 1.2902e-07 | 0 | 0 | 7.9373e-06 | 8.1487e-05 | 0.00011174 | 9.4653e-05 | 4.2604e-07 | 9.5305e-05 | 9.8096e-06 | 5.5054e-05 | 7.6127e-06 | 4.2499e-06 | 3.3874e-05 | 1.1449e-06
0 | 6.165e-07 | 4.5977e-07 | 1.2902e-07 | 0 | 0 | 2.6622e-05 | 9.2716e-05 | 0.00013251 | 0.00012397 | 1.5843e-05 | 9.366e-05 | 5.4066e-05 | 4.6756e-05 | 9.9202e-06 | 4.3811e-06 | 3.9505e-05 | 1.0686e-06
0 | 6.165e-07 | 5.2748e-07 | 1.3762e-07 | 0 | 0 | 3.2016e-05 | 8.5722e-05 | 0.00022631 | 0.00010613 | 4.2284e-05 | 9.0096e-05 | 3.2811e-05 | 5.5734e-05 | 8.2209e-05 | 4.7209e-06 | 7.0956e-05 | 1.3357e-06
0 | 5.6045e-07 | 5.9649e-07 | 1.2902e-07 | 0 | 0 | 7.1437e-05 | 9.0209e-05 | 0.00031633 | 0.00015277 | 4.1991e-05 | 0.0001036 | 7.0002e-05 | 5.5479e-05 | 4.3481e-05 | 2.198e-05 | 0.00018991 | 1.1322e-06
0 | 6.7254e-07 | 9.855e-07 | 8.2575e-07 | 0 | 0 | 7.1418e-05 | 9.0692e-05 | 0.00026492 | 0.00022346 | 8.1506e-05 | 9.5818e-05 | 0.00012083 | 5.6725e-05 | 0.00013272 | 6.1582e-06 | 0.00029186 | 6.0107e-05
0 | 6.165e-07 | 9.1199e-07 | 1.1182e-07 | 0 | 0 | 0.0001154 | 7.9793e-05 | 0.00027416 | 0.00030866 | 0.00010004 | 9.9122e-05 | 0.00011428 | 9.357e-05 | 7.7296e-05 | 1.1323e-05 | 0.0002614 | 0.00010407
0 | 5.0441e-07 | 1.3955e-06 | 1.2042e-07 | 0 | 0 | 0.00018056 | 8.7776e-05 | 0.00021339 | 0.00014963 | 3.4717e-05 | 9.1139e-05 | 7.1424e-05 | 4.1914e-05 | 9.055e-05 | 2.9522e-05 | 0.00023948 | 0.00026905
0 | 2.8023e-07 | 1.5009e-06 | 1.3762e-07 | 0 | 0 | 0.00017066 | 9.4757e-05 | 7.3653e-05 | 0.00057524 | 7.9483e-05 | 9.8546e-05 | 7.2406e-05 | 3.8515e-05 | 9.3907e-05 | 3.9358e-05 | 0.00015683 | 6.8876e-05
0 | 2.8023e-07 | 1.9066e-06 | 1.5483e-07 | 0 | 0 | 0.0002523 | 0.00010171 | 3.5855e-05 | 0.00038051 | 0.00011542 | 9.5882e-05 | 0.00014044 | 3.6561e-05 | 7.7581e-05 | 3.5181e-05 | 0.00012871 | 0.00015283
0 | 1.1222e-06 | 2.1046e-06 | 1.6343e-07 | 0 | 0 | 0.00015443 | 9.7346e-05 | 3.195e-05 | 0.00018243 | 0.00018273 | 0.00010162 | 8.5727e-05 | 9.6492e-05 | 0.00013334 | 3.9784e-05 | 0.00011469 | 6.2023e-05
0 | 2.8023e-07 | 2.0477e-06 | 1.4623e-07 | 1.2204e-06 | 6.5576e-07 | 0.00017009 | 0.00010446 | 1.7604e-05 | 0.0001467 | 0.00014602 | 0.00010096 | 6.2004e-05 | 0.00057324 | 7.7184e-05 | 3.5956e-05 | 8.4863e-05 | 4.3451e-05
0 | 2.8023e-07 | 2.1812e-06 | 1.5483e-07 | 0 | 0 | 0.00011132 | 9.6502e-05 | 1.4402e-05 | 0.00016125 | 0.00010949 | 0.00010269 | 0.00013357 | 0.00024188 | 7.7647e-05 | 3.2058e-05 | 0.00011068 | 0.00012705
0 | 2.8023e-07 | 2.1334e-06 | 1.6343e-07 | 0 | 0 | 0.00017184 | 0.00011112 | 1.4108e-05 | 0.00015046 | 6.5791e-05 | 0.00010529 | 0.00022567 | 0.00038285 | 9.1447e-05 | 3.954e-05 | 7.3424e-05 | 8.1835e-05
4.2747e-07 | 3.3627e-07 | 2.1497e-06 | 1.2902e-07 | 0 | 0 | 0.00016523 | 0.00010789 | 3.1797e-05 | 0.00017109 | 9.2488e-05 | 0.00010789 | 0.00029963 | 0.00019207 | 0.00021738 | 4.2884e-05 | 8.5255e-05 | 6.8414e-05
0 | 2.8023e-07 | 2.1479e-06 | 1.3418e-06 | 0 | 0 | 0.00019904 | 0.0001118 | 3.3804e-05 | 0.00025112 | 9.5236e-05 | 0.00011699 | 0.00046934 | 6.12e-05 | 0.00083433 | 4.8809e-05 | 0.00012513 | 9.7393e-05
0 | 2.8023e-07 | 1.7397e-06 | 1.6343e-07 | 0 | 0 | 0.00015211 | 0.00010886 | 4.0865e-05 | 0.00041233 | 4.2284e-06 | 0.00011961 | 0.00050762 | 6.777e-05 | 0.00066199 | 6.5538e-05 | 0.00016996 | 0.00020369
0 | 2.8023e-07 | 1.7263e-06 | 1.2902e-07 | 0 | 0 | 0.00016333 | 0.00010486 | 8.085e-05 | 0.00021279 | 4.2604e-07 | 0.00011311 | 0.00015704 | 0.00024981 | 0.0002046 | 4.4068e-05 | 0.0002291 | 0.00013852
0 | 3.3627e-07 | 1.3887e-06 | 7.9034e-06 | 0 | 0 | 0.00014415 | 9.551e-05 | 0.00019546 | 0.00012242 | 5.3255e-07 | 0.00011721 | 0.00012916 | 0.00025216 | 0.00010656 | 5.7632e-05 | 0.00019732 | 9.0921e-05
0 | 2.8023e-07 | 1.2643e-06 | 3.6916e-06 | 0 | 0 | 0.00013379 | 0.00010747 | 0.00026817 | 0.0001447 | 4.2604e-07 | 0.00010953 | 9.0383e-05 | 0.00023859 | 0.00021086 | 6.6272e-05 | 0.00014137 | 4.6025e-05
0 | 2.8023e-07 | 1.0792e-06 | 3.1084e-06 | 0 | 0 | 8.3858e-05 | 8.9012e-05 | 0.00020931 | 0.0001456 | 4.2604e-07 | 0.00010698 | 8.1435e-05 | 0.00024228 | 8.173e-05 | 4.8686e-05 | 0.00014258 | 1.1195e-06
0 | 2.8023e-07 | 1.2798e-06 | 1.1719e-06 | 0 | 0 | 4.7176e-05 | 9.9204e-05 | 0.0001822 | 0.00014539 | 4.5267e-07 | 0.00010167 | 6.7322e-05 | 0.00025092 | 5.9992e-05 | 2.6033e-05 | 0.0001182 | 1.2594e-06
0 | 2.8023e-07 | 6.269e-07 | 1.4623e-07 | 0 | 0 | 7.0213e-06 | 9.7237e-05 | 6.5995e-05 | 8.6046e-05 | 4.5267e-07 | 9.8691e-05 | 3.259e-05 | 0.00025164 | 1.6585e-05 | 1.6599e-05 | 6.0675e-05 | 1.0686e-06
0 | 2.8023e-07 | 5.9107e-07 | 1.2902e-07 | 0 | 0 | 5.7877e-06 | 8.8667e-05 | 7.751e-05 | 0.00015654 | 4.2604e-07 | 9.335e-05 | 4.756e-05 | 0.00019348 | 1.3856e-05 | 1.5852e-05 | 4.6311e-05 | 1.7046e-06
0 | 3.3627e-07 | 5.2345e-07 | 1.2902e-07 | 0 | 0 | 3.5218e-06 | 9.6928e-05 | 9.6041e-05 | 0.00011296 | 4.2604e-07 | 8.7287e-05 | 1.9453e-05 | 5.7546e-05 | 9.7693e-06 | 1.3271e-05 | 4.1009e-05 | 1.323e-06
0 | 2.8023e-07 | 5.5305e-07 | 1.2902e-07 | 0 | 0 | 3.3372e-06 | 8.5219e-05 | 0.00012188 | 0.00010153 | 4.7929e-07 | 9.0527e-05 | 1.9214e-05 | 5.63e-05 | 1.2685e-05 | 1.2782e-05 | 3.6339e-05 | 1.0558e-06
0 | 2.8023e-07 | 5.8637e-07 | 1.3762e-07 | 0 | 0 | 1.112e-05 | 8.5579e-05 | 0.00016532 | 0.000115 | 1.8107e-05 | 8.8735e-05 | 2.9501e-05 | 4.3613e-05 | 2.0703e-05 | 1.2716e-05 | 3.8295e-05 | 1.1322e-06
0 | 2.8023e-07 | 1.1091e-06 | 1.2042e-07 | 0 | 0 | 3.0338e-05 | 8.8647e-05 | 0.00037965 | 0.00012369 | 4.2284e-05 | 8.5629e-05 | 3.3816e-05 | 5.5932e-05 | 0.00016331 | 1.2e-05 | 0.00014497 | 1.323e-06
0 | 2.8023e-07 | 2.9399e-06 | 1.2902e-07 | 0 | 0 | 6.099e-05 | 9.1014e-05 | 0.00046095 | 0.00013702 | 4.2151e-05 | 9.1897e-05 | 8.2376e-05 | 5.5932e-05 | 8.3932e-05 | 2.7623e-05 | 0.00021021 | 6.2308e-05
0 | 2.8023e-07 | 1.8696e-06 | 1.0322e-07 | 0 | 0 | 6.8904e-05 | 8.6682e-05 | 0.00035606 | 0.00021387 | 8.0388e-05 | 9.8596e-05 | 8.9177e-05 | 5.596e-05 | 0.00018262 | 0.00010802 | 0.00026921 | 8.5323e-05
0 | 3.3627e-07 | 9.8887e-07 | 1.2042e-07 | 0 | 0 | 0.00011005 | 9.0972e-05 | 0.00025569 | 0.00021039 | 9.956e-05 | 0.0001019 | 4.7745e-05 | 9.323e-05 | 0.00014005 | 0.00016899 | 0.00021009 | 0.00017942
0 | 2.8023e-07 | 1.4423e-06 | 2.0644e-07 | 0 | 0 | 0.00019644 | 8.6668e-05 | 0.00017178 | 0.00019622 | 2.4897e-05 | 9.3487e-05 | 7.7902e-05 | 4.0554e-05 | 0.00019506 | 5.751e-05 | 0.00020322 | 0.00025564
0 | 2.8023e-07 | 1.3257e-06 | 1.5999e-06 | 0 | 0 | 0.00025276 | 9.0396e-05 | 0.0001222 | 0.00017821 | 7.4449e-05 | 9.3723e-05 | 7.6367e-05 | 3.7581e-05 | 0.00018775 | 4.2839e-05 | 0.00012755 | 0.00072038
0 | 2.8023e-07 | 1.5065e-06 | 8.3435e-07 | 0 | 0 | 0.00021373 | 0.00010127 | 7.3263e-05 | 0.00079416 | 0.00016048 | 9.4722e-05 | 0.00013969 | 2.8433e-05 | 0.00012632 | 3.979e-05 | 0.00010877 | 0.00050005
0 | 2.8023e-07 | 1.5863e-06 | 1.4623e-07 | 0 | 0 | 0.00020651 | 0.00010005 | 2.0349e-05 | 0.00045629 | 0.00025604 | 9.8226e-05 | 0.00012324 | 8.4592e-05 | 7.1016e-05 | 3.326e-05 | 9.6332e-05 | 0.00065342
0 | 3.3627e-07 | 1.5861e-06 | 1.3762e-07 | 0 | 0 | 0.00012408 | 0.00011173 | 2.2945e-05 | 0.00013804 | 0.00023379 | 9.8948e-05 | 7.5597e-05 | 0.00060097 | 7.8992e-05 | 3.108e-05 | 7.5799e-05 | 1.2594e-06
0 | 2.8023e-07 | 2.211e-06 | 3.0621e-06 | 0 | 0 | 0.00012625 | 0.00011224 | 8.6749e-06 | 0.00012537 | 0.00019124 | 0.00010462 | 3.9644e-05 | 0.00024478 | 8.6779e-05 | 2.6367e-05 | 4.7704e-05 | 2.3407e-06
0 | 2.8023e-07 | 2.1608e-06 | 9.8918e-07 | 0 | 0 | 0.00012578 | 0.0001084 | 3.666e-05 | 0.0001088 | 0.00014069 | 0.00010926 | 0.00016647 | 0.00038378 | 0.00014088 | 3.365e-05 | 7.6022e-05 | 8.8377e-06
0 | 1.0662e-06 | 1.9938e-06 | 1.9611e-06 | 0 | 0 | 0.00011799 | 0.00010631 | 4.5723e-05 | 0.00012593 | 7.5161e-05 | 0.0001025 | 0.00027464 | 0.0001905 | 0.00027756 | 4.2308e-05 | 8.0551e-05 | 5.3479e-05
0 | 2.8023e-07 | 1.8295e-06 | 5.9953e-06 | 0 | 0 | 0.00015453 | 0.00011583 | 7.6758e-05 | 0.00035141 | 7.7576e-05 | 0.00011217 | 0.00044885 | 4.0328e-05 | 0.00061609 | 6.179e-05 | 0.00011943 | 8.0639e-05
0 | 3.3627e-07 | 1.9061e-06 | 4.8169e-07 | 0 | 0 | 0.00018041 | 0.00010748 | 0.00011768 | 0.00024998 | 4.5267e-07 | 0.00011603 | 0.00047215 | 4.5425e-05 | 0.00061353 | 0.00010548 | 0.00013781 | 0.00013139
0 | 2.8023e-07 | 1.1939e-06 | 6.8296e-06 | 0 | 0 | 0.0001679 | 0.00011278 | 0.00012991 | 0.0001372 | 4.5267e-07 | 0.00011635 | 0.00025144 | 4.7125e-05 | 0.00025908 | 5.3459e-05 | 0.00021475 | 8.0588e-05
0 | 2.8023e-07 | 1.4624e-06 | 6.4253e-06 | 0 | 0 | 0.00012 | 0.00011228 | 0.00014799 | 0.00019435 | 4.5267e-07 | 0.00011455 | 0.00012201 | 5.7999e-05 | 8.9003e-05 | 0.00019833 | 0.00020515 | 0.00018883
0 | 2.8023e-07 | 1.1876e-06 | 8.1714e-07 | 0 | 0 | 0.00020539 | 0.00010666 | 0.00016788 | 0.00020193 | 5.0592e-07 | 0.00010839 | 4.8731e-05 | 4.6218e-05 | 9.1312e-05 | 7.931e-05 | 0.00012102 | 7.3083e-05
0 | 3.3627e-07 | 1.2667e-06 | 1.5483e-07 | 0 | 0 | 5.9483e-05 | 0.00010672 | 0.00021302 | 0.00012681 | 4.2604e-07 | 0.00010806 | 3.0429e-05 | 5.6668e-05 | 0.00013327 | 4.4053e-05 | 0.00010682 | 1.0686e-06
0 | 2.8023e-07 | 1.2592e-06 | 1.2042e-07 | 0 | 0 | 4.0685e-05 | 0.00010252 | 0.00017392 | 0.00012832 | 4.5267e-07 | 0.00010367 | 1.0424e-05 | 4.5425e-05 | 1.149e-05 | 2.1609e-05 | 0.00010869 | 1.1958e-06
0 | 3.9232e-07 | 1.1711e-06 | 1.2902e-07 | 0 | 0 | 5.1054e-06 | 0.0001056 | 4.7042e-05 | 0.00010851 | 4.5267e-07 | 9.308e-05 | 1.1563e-05 | 5.5592e-05 | 1.7762e-05 | 1.5139e-05 | 4.6249e-05 | 1.1322e-06
0 | 6.165e-07 | 7.3146e-07 | 1.2042e-07 | 0 | 0 | 5.7886e-06 | 0.00010177 | 3.7792e-05 | 0.00012934 | 4.5267e-07 | 9.2837e-05 | 6.5623e-06 | 4.4293e-05 | 1.2707e-05 | 1.5366e-05 | 2.6714e-05 | 1.0686e-06
0 | 5.6045e-07 | 7.1994e-07 | 1.2902e-07 | 0 | 0 | 3.2761e-06 | 0.0001024 | 6.3088e-05 | 0.0001013 | 3.9941e-07 | 9.4396e-05 | 1.408e-05 | 5.2109e-05 | 1.083e-05 | 1.365e-05 | 2.8358e-05 | 1.3866e-06
0 | 6.165e-07 | 5.3426e-07 | 1.2042e-07 | 0 | 0 | 2.6808e-06 | 9.5753e-05 | 9.2213e-05 | 0.00010757 | 4.2604e-07 | 9.2467e-05 | 4.4799e-06 | 4.3047e-05 | 1.0524e-05 | 2.8301e-05 | 5.5405e-05 | 1.0686e-06
0 | 6.165e-07 | 1.0815e-06 | 1.2902e-07 | 0 | 0 | 3.9827e-06 | 9.8071e-05 | 9.6053e-05 | 0.0001074 | 1.7095e-05 | 9.185e-05 | 9.1071e-06 | 4.2367e-05 | 1.0006e-05 | 2.1478e-05 | 5.076e-05 | 1.1322e-06
0 | 5.6045e-07 | 1.0338e-06 | 1.3762e-07 | 0 | 0 | 1.9043e-05 | 9.9075e-05 | 0.0001686 | 0.0001807 | 4.2018e-05 | 9.2704e-05 | 9.9373e-06 | 4.2112e-05 | 0.00013398 | 1.6972e-05 | 8.4246e-05 | 1.3866e-06
0 | 6.165e-07 | 8.9437e-07 | 1.3762e-07 | 0 | 0 | 3.9019e-05 | 8.7315e-05 | 0.00026257 | 0.00012107 | 4.1885e-05 | 0.0001002 | 5.9845e-05 | 5.2647e-05 | 6.4615e-05 | 2.3336e-05 | 0.00016989 | 7.3579e-05
0 | 6.165e-07 | 1.2029e-06 | 7.2253e-07 | 0 | 8.8792e-07 | 9.4102e-05 | 9.5282e-05 | 0.00034708 | 0.00025456 | 9.7057e-05 | 9.6991e-05 | 7.0166e-05 | 4.3585e-05 | 0.00012276 | 3.3034e-05 | 0.00025285 | 7.4469e-05
0 | 6.165e-07 | 1.0155e-06 | 1.1182e-07 | 0 | 0 | 0.00013782 | 8.7601e-05 | 0.00015601 | 0.00022493 | 7.2847e-05 | 9.9623e-05 | 4.7891e-05 | 9.4249e-05 | 0.00017333 | 3.1699e-05 | 0.00022578 | 4.8951e-05
0 | 6.165e-07 | 1.4428e-06 | 1.1182e-07 | 0 | 0 | 0.00021676 | 0.00010222 | 0.00010428 | 0.00017366 | 6.1536e-05 | 9.5356e-05 | 4.7743e-05 | 4.3131e-05 | 0.00019401 | 3.5105e-05 | 0.00020988 | 0.00015059
0 | 5.6045e-07 | 9.6775e-07 | 3.346e-06 | 0 | 0 | 0.00023404 | 8.9122e-05 | 7.8043e-05 | 0.00018531 | 3.4184e-05 | 0.0001036 | 8.1579e-05 | 3.8742e-05 | 8.4588e-05 | 3.3311e-05 | 0.00023481 | 0.00065099
0 | 2.8023e-07 | 1.3977e-06 | 4.9631e-06 | 0 | 0 | 0.00029283 | 9.3804e-05 | 6.366e-05 | 0.00013397 | 0.00011345 | 9.9587e-05 | 0.00015118 | 2.798e-05 | 7.8472e-05 | 4.289e-05 | 0.00022094 | 8.1618e-05
1.4958e-06 | 3.3627e-07 | 1.6254e-06 | 7.3801e-06 | 6.1021e-07 | 1.6391e-07 | 0.00021855 | 9.3249e-05 | 2.6003e-05 | 0.00020881 | 0.00022401 | 0.00010326 | 0.00017925 | 8.8132e-05 | 0.00026023 | 4.4556e-05 | 0.00012487 | 7.2181e-05
0 | 2.8023e-07 | 1.5907e-06 | 1.1397e-05 | 0 | 0 | 0.00014177 | 0.00011181 | 2.2045e-05 | 0.00017947 | 0.00022127 | 0.00010377 | 0.00015653 | 0.00056975 | 0.00019247 | 2.5832e-05 | 8.2217e-05 | 6.4809e-05
0 | 3.7523e-07 | 1.772e-06 | 8.4811e-06 | 0 | 1.6391e-07 | 0.00013867 | 0.00010653 | 1.4059e-05 | 0.00016148 | 0.00018411 | 0.00010263 | 0.0001556 | 0.00024365 | 5.4931e-05 | 2.8437e-05 | 7.6409e-05 | 0.00010897
0 | 2.8023e-07 | 1.8443e-06 | 1.1182e-06 | 0 | 0 | 0.00011011 | 0.00010642 | 3.3916e-05 | 0.00012075 | 0.00016331 | 0.00010517 | 0.00012221 | 0.00039321 | 9.7983e-05 | 2.7545e-05 | 5.7174e-05 | 1.641e-06
0 | 2.8023e-07 | 1.7553e-06 | 6.5372e-07 | 0 | 0 | 0.00012145 | 0.0001242 | 3.3581e-05 | 0.00014271 | 0.00013701 | 0.00010573 | 0.00018966 | 0.00019336 | 0.00017371 | 3.6133e-05 | 0.00010181 | 1.3052e-05
0 | 3.3627e-07 | 1.8292e-06 | 1.7891e-06 | 0 | 0 | 0.0001475 | 0.00010117 | 4.0042e-05 | 0.00023852 | 0.00011083 | 0.00010906 | 0.00043049 | 0.00018766 | 0.00043238 | 4.1195e-05 | 0.00014309 | 6.877e-05
0 | 2.8023e-07 | 1.7148e-06 | 1.3762e-07 | 0 | 0 | 0.00011055 | 0.00012162 | 2.5615e-05 | 0.00026186 | 3.1953e-07 | 0.00012 | 0.00041598 | 0.00036629 | 0.00040541 | 7.0108e-05 | 0.00022749 | 0.00012976
0 | 2.8023e-07 | 1.2857e-06 | 5.5375e-06 | 0 | 0 | 0.0001335 | 0.0001026 | 6.2472e-05 | 0.00016282 | 3.7278e-07 | 0.00011806 | 0.00016826 | 0.00021441 | 0.00041928 | 4.1412e-05 | 0.0001498 | 4.0529e-05
0 | 3.3627e-07 | 1.3688e-06 | 5.3077e-06 | 0 | 0 | 0.00018977 | 0.00010527 | 0.0002769 | 0.00018234 | 3.7278e-07 | 0.00011569 | 4.545e-05 | 0.00021917 | 0.00024736 | 3.1047e-05 | 0.00010023 | 1.323e-06
0 | 2.8023e-07 | 9.1505e-07 | 3.7404e-06 | 0 | 0 | 0.00010112 | 0.00010521 | 0.00024546 | 0.00017688 | 3.1953e-07 | 0.00011317 | 6.7308e-05 | 0.00023007 | 0.00013588 | 2.9016e-05 | 0.00012276 | 5.7614e-05
0 | 2.8023e-07 | 1.0179e-06 | 3.3468e-06 | 0 | 0 | 6.3493e-05 | 0.00010773 | 0.00013645 | 0.00019199 | 3.4616e-07 | 0.00010928 | 4.1069e-05 | 0.00024655 | 3.07e-05 | 3.1376e-05 | 0.00012273 | 0.00010874
0 | 2.8023e-07 | 1.0575e-06 | 1.2902e-07 | 0 | 0 | 4.2617e-05 | 0.00010498 | 0.00011524 | 0.00012576 | 3.9941e-07 | 0.00010832 | 5.674e-05 | 0.00011362 | 2.594e-05 | 2.2353e-05 | 0.00013111 | 4.2514e-05
0 | 2.8023e-07 | 7.8232e-07 | 1.4623e-07 | 0 | 0 | 2.8307e-05 | 0.00010164 | 5.2022e-05 | 8.3358e-05 | 3.7278e-07 | 0.00010236 | 6.9798e-05 | 4.6218e-05 | 1.3125e-05 | 1.2666e-05 | 6.0136e-05 | 1.0686e-06
0 | 2.8023e-07 | 8.1785e-07 | 1.2902e-07 | 0 | 0 | 1.3298e-05 | 8.9096e-05 | 2.0419e-05 | 0.00010113 | 3.9941e-07 | 9.7498e-05 | 2.7966e-05 | 5.6527e-05 | 1.46e-05 | 1.0111e-05 | 6.6353e-05 | 1.2594e-06
0 | 2.8023e-07 | 6.1136e-07 | 1.3762e-07 | 0 | 0 | 1.2714e-05 | 0.00010195 | 2.4116e-05 | 9.479e-05 | 3.4616e-07 | 9.3649e-05 | 2.5415e-05 | 4.5539e-05 | 1.4259e-05 | 1.0338e-05 | 3.3269e-05 | 1.0686e-06
0 | 2.8023e-07 | 6.8013e-07 | 1.5483e-07 | 0 | 0 | 2.2473e-05 | 9.6894e-05 | 2.9363e-05 | 0.00015096 | 3.4616e-07 | 9.7136e-05 | 3.8492e-05 | 5.2675e-05 | 1.8132e-05 | 9.9676e-06 | 3.9198e-05 | 1.1958e-06
0 | 2.8023e-07 | 6.2739e-07 | 1.1182e-07 | 0 | 0 | 2.3542e-05 | 8.9866e-05 | 5.2958e-05 | 0.00010993 | 1.7015e-05 | 9.2107e-05 | 2.7813e-05 | 4.7804e-05 | 1.953e-05 | 9.9466e-06 | 5.1137e-05 | 1.323e-06
0 | 2.8023e-07 | 6.5732e-07 | 1.2902e-07 | 0 | 0 | 1.6578e-05 | 9.487e-05 | 9.0955e-05 | 0.00013721 | 4.2311e-05 | 9.0925e-05 | 3.3595e-05 | 5.5819e-05 | 2.9239e-05 | 1.0906e-05 | 6.2571e-05 | 1.4502e-06
0 | 3.3627e-07 | 1.0608e-06 | 1.4623e-07 | 0 | 0 | 1.4059e-05 | 9.7588e-05 | 0.00017256 | 0.0001147 | 4.1858e-05 | 8.6667e-05 | 7.6678e-05 | 4.4151e-05 | 4.7169e-05 | 2.7107e-05 | 8.3968e-05 | 1.5774e-06
0 | 2.8023e-07 | 8.4628e-07 | 3.303e-06 | 0 | 0 | 2.4148e-05 | 8.118e-05 | 0.00033452 | 0.00011573 | 4.1778e-05 | 0.00010087 | 0.00015885 | 5.4601e-05 | 0.00016268 | 2.4275e-05 | 0.00015054 | 5.0299e-05
0 | 5.6045e-07 | 6.9388e-07 | 9.7197e-07 | 0 | 0 | 0.0001009 | 9.4315e-05 | 0.00033856 | 0.00074592 | 3.5281e-05 | 9.6872e-05 | 0.00019647 | 8.0033e-05 | 0.00024662 | 2.499e-05 | 0.00019282 | 0.00014672
0 | 6.7254e-07 | 9.5462e-07 | 8.1284e-06 | 0 | 6.0379e-05 | 0.00021008 | 8.9722e-05 | 0.00019068 | 0.00027647 | 1.9438e-05 | 9.8768e-05 | 0.00025893 | 3.9365e-05 | 0.00022455 | 2.6311e-05 | 0.00025428 | 9.336e-05
0 | 2.8023e-07 | 1.2826e-06 | 3.0965e-07 | 0 | 0 | 0.00021821 | 9.7984e-05 | 9.195e-05 | 0.00016099 | 0.00010126 | 0.00010038 | 0.00024511 | 0.0001331 | 0.00016315 | 1.9665e-05 | 0.0002208 | 4.1331e-05
0 | 2.8023e-07 | 1.3307e-06 | 2.8901e-06 | 0 | 0 | 0.00032124 | 0.00010845 | 5.8245e-05 | 0.00029929 | 0.00017948 | 0.000104 | 0.00021454 | 0.00020427 | 0.00019192 | 3.4287e-05 | 0.00018932 | 0.00038998
0 | 2.8023e-07 | 1.7054e-06 | 1.1956e-06 | 0 | 0 | 0.00034486 | 0.00011376 | 3.9381e-05 | 0.00023252 | 0.00022337 | 0.00011231 | 0.00016834 | 0.00027077 | 0.00018401 | 2.5747e-05 | 0.00015621 | 0.0005243
0 | 3.3627e-07 | 1.4361e-06 | 1.4623e-07 | 0 | 0 | 0.00030786 | 0.00010314 | 4.877e-05 | 0.00013577 | 0.00016613 | 0.00011008 | 0.00021233 | 0.00074993 | 0.00023433 | 2.7921e-05 | 0.00015182 | 0.00028144
0 | 2.8023e-07 | 1.7802e-06 | 1.4193e-06 | 0 | 0 | 0.00027523 | 0.00010737 | 4.6527e-05 | 0.0002242 | 0.00014012 | 0.00010576 | 0.00021384 | 0.00029095 | 0.00036179 | 2.9167e-05 | 0.00012865 | 0.00023773
0 | 2.8023e-07 | 1.4957e-06 | 2.288e-06 | 0 | 0 | 0.00031602 | 0.00010879 | 6.6425e-05 | 0.00020981 | 0.00012794 | 0.00010991 | 0.00024489 | 0.00033472 | 0.00033735 | 4.2139e-05 | 0.00016427 | 4.5091e-05
0 | 2.8023e-07 | 1.3985e-06 | 3.6729e-06 | 0 | 0 | 0.00028184 | 0.00010053 | 5.3919e-05 | 0.00023924 | 0.00012874 | 0.0001155 | 0.0002787 | 6.4717e-05 | 0.00035617 | 4.3627e-05 | 0.00015799 | 0.00018691
0 | 3.3627e-07 | 1.3377e-06 | 3.3976e-06 | 0 | 4.0985e-06 | 0.00022997 | 0.00010489 | 9.7467e-05 | 0.00027113 | 7.502e-05 | 0.00013147 | 0.0004827 | 0.00017433 | 0.00027746 | 4.8753e-05 | 0.00017247 | 0.00020289
0 | 2.8023e-07 | 6.8651e-06 | 1.6085e-06 | 0 | 6.8308e-07 | 0.00019266 | 0.00011188 | 0.00017581 | 0.00029101 | 2.5882e-06 | 0.00012452 | 0.00041498 | 8.5294e-05 | 0.00048016 | 4.9423e-05 | 0.00022032 | 0.00027605
0 | 2.8023e-07 | 2.0194e-06 | 1.5483e-07 | 0 | 0 | 0.00017656 | 0.00010936 | 0.00011302 | 0.00015014 | 4.2604e-07 | 0.00012004 | 0.00018369 | 4.1121e-05 | 0.00028643 | 5.4678e-05 | 0.00019007 | 3.8418e-05
0 | 2.8023e-07 | 1.6519e-06 | 1.4623e-07 | 0 | 0 | 0.00019359 | 0.00010895 | 8.0297e-05 | 0.00010204 | 5.5385e-07 | 0.00012059 | 7.9133e-05 | 4.2678e-05 | 0.00018386 | 5.3813e-05 | 0.00012756 | 1.9069e-05
0 | 2.8023e-07 | 1.6191e-06 | 2.6321e-06 | 0 | 0 | 0.00013277 | 0.00010199 | 8.1847e-05 | 0.00017876 | 5.0592e-07 | 0.00012043 | 0.00011509 | 3.3078e-05 | 0.00013084 | 5.2376e-05 | 0.00011615 | 3.9359e-05
0 | 2.8023e-07 | 1.4814e-06 | 1.8579e-06 | 0 | 0 | 0.00011156 | 0.00010875 | 4.9484e-05 | 0.00013495 | 5.0592e-07 | 0.00010885 | 5.5515e-05 | 4.3811e-05 | 0.00013645 | 5.3192e-05 | 7.7126e-05 | 1.0558e-06
0 | 3.3627e-07 | 1.1794e-06 | 1.4623e-07 | 0 | 0 | 9.0578e-05 | 0.00010206 | 2.4441e-05 | 0.00012918 | 4.2604e-07 | 0.00011023 | 8.8416e-05 | 4.316e-05 | 2.0505e-05 | 2.0181e-05 | 0.00010087 | 1.2594e-06
0 | 2.8023e-07 | 1.6843e-06 | 1.3762e-07 | 0 | 0 | 5.4435e-05 | 0.00010869 | 1.2281e-05 | 0.00010258 | 4.2604e-07 | 0.00010601 | 5.818e-05 | 4.3585e-05 | 1.6895e-05 | 1.6669e-05 | 6.7574e-05 | 1.2721e-06
0 | 2.8023e-07 | 1.7348e-06 | 1.3762e-07 | 0 | 0 | 2.0336e-05 | 9.9108e-05 | 1.2531e-05 | 0.00013309 | 4.5267e-07 | 0.00010306 | 3.3655e-05 | 4.3726e-05 | 1.096e-05 | 1.6854e-05 | 3.0066e-05 | 1.0686e-06
0 | 2.8023e-07 | 1.7033e-06 | 1.4623e-07 | 0 | 0 | 1.1499e-05 | 0.00010413 | 1.726e-05 | 9.881e-05 | 4.5267e-07 | 0.00010103 | 3.401e-05 | 3.1718e-05 | 9.9914e-06 | 1.6021e-05 | 5.3208e-05 | 1.2594e-06
0 | 2.8023e-07 | 1.6963e-06 | 1.3762e-07 | 0 | 0 | 7.4449e-06 | 9.8721e-05 | 3.6439e-05 | 0.00012498 | 5.3255e-07 | 0.00010328 | 2.8322e-05 | 4.2707e-05 | 1.1814e-05 | 1.5631e-05 | 3.3354e-05 | 9.9224e-07
0 | 2.8023e-07 | 1.1965e-06 | 1.3762e-07 | 0 | 0 | 6.897e-06 | 9.4884e-05 | 2.9775e-05 | 0.00013628 | 1.6456e-05 | 9.9108e-05 | 3.3811e-05 | 3.3276e-05 | 1.8404e-05 | 1.5467e-05 | 4.4606e-05 | 1.1322e-06
0 | 2.8023e-07 | 1.1977e-06 | 1.2902e-07 | 0 | 0 | 9.5499e-06 | 9.9685e-05 | 3.0775e-05 | 0.00013221 | 4.1991e-05 | 9.4139e-05 | 2.6734e-05 | 4.4632e-05 | 2.6685e-05 | 1.6018e-05 | 5.8413e-05 | 1.2594e-06
0 | 2.8023e-07 | 1.1892e-06 | 1.3762e-07 | 0 | 0 | 2.0934e-05 | 9.7487e-05 | 0.00011341 | 0.0001388 | 4.2071e-05 | 9.7307e-05 | 4.6457e-05 | 4.7776e-05 | 3.7667e-05 | 2.0901e-05 | 5.8882e-05 | 1.0686e-06
0 | 2.8023e-07 | 1.4578e-06 | 1.1182e-07 | 0 | 0 | 4.9603e-05 | 9.6352e-05 | 0.00014333 | 0.00013088 | 9.2211e-05 | 9.5548e-05 | 9.4553e-05 | 5.9784e-05 | 0.00016068 | 5.0896e-05 | 0.00013623 | 9.9224e-07
0 | 2.8023e-07 | 1.7343e-06 | 1.2042e-07 | 0 | 0 | 0.0001112 | 0.00010161 | 0.00019365 | 0.00023789 | 9.4181e-05 | 0.00010225 | 0.00019598 | 0.00050146 | 0.00027316 | 3.4634e-05 | 0.0001943 | 6.3465e-05
0 | 3.3627e-07 | 1.6512e-06 | 1.2902e-07 | 0 | 0 | 0.00016811 | 9.6947e-05 | 0.00015642 | 0.00017435 | 5.3814e-05 | 0.00010805 | 0.00027182 | 4.9928e-05 | 0.00034161 | 3.0485e-05 | 0.00030541 | 0.00073813
0 | 2.8023e-07 | 1.7298e-06 | 1.2902e-07 | 0 | 0 | 0.00030137 | 9.4116e-05 | 7.9788e-05 | 0.00019007 | 0.00011447 | 0.00010485 | 0.00022483 | 4.2707e-05 | 0.0002687 | 6.8286e-05 | 0.00022402 | 0.00012305
0 | 2.8023e-07 | 1.7746e-06 | 9.1176e-07 | 0 | 0 | 0.00038131 | 9.8069e-05 | 6.1603e-05 | 0.00015723 | 0.00028972 | 0.00010832 | 0.0002839 | 3.135e-05 | 0.00029198 | 0.00022064 | 0.00020808 | 0.00025638
0 | 3.3627e-07 | 1.712e-06 | 1.6343e-07 | 0 | 0 | 0.00029363 | 0.00010871 | 0.00022268 | 0.00024403 | 0.00037013 | 0.00011872 | 0.0002421 | 0.00010306 | 0.00023489 | 4.8395e-05 | 0.00018044 | 0.0001653
0 | 2.8023e-07 | 1.7582e-06 | 1.3762e-07 | 0 | 0 | 0.00029745 | 0.00010699 | 0.00012752 | 0.00017616 | 0.00031344 | 0.00011953 | 0.00021859 | 0.00086636 | 0.00016792 | 0.00010063 | 0.00018278 | 0.00023676
0 | 2.8023e-07 | 1.577e-06 | 1.2902e-07 | 0 | 0 | 0.00031408 | 0.00010641 | 0.00010243 | 0.00017786 | 0.00026502 | 0.0001102 | 0.00018433 | 0.00035616 | 0.00018005 | 0.00013848 | 0.00014716 | 2.1422e-05
0 | 2.8023e-07 | 2.0018e-06 | 1.3762e-07 | 0 | 0 | 0.0002869 | 0.00010961 | 9.2001e-05 | 0.00049215 | 0.00023412 | 0.00011428 | 0.00021149 | 0.00039077 | 0.00026986 | 4.7427e-05 | 0.0001443 | 0.00044491
0 | 3.3627e-07 | 1.6533e-06 | 1.3762e-07 | 0 | 0 | 0.00025268 | 0.00011017 | 6.6276e-05 | 0.00078191 | 0.00017309 | 0.00011751 | 0.00033572 | 0.0001924 | 0.00033655 | 3.0012e-05 | 0.00012333 | 0.00028602
0 | 2.8023e-07 | 1.5763e-06 | 1.2042e-07 | 0 | 0 | 0.00022642 | 9.792e-05 | 0.00011978 | 0.00051139 | 0.00015837 | 0.00011975 | 0.00046998 | 4.6728e-05 | 0.00059543 | 1.8931e-05 | 0.00016308 | 5.0757e-06
0 | 2.8023e-07 | 1.4845e-06 | 3.2717e-06 | 0 | 0 | 0.00017332 | 0.00010582 | 0.00015838 | 0.00041792 | 8.4409e-05 | 0.00012545 | 0.00052015 | 4.6133e-05 | 0.00056719 | 4.377e-05 | 0.00027837 | 9.1961e-05
0 | 3.3627e-07 | 1.7467e-06 | 6.5244e-06 | 0 | 0 | 0.00023249 | 0.00010222 | 0.0001532 | 0.00018088 | 6.8113e-05 | 0.00012655 | 0.00017909 | 0.00019694 | 0.00039167 | 3.8992e-05 | 0.00020583 | 0.00030036
0 | 1.0662e-06 | 1.7575e-06 | 4.3811e-06 | 0 | 0 | 0.00026652 | 0.00010549 | 0.00014328 | 0.00020053 | 6.8193e-05 | 0.00011982 | 0.00010913 | 0.0002162 | 0.00011617 | 0.0001271 | 0.00016246 | 0.00053467
0 | 2.8023e-07 | 1.8494e-06 | 2.3211e-06 | 0 | 0 | 0.00022698 | 9.9671e-05 | 0.00023447 | 0.00016519 | 6.7953e-05 | 0.00011717 | 7.7612e-05 | 7.8786e-05 | 6.1307e-05 | 0.00011737 | 0.00015812 | 2.4094e-05
0 | 2.8023e-07 | 1.4198e-06 | 3.0021e-06 | 0 | 0 | 0.00018969 | 9.7536e-05 | 0.000207 | 0.00015154 | 6.8006e-05 | 0.00011018 | 5.7449e-05 | 5.1316e-05 | 3.2724e-05 | 6.8178e-05 | 9.1017e-05 | 1.2594e-06
0 | 2.8023e-07 | 1.6031e-06 | 1.9678e-06 | 0 | 0 | 8.1992e-05 | 9.1058e-05 | 8.0332e-05 | 8.1256e-05 | 6.7767e-05 | 0.00010604 | 2.5317e-05 | 4.7691e-05 | 4.7885e-05 | 1.7215e-05 | 0.0001083 | 1.0686e-06
0 | 2.8023e-07 | 1.4329e-06 | 1.3762e-07 | 0 | 0 | 3.8332e-05 | 9.6674e-05 | 5.9511e-05 | 6.1778e-05 | 6.774e-05 | 9.9133e-05 | 5.5344e-05 | 4.8569e-05 | 8.368e-06 | 3.2737e-05 | 6.6619e-05 | 1.1322e-06
0 | 2.8023e-07 | 1.147e-06 | 1.5483e-07 | 0 | 0 | 3.2232e-05 | 9.6224e-05 | 2.8398e-05 | 7.8937e-05 | 6.7687e-05 | 9.8134e-05 | 1.5221e-05 | 4.7578e-05 | 9.7752e-06 | 4.9512e-05 | 5.241e-05 | 1.3866e-06
0 | 2.8023e-07 | 1.3353e-06 | 1.3762e-07 | 0 | 0 | 3.8504e-06 | 9.2742e-05 | 4.2789e-05 | 0.00015534 | 6.774e-05 | 9.3368e-05 | 1.1236e-05 | 4.7464e-05 | 1.5221e-05 | 1.2351e-05 | 3.4823e-05 | 1.1449e-06
0 | 2.8023e-07 | 1.1052e-06 | 1.2902e-07 | 0 | 0 | 1.7697e-06 | 9.7855e-05 | 7.2935e-05 | 0.00014589 | 6.774e-05 | 9.596e-05 | 1.4756e-05 | 4.9957e-05 | 1.5519e-05 | 1.1452e-05 | 3.3241e-05 | 1.0686e-06
0 | 5.6259e-07 | 9.5698e-07 | 1.2902e-07 | 0 | 0 | 2.0156e-06 | 9.0234e-05 | 0.00011405 | 0.00015265 | 8.1826e-05 | 9.5386e-05 | 1.1679e-05 | 6.2984e-05 | 1.5928e-05 | 1.0678e-05 | 4.2129e-05 | 1.323e-06
0 | 2.8023e-07 | 1.1496e-06 | 1.3762e-07 | 0 | 0 | 9.4417e-06 | 9.6681e-05 | 0.00019901 | 5.1239e-05 | 0.00010917 | 9.4436e-05 | 1.8399e-05 | 5.1203e-05 | 8.5806e-05 | 1.421e-05 | 9.8925e-05 | 1.2721e-06
0 | 3.3627e-07 | 1.363e-06 | 1.2902e-07 | 0 | 0 | 0.00010251 | 9.0469e-05 | 0.00023879 | 0.00014151 | 0.00010923 | 0.00010345 | 5.6203e-05 | 6.1936e-05 | 4.088e-05 | 3.1009e-05 | 0.00016179 | 1.8446e-06
0 | 2.8023e-07 | 1.8734e-06 | 1.2902e-07 | 0 | 0 | 0.00015463 | 9.3201e-05 | 0.00027219 | 0.00025296 | 0.00014488 | 0.0001018 | 9.7829e-05 | 5.967e-05 | 0.00013228 | 0.00016757 | 0.00024099 | 8.0769e-05
0 | 6.165e-07 | 1.7752e-06 | 9.4617e-08 | 0 | 0 | 0.0001385 | 9.067e-05 | 0.00020482 | 0.00017365 | 0.00016653 | 9.872e-05 | 6.4345e-05 | 0.0005152 | 0.00010826 | 5.0142e-05 | 0.00020102 | 0.000131
0 | 6.165e-07 | 1.4193e-06 | 1.2042e-07 | 0 | 0 | 0.00022666 | 8.8249e-05 | 0.00019873 | 0.00029358 | 4.5826e-05 | 9.7612e-05 | 8.2268e-05 | 5.9019e-05 | 8.0432e-05 | 3.4163e-05 | 0.00020972 | 7.2768e-05
0 | 6.165e-07 | 1.5573e-06 | 1.3762e-07 | 0 | 0 | 0.00023654 | 9.6786e-05 | 0.00016117 | 0.00017602 | 0.00010217 | 0.0001027 | 0.00013974 | 4.1574e-05 | 9.3793e-05 | 2.4026e-05 | 0.00015018 | 0.0003133
0 | 6.165e-07 | 1.7893e-06 | 1.5483e-07 | 0 | 0 | 0.00035168 | 9.1575e-05 | 0.0001627 | 0.00015403 | 0.0002682 | 0.00010072 | 0.00020942 | 3.9308e-05 | 9.7777e-05 | 2.2759e-05 | 0.00015013 | 7.9494e-05
0 | 6.165e-07 | 1.8988e-06 | 1.4623e-07 | 0 | 0 | 0.00024372 | 0.00011005 | 0.0001203 | 0.0001819 | 0.00026189 | 0.00010577 | 0.00021176 | 9.9188e-05 | 0.00015684 | 3.2675e-05 | 0.00012135 | 9.9073e-05
0 | 6.165e-07 | 1.9876e-06 | 1.3762e-07 | 0 | 0 | 0.0001835 | 9.7913e-05 | 0.00010458 | 0.00034367 | 0.00024158 | 0.00010446 | 9.4884e-05 | 0.00084269 | 0.00015586 | 3.418e-05 | 0.00010444 | 2.2656e-05
0 | 6.165e-07 | 1.804e-06 | 1.1698e-06 | 0 | 0 | 0.00018929 | 9.5811e-05 | 0.00014562 | 0.00019121 | 0.00014408 | 0.00010349 | 0.00013766 | 0.00025222 | 8.725e-05 | 2.636e-05 | 8.5115e-05 | 1.0686e-06
0 | 6.165e-07 | 1.8182e-06 | 4.9631e-06 | 0 | 0 | 0.00016456 | 0.00010851 | 0.00010335 | 0.00020827 | 0.00013271 | 0.00010508 | 0.00015155 | 0.00040091 | 0.00013065 | 3.515e-05 | 6.8613e-05 | 0.00014825
0 | 6.165e-07 | 1.4007e-06 | 5.419e-07 | 0 | 0 | 0.00015753 | 9.2787e-05 | 0.00012956 | 0.00020169 | 6.6302e-05 | 0.00010906 | 0.00037308 | 0.00020117 | 0.00026316 | 6.5325e-05 | 8.4041e-05 | 5.2843e-05
0 | 6.165e-07 | 1.4802e-06 | 8.7483e-06 | 0 | 0 | 0.00019859 | 9.5772e-05 | 0.0003165 | 0.00021967 | 0.00010098 | 0.00011131 | 0.00054502 | 0.00018521 | 0.00068016 | 7.4164e-05 | 0.00017733 | 7.5487e-05
0 | 6.165e-07 | 2.0479e-06 | 6.1785e-06 | 0 | 0 | 0.00022925 | 0.0001069 | 0.00036085 | 0.0002157 | 4.2604e-07 | 0.00012035 | 0.00056305 | 0.000229 | 0.00063146 | 6.8924e-05 | 0.00021599 | 5.2907e-05
0 | 6.165e-07 | 8.1487e-06 | 3.3066e-06 | 0 | 0 | 0.00018107 | 9.3746e-05 | 0.00032925 | 0.00019502 | 4.2604e-07 | 0.00011552 | 0.00027969 | 0.00024064 | 0.00030621 | 5.248e-05 | 0.00021912 | 2.8368e-05
0 | 6.165e-07 | 1.732e-06 | 3.117e-06 | 0 | 0 | 0.00017175 | 9.4111e-05 | 0.00033177 | 0.00015517 | 3.9941e-07 | 0.00010802 | 9.5172e-05 | 0.00023593 | 5.8193e-05 | 5.656e-05 | 0.00019527 | 4.4371e-05
0 | 6.165e-07 | 1.6974e-06 | 3.0509e-06 | 0 | 0 | 0.0001044 | 9.1625e-05 | 0.00040823 | 0.00015121 | 4.7929e-07 | 0.00011076 | 5.5345e-05 | 0.00021628 | 2.0965e-05 | 0.00010337 | 0.00018706 | 6.9152e-05
0 | 6.165e-07 | 1.1065e-06 | 3.6777e-06 | 0 | 0 | 7.4697e-05 | 0.00010131 | 0.00031905 | 0.00010112 | 4.2604e-07 | 0.00011081 | 7.2363e-05 | 0.00018813 | 2.9859e-05 | 1.7382e-05 | 0.0001328 | 1.1449e-06
0 | 5.6045e-07 | 1.5096e-06 | 1.2558e-06 | 0 | 0 | 5.3765e-05 | 9.4737e-05 | 0.00029047 | 0.00016081 | 4.2604e-07 | 0.00010096 | 4.6244e-05 | 5.5847e-05 | 3.0968e-05 | 1.8101e-05 | 0.00011178 | 1.1449e-06
0 | 6.165e-07 | 6.7229e-07 | 1.2902e-07 | 0 | 0 | 2.5053e-05 | 8.2763e-05 | 0.00019645 | 0.00010759 | 4.2604e-07 | 9.9556e-05 | 7.5897e-06 | 4.4151e-05 | 1.1322e-05 | 2.3348e-05 | 3.9039e-05 | 1.1322e-06
0 | 6.165e-07 | 6.8991e-07 | 1.3762e-07 | 0 | 0 | 1.9903e-05 | 0.00010047 | 8.8364e-05 | 0.00014505 | 4.7929e-07 | 9.778e-05 | 2.552e-05 | 4.18e-05 | 1.3543e-05 | 2.2927e-05 | 3.3158e-05 | 1.3357e-06
0 | 5.6045e-07 | 1.0338e-06 | 1.5483e-07 | 0 | 0 | 1.0556e-05 | 9.133e-05 | 9.0517e-05 | 6.7288e-05 | 4.2604e-07 | 9.246e-05 | 1.5026e-05 | 5.1996e-05 | 9.1396e-06 | 1.3119e-05 | 4.2804e-05 | 1.1449e-06
0 | 6.165e-07 | 1.1787e-06 | 1.2902e-07 | 0 | 0 | 2.1984e-06 | 8.5365e-05 | 9.4702e-05 | 0.00013638 | 3.9941e-07 | 9.8195e-05 | 1.0875e-05 | 4.3613e-05 | 2.0479e-05 | 1.1707e-05 | 5.1651e-05 | 1.0686e-06
0 | 6.165e-07 | 1.1043e-06 | 1.2902e-07 | 0 | 0 | 1.2601e-05 | 8.2329e-05 | 0.00016276 | 0.00013733 | 1.9172e-05 | 9.3791e-05 | 8.1631e-06 | 5.2335e-05 | 1.2918e-05 | 1.134e-05 | 4.5489e-05 | 1.1958e-06
0 | 5.6045e-07 | 8.8028e-07 | 1.3762e-07 | 0 | 0 | 1.973e-05 | 8.6886e-05 | 0.00023517 | 9.8221e-05 | 4.2284e-05 | 9.1738e-05 | 1.2927e-05 | 4.1885e-05 | 7.1814e-05 | 1.2791e-05 | 9.7185e-05 | 1.3866e-06
0 | 6.165e-07 | 1.1859e-06 | 1.3762e-07 | 0 | 0 | 8.0017e-05 | 9.3431e-05 | 0.00035335 | 0.00011422 | 4.1912e-05 | 0.00010392 | 0.00010964 | 4.1885e-05 | 5.9529e-05 | 3.4118e-05 | 0.00021306 | 7.938e-06
0 | 6.165e-07 | 1.0888e-06 | 1.2902e-07 | 0 | 0 | 9.5163e-05 | 8.9764e-05 | 0.00035999 | 0.00021089 | 7.6501e-05 | 9.864e-05 | 0.00012957 | 5.2449e-05 | 0.00017044 | 6.7949e-05 | 0.00028475 | 7.4673e-05
0 | 6.165e-07 | 8.9578e-07 | 9.4617e-08 | 0 | 0 | 0.0001331 | 8.6095e-05 | 0.00036208 | 0.00018142 | 9.9373e-05 | 9.5819e-05 | 7.4349e-05 | 0.00051293 | 7.5307e-05 | 3.2417e-05 | 0.0002695 | 2.8037e-05
0 | 6.165e-07 | 1.0193e-06 | 7.1393e-07 | 0 | 0 | 0.00015883 | 9.7082e-05 | 0.00024366 | 0.00019071 | 2.8422e-05 | 9.7461e-05 | 0.00012487 | 5.8453e-05 | 9.7637e-05 | 3.5294e-05 | 0.00020836 | 0.00016621
0 | 6.7254e-07 | 5.9926e-07 | 3.2342e-06 | 0 | 0 | 0.00016884 | 8.3906e-05 | 0.00020156 | 0.00014805 | 0.00010044 | 9.9573e-05 | 0.0001069 | 4.0328e-05 | 9.6196e-05 | 4.2799e-05 | 0.00016918 | 7.1505e-05
0 | 6.165e-07 | 9.2835e-07 | 6.0727e-06 | 0 | 0 | 0.00022672 | 9.6452e-05 | 0.00012677 | 0.00016782 | 0.00024621 | 0.00010031 | 7.4176e-05 | 3.7382e-05 | 7.4476e-05 | 4.0474e-05 | 0.00013181 | 0.00011594
0 | 6.165e-07 | 1.2808e-06 | 1.4623e-07 | 0 | 0 | 0.00014811 | 8.4776e-05 | 9.7528e-05 | 0.00013342 | 0.00037018 | 0.00010057 | 0.00016741 | 8.8041e-05 | 7.7487e-05 | 4.2102e-05 | 0.00011775 | 0.00012089
0 | 6.165e-07 | 1.38e-06 | 6.1071e-06 | 0 | 0 | 0.00012041 | 0.00010195 | 0.00014395 | 0.00023614 | 0.00025665 | 0.00010304 | 0.00012673 | 0.00084566 | 7.3554e-05 | 3.6602e-05 | 0.00013459 | 0.00017915
0 | 6.165e-07 | 1.4976e-06 | 9.5219e-06 | 0 | 0 | 0.00012118 | 9.4284e-05 | 0.00015385 | 0.0001935 | 0.00018763 | 9.8156e-05 | 0.00019309 | 0.00027292 | 5.8052e-05 | 2.023e-05 | 7.4244e-05 | 3.0136e-05
9.2814e-06 | 6.165e-07 | 1.0559e-06 | 2.3912e-06 | 0 | 0 | 9.0707e-05 | 9.6175e-05 | 0.00010458 | 0.00016024 | 0.00017745 | 9.8857e-05 | 0.00015605 | 0.00039092 | 0.00014544 | 3.1677e-05 | 8.4011e-05 | 0.00011963
4.2747e-07 | 6.165e-07 | 1.1911e-06 | 1.7547e-06 | 0 | 0 | 0.00014206 | 9.3282e-05 | 5.4989e-05 | 0.00016334 | 7.8274e-05 | 0.00010584 | 0.00027232 | 0.00020648 | 0.00013226 | 7.176e-05 | 0.00010769 | 0.00022384
0 | 6.165e-07 | 1.5232e-06 | 9.2896e-07 | 0 | 0 | 0.00019562 | 0.00010894 | 0.00022816 | 0.00025897 | 5.2317e-05 | 0.00010953 | 0.0003988 | 3.4324e-05 | 0.00049138 | 4.8305e-05 | 0.00012284 | 0.00019206
0 | 6.165e-07 | 1.4715e-06 | 1.3762e-07 | 0 | 0 | 0.00022839 | 9.4414e-05 | 0.0003221 | 0.00024314 | 4.2604e-07 | 0.00011478 | 0.0003579 | 5.1684e-05 | 0.00044774 | 5.5888e-05 | 0.00017904 | 4.2667e-05
0 | 6.165e-07 | 1.1805e-06 | 1.3762e-07 | 0 | 0 | 0.00023362 | 9.1938e-05 | 0.00037052 | 0.00017149 | 3.9941e-07 | 0.00011196 | 0.0001918 | 0.00028561 | 9.338e-05 | 4.6026e-05 | 0.00021604 | 0.00013105
0 | 6.165e-07 | 1.2343e-06 | 1.2902e-07 | 0 | 0 | 0.00018064 | 0.00010241 | 0.00043985 | 0.00016853 | 4.7929e-07 | 0.00011233 | 6.2863e-05 | 0.00017946 | 8.3645e-05 | 4.5237e-05 | 0.00018444 | 2.1041e-05
0 | 6.165e-07 | 1.2127e-06 | 1.4623e-07 | 0 | 0 | 0.00015787 | 8.4224e-05 | 0.00035923 | 0.00021243 | 4.2604e-07 | 0.00011033 | 7.6615e-05 | 6.1398e-05 | 9.3595e-05 | 3.4905e-05 | 0.00015967 | 4.4002e-05
0 | 6.165e-07 | 1.2195e-06 | 1.2042e-07 | 0 | 0 | 0.00012991 | 8.7251e-05 | 0.00027295 | 0.00012861 | 4.2604e-07 | 0.00010338 | 6.9246e-05 | 4.6813e-05 | 4.3295e-05 | 3.6832e-05 | 0.00016352 | 4.8607e-05
0 | 6.165e-07 | 1.0596e-06 | 1.2902e-07 | 0 | 0 | 1.9721e-05 | 8.9502e-05 | 0.00022031 | 9.9179e-05 | 3.9941e-07 | 9.9493e-05 | 3.0286e-05 | 5.4261e-05 | 9.8998e-06 | 1.0602e-05 | 0.00011579 | 1.0686e-06
0 | 5.6045e-07 | 1.2343e-06 | 1.3762e-07 | 0 | 0 | 1.3219e-05 | 8.853e-05 | 0.00013271 | 5.3131e-05 | 4.7929e-07 | 9.6356e-05 | 4.5194e-05 | 4.3386e-05 | 7.548e-06 | 1.0514e-05 | 6.3183e-05 | 1.1322e-06
0 | 6.165e-07 | 9.242e-07 | 1.2902e-07 | 0 | 0 | 1.1347e-05 | 9.1575e-05 | 5.0976e-05 | 0.0001598 | 4.2604e-07 | 9.3353e-05 | 5.1103e-05 | 4.214e-05 | 1.3047e-05 | 1.0666e-05 | 4.9207e-05 | 1.0686e-06
0 | 6.165e-07 | 1.0704e-06 | 1.2902e-07 | 0 | 0 | 2.5013e-06 | 9.3434e-05 | 9.4036e-05 | 0.00015255 | 4.2604e-07 | 9.3201e-05 | 4.3774e-05 | 4.2282e-05 | 2.6389e-05 | 1.0426e-05 | 4.4901e-05 | 1.1322e-06
0 | 5.6045e-07 | 6.7602e-07 | 1.2902e-07 | 0 | 0 | 2.471e-06 | 8.586e-05 | 0.00012094 | 0.00010193 | 3.9941e-07 | 9.2828e-05 | 1.1954e-05 | 4.0639e-05 | 3.1874e-05 | 1.2697e-05 | 3.7815e-05 | 1.2721e-06
0 | 6.165e-07 | 8.8943e-07 | 1.2902e-07 | 0 | 0 | 4.3144e-06 | 9.1145e-05 | 0.0001722 | 0.00014251 | 1.9172e-05 | 8.8572e-05 | 1.0346e-05 | 4.0441e-05 | 1.6066e-05 | 1.516e-05 | 4.8326e-05 | 1.323e-06
0 | 5.6045e-07 | 8.1689e-07 | 1.2902e-07 | 0 | 0 | 2.5775e-05 | 9.3168e-05 | 0.00022173 | 7.867e-05 | 4.2178e-05 | 8.835e-05 | 2.6587e-05 | 4.6417e-05 | 5.6847e-05 | 1.5223e-05 | 0.00011602 | 1.9463e-06
0 | 6.165e-07 | 6.2837e-07 | 1.3762e-07 | 0 | 0 | 5.731e-05 | 8.5644e-05 | 0.00025564 | 0.00014497 | 4.2151e-05 | 9.6335e-05 | 0.00010474 | 4.6558e-05 | 7.6058e-05 | 5.1442e-05 | 0.00018378 | 1.0686e-06
0 | 6.165e-07 | 6.3471e-07 | 9.4617e-08 | 0 | 0 | 9.2722e-05 | 8.5369e-05 | 0.0003449 | 0.00015194 | 7.7592e-05 | 9.5369e-05 | 0.00011287 | 4.2707e-05 | 8.6701e-05 | 4.4891e-05 | 0.00028089 | 9.813e-05
0 | 6.165e-07 | 1.3504e-06 | 1.2042e-07 | 0 | 0 | 0.00012815 | 9.0477e-05 | 0.00024482 | 0.0001607 | 9.9373e-05 | 9.516e-05 | 5.7635e-05 | 0.00051475 | 0.00012981 | 5.8461e-05 | 0.00025962 | 0.00017058
0 | 6.165e-07 | 1.0461e-06 | 1.3762e-07 | 0 | 0 | 0.00015981 | 9.6627e-05 | 0.00017184 | 0.0002287 | 5.2152e-05 | 9.846e-05 | 5.9067e-05 | 5.6442e-05 | 6.8553e-05 | 5.9268e-05 | 0.00023333 | 0.00080367
0 | 6.165e-07 | 1.0419e-06 | 3.0535e-06 | 0 | 0 | 0.00012728 | 8.663e-05 | 0.00015627 | 0.00027575 | 0.00012667 | 9.7487e-05 | 6.6097e-05 | 4.0441e-05 | 0.00010194 | 3.2046e-05 | 0.00019526 | 0.00042924
0 | 6.165e-07 | 1.4008e-06 | 2.1074e-06 | 1.2204e-06 | 0 | 0.00014461 | 8.9692e-05 | 9.1812e-05 | 0.00020718 | 0.00022426 | 9.827e-05 | 9.8683e-05 | 3.1039e-05 | 5.2224e-05 | 2.1393e-05 | 0.00015711 | 0.00026156
0 | 6.165e-07 | 1.4107e-06 | 1.5483e-07 | 0 | 0 | 0.0001394 | 9.37e-05 | 0.00012753 | 0.00018579 | 0.00020784 | 0.00010221 | 0.00012435 | 0.0001104 | 8.2166e-05 | 1.9441e-05 | 0.00015911 | 0.00018911
0 | 6.165e-07 | 1.4651e-06 | 1.3332e-06 | 1.2204e-06 | 0 | 0.00017293 | 9.1447e-05 | 0.00012245 | 0.00011489 | 0.00019767 | 0.000102 | 0.00014551 | 0.00066219 | 9.2892e-05 | 2.9758e-05 | 9.7942e-05 | 0.00018733
0 | 2.0176e-06 | 1.4302e-06 | 2.8041e-06 | 0 | 0 | 0.00019985 | 9.4019e-05 | 7.5095e-05 | 0.00018023 | 9.1673e-05 | 0.00011219 | 6.486e-05 | 0.00026299 | 5.7693e-05 | 3.076e-05 | 7.4194e-05 | 0.00015588
0 | 5.6045e-07 | 1.3536e-06 | 1.3762e-07 | 0 | 0 | 0.00012973 | 9.5761e-05 | 9.9962e-05 | 0.00011141 | 8.9125e-05 | 0.00010461 | 0.00013882 | 0.00039061 | 0.00012294 | 3.4153e-05 | 8.0829e-05 | 7.8414e-05
0 | 6.165e-07 | 9.798e-07 | 1.6343e-07 | 0 | 0 | 0.00018261 | 9.548e-05 | 0.00012254 | 0.00018707 | 6.7197e-05 | 0.00010769 | 0.00025869 | 0.00020795 | 0.00019683 | 3.8458e-05 | 0.00012985 | 0.00011145
0 | 6.165e-07 | 1.0711e-06 | 1.5999e-06 | 0 | 0 | 0.0002037 | 9.9955e-05 | 0.0001301 | 0.00018789 | 5.1678e-05 | 0.00012699 | 0.00053151 | 4.5765e-05 | 0.0007651 | 3.6539e-05 | 0.00014993 | 0.00013095
0 | 6.165e-07 | 1.4936e-06 | 6.0357e-06 | 0 | 0 | 0.00012868 | 9.3845e-05 | 0.00025726 | 0.00019449 | 4.2604e-07 | 0.00011765 | 0.00037484 | 4.5086e-05 | 0.00063412 | 4.7481e-05 | 0.00025199 | 5.1673e-05
0 | 6.165e-07 | 1.1519e-06 | 4.0364e-06 | 0 | 0 | 0.00018882 | 0.00010048 | 0.00043281 | 0.00021362 | 4.2604e-07 | 0.00011389 | 0.0002488 | 4.5086e-05 | 0.0002192 | 5.3436e-05 | 0.00027088 | 0.00019281
0 | 6.7254e-07 | 1.3183e-06 | 3.5939e-06 | 0 | 0 | 0.00019539 | 9.5341e-05 | 0.00037308 | 0.00012691 | 4.2604e-07 | 0.00011586 | 0.00016557 | 4.2367e-05 | 3.0323e-05 | 5.3621e-05 | 0.00021275 | 8.3132e-05
0 | 6.165e-07 | 1.1181e-06 | 3.3871e-06 | 0 | 0 | 0.00017216 | 9.8025e-05 | 0.00025515 | 0.00023468 | 3.9941e-07 | 0.00011658 | 9.0926e-05 | 4.2169e-05 | 5.563e-05 | 5.0818e-05 | 0.0001112 | 0.0001095
0 | 5.6045e-07 | 1.2568e-06 | 3.1658e-06 | 0 | 0 | 0.00011543 | 9.8225e-05 | 0.00020478 | 8.0524e-05 | 4.2604e-07 | 0.00010604 | 4.0295e-05 | 4.4066e-05 | 4.4097e-05 | 2.6176e-05 | 9.104e-05 | 1.2734e-05
0 | 6.165e-07 | 1.2723e-06 | 2.2551e-06 | 0 | 0 | 4.9222e-05 | 9.139e-05 | 0.00013932 | 0.00017958 | 4.2604e-07 | 0.00010107 | 3.7161e-05 | 4.9277e-05 | 4.6823e-05 | 1.8566e-05 | 0.00011895 | 1.1322e-06
0 | 6.165e-07 | 1.1687e-06 | 1.2902e-07 | 0 | 0 | 3.8455e-05 | 9.0341e-05 | 0.00010759 | 0.00011664 | 3.1953e-07 | 9.8948e-05 | 2.7246e-05 | 5.0155e-05 | 3.3737e-05 | 1.4634e-05 | 8.255e-05 | 9.9224e-07
0 | 5.6045e-07 | 1.1986e-06 | 1.2902e-07 | 0 | 0 | 2.7354e-05 | 8.9503e-05 | 5.3389e-05 | 0.00017129 | 7.9882e-08 | 9.572e-05 | 2.6698e-05 | 4.6133e-05 | 2.1328e-05 | 1.0833e-05 | 4.5883e-05 | 1.3993e-06
0 | 6.165e-07 | 8.7076e-07 | 1.2902e-07 | 0 | 0 | 1.4519e-05 | 8.297e-05 | 4.1306e-05 | 0.0001381 | 1.0651e-07 | 9.3633e-05 | 2.0981e-05 | 4.6105e-05 | 1.6174e-05 | 1.0842e-05 | 3.0091e-05 | 1.1958e-06
0 | 6.165e-07 | 5.8541e-07 | 1.2042e-07 | 0 | 0 | 7.7423e-06 | 8.8912e-05 | 6.1069e-05 | 0.00010766 | 3.7278e-07 | 9.522e-05 | 2.0981e-05 | 5.8792e-05 | 3.353e-05 | 1.1075e-05 | 4.79e-05 | 9.9224e-07
0 | 5.6045e-07 | 5.2885e-07 | 1.3762e-07 | 0 | 0 | 1.224e-05 | 8.7444e-05 | 0.00012673 | 0.00016138 | 1.9305e-05 | 9.1908e-05 | 2.7012e-05 | 5.242e-05 | 2.0582e-05 | 1.1225e-05 | 5.5326e-05 | 1.8446e-06
0 | 6.165e-07 | 7.1263e-07 | 1.2902e-07 | 0 | 0 | 1.0779e-05 | 8.7455e-05 | 0.00038132 | 0.00011339 | 4.2391e-05 | 9.4242e-05 | 4.2779e-05 | 4.939e-05 | 5.1866e-05 | 9.8373e-06 | 0.00010288 | 1.1958e-06
0 | 6.165e-07 | 1.1514e-06 | 1.2042e-07 | 0 | 0 | 4.2589e-05 | 8.6987e-05 | 0.00048276 | 0.00013424 | 4.2231e-05 | 9.597e-05 | 8.6335e-05 | 4.5171e-05 | 9.477e-05 | 1.6424e-05 | 0.00019337 | 1.0686e-06
0 | 6.165e-07 | 1.6774e-06 | 9.4617e-08 | 0 | 0 | 7.519e-05 | 7.7492e-05 | 0.00034932 | 0.00014704 | 7.7219e-05 | 9.7905e-05 | 0.00010646 | 5.698e-05 | 0.00016581 | 7.6759e-05 | 0.00029479 | 0.00061919
0 | 6.7254e-07 | 1.2315e-06 | 9.4617e-08 | 0 | 0 | 0.00017383 | 8.0621e-05 | 0.00028354 | 0.00014871 | 9.9975e-05 | 0.00010346 | 7.192e-05 | 0.00051554 | 0.00014537 | 4.4535e-05 | 0.00023064 | 0.00017663
0 | 6.165e-07 | 1.8197e-06 | 1.2902e-07 | 0 | 0 | 0.00016099 | 9.2543e-05 | 0.00016956 | 0.00017391 | 4.0293e-05 | 9.5789e-05 | 6.447e-05 | 5.9585e-05 | 0.00019138 | 3.5686e-05 | 0.00020221 | 0.00015291
0 | 6.165e-07 | 2.0981e-06 | 1.1182e-07 | 0 | 0 | 0.00022461 | 7.7468e-05 | 0.00013059 | 0.00071122 | 4.9527e-05 | 9.7165e-05 | 9.3007e-05 | 4.4746e-05 | 0.00020827 | 3.71e-05 | 0.00018918 | 0.00012099
0 | 6.165e-07 | 1.8338e-06 | 1.1182e-07 | 0 | 0 | 0.00024844 | 8.95e-05 | 9.9756e-05 | 0.00023712 | 0.00012849 | 9.7109e-05 | 0.00011453 | 4.6813e-05 | 0.00026066 | 3.3311e-05 | 0.00018782 | 0.00019336
0 | 6.165e-07 | 1.6406e-06 | 1.2042e-07 | 0 | 1.6391e-07 | 0.00020465 | 9.905e-05 | 6.2238e-05 | 0.00015219 | 0.00019024 | 0.00010328 | 9.9973e-05 | 0.00011035 | 0.00020461 | 3.4474e-05 | 0.00017161 | 1.7237e-05
0 | 6.165e-07 | 1.7558e-06 | 1.2042e-07 | 0 | 0 | 0.00017006 | 9.2773e-05 | 3.4072e-05 | 0.00012474 | 0.00023069 | 9.873e-05 | 8.3175e-05 | 0.00070121 | 0.00022913 | 2.8222e-05 | 0.00011069 | 5.9243e-06
0 | 6.165e-07 | 2.103e-06 | 1.2042e-07 | 0 | 1.6391e-07 | 0.00015416 | 9.9274e-05 | 4.7654e-05 | 0.00014892 | 0.00022401 | 9.3995e-05 | 5.4281e-05 | 0.00025743 | 0.00023204 | 3.2267e-05 | 7.6197e-05 | 2.0277e-06
0 | 6.165e-07 | 2.0098e-06 | 1.2042e-07 | 0 | 0 | 0.00012397 | 9.7218e-05 | 3.3029e-05 | 0.000159 | 0.00021413 | 9.8513e-05 | 9.5321e-05 | 0.00040073 | 0.00016765 | 3.4422e-05 | 6.3548e-05 | 0.00038918
0 | 6.165e-07 | 2.0966e-06 | 4.2492e-06 | 0 | 0 | 0.00014526 | 0.00010181 | 3.854e-05 | 0.00013656 | 6.6095e-05 | 0.00010717 | 0.00025379 | 0.00021435 | 0.0001873 | 4.063e-05 | 9.3334e-05 | 0.00026106
0 | 6.165e-07 | 3.6339e-06 | 5.5566e-06 | 0 | 0 | 0.0001719 | 0.00010548 | 0.00011054 | 0.00010458 | 5.1497e-05 | 0.0001086 | 0.0004064 | 0.000101 | 0.00048262 | 7.2693e-05 | 0.00013611 | 6.5743e-05
0 | 6.165e-07 | 4.1339e-06 | 6.8296e-06 | 0 | 0 | 0.00017474 | 0.00010348 | 0.00030869 | 0.00023316 | 3.4616e-07 | 0.00011075 | 0.00052231 | 0.00041219 | 0.00063323 | 7.0618e-05 | 0.00022097 | 0.00013019
0 | 6.165e-07 | 1.3234e-06 | 3.9997e-06 | 0 | 0 | 0.00015558 | 9.2901e-05 | 0.00033141 | 0.00019654 | 3.9941e-07 | 0.00010956 | 0.00020447 | 0.00042258 | 0.0002903 | 5.7731e-05 | 0.000215 | 6.1565e-05
0 | 6.165e-07 | 2.516e-06 | 2.202e-06 | 0 | 0 | 0.00013277 | 9.2855e-05 | 0.00032934 | 0.00018049 | 3.7278e-07 | 0.00010678 | 7.9092e-05 | 0.00040235 | 0.00010265 | 6.4179e-05 | 0.00022171 | 1.0558e-06
0 | 6.165e-07 | 3.5357e-06 | 1.6687e-06 | 0 | 0 | 0.00012903 | 8.933e-05 | 0.00022131 | 0.00012874 | 3.9941e-07 | 0.00010667 | 3.017e-05 | 0.0002194 | 0.00015408 | 3.8588e-05 | 0.00015956 | 1.2467e-06
0 | 6.165e-07 | 1.2765e-06 | 8.0854e-07 | 0 | 0 | 0.00013131 | 9.851e-05 | 0.00019836 | 0.00013611 | 3.9941e-07 | 0.0001057 | 1.7751e-05 | 0.00010612 | 5.226e-05 | 2.7244e-05 | 0.00011535 | 1.0686e-06
0 | 6.165e-07 | 1.1327e-06 | 2.4428e-06 | 0 | 0 | 6.2601e-05 | 9.4013e-05 | 0.00012643 | 0.00011001 | 3.7278e-07 | 0.00010104 | 4.7018e-05 | 4.9164e-05 | 2.6401e-05 | 1.9769e-05 | 0.00011541 | 1.1831e-06
0 | 5.6045e-07 | 1.023e-06 | 4.7308e-07 | 0 | 0 | 2.5031e-05 | 8.7484e-05 | 0.0001149 | 0.00013993 | 3.7278e-07 | 9.2827e-05 | 4.6943e-05 | 6.423e-05 | 2.5055e-05 | 1.4993e-05 | 5.4842e-05 | 1.3739e-06
0 | 6.165e-07 | 1.0247e-06 | 1.2902e-07 | 0 | 0 | 3.7475e-05 | 8.2158e-05 | 6.2015e-05 | 9.7679e-05 | 4.2604e-07 | 9.3367e-05 | 3.3109e-05 | 6.2502e-05 | 1.6401e-05 | 1.4811e-05 | 3.5879e-05 | 1.0558e-06
0 | 6.165e-07 | 1.0338e-06 | 1.2902e-07 | 0 | 0 | 2.0705e-05 | 8.3203e-05 | 0.00010916 | 9.1703e-05 | 3.4616e-07 | 9.0317e-05 | 3.6995e-05 | 6.2984e-05 | 1.4686e-05 | 1.4874e-05 | 4.9649e-05 | 1.0686e-06
0 | 5.6045e-07 | 1.1878e-06 | 1.4623e-07 | 0 | 0 | 4.4238e-06 | 7.2929e-05 | 0.00012281 | 0.00012843 | 4.2604e-07 | 8.8964e-05 | 9.5665e-06 | 5.9699e-05 | 1.771e-05 | 1.2636e-05 | 4.6951e-05 | 9.9224e-07
0 | 6.165e-07 | 1.0247e-06 | 1.2902e-07 | 0 | 0 | 3.9156e-06 | 7.5059e-05 | 0.00024497 | 0.00014472 | 1.9278e-05 | 8.7619e-05 | 9.9252e-06 | 5.8679e-05 | 5.3398e-05 | 1.6733e-05 | 4.7548e-05 | 1.5011e-06
0 | 7.9797e-07 | 1.1007e-06 | 1.6859e-06 | 0 | 0 | 2.0929e-05 | 8.105e-05 | 0.00034936 | 0.00012073 | 4.2364e-05 | 8.361e-05 | 3.3878e-05 | 5.9217e-05 | 5.4964e-05 | 1.4984e-05 | 7.2129e-05 | 1.641e-06
0 | 6.165e-07 | 1.3281e-06 | 8.8252e-06 | 0 | 0 | 5.4358e-05 | 7.776e-05 | 0.00041363 | 0.00018644 | 4.2178e-05 | 9.1034e-05 | 8.9874e-05 | 6.321e-05 | 9.9176e-05 | 1.9347e-05 | 0.00019516 | 1.6283e-06
0 | 6.165e-07 | 1.4781e-06 | 1.6343e-06 | 0 | 0 | 8.8566e-05 | 7.6045e-05 | 0.00038502 | 0.00019168 | 7.7219e-05 | 9.2142e-05 | 0.00013377 | 5.7858e-05 | 8.1009e-05 | 5.5344e-05 | 0.00027408 | 1.2015e-05
0 | 6.7254e-07 | 1.2115e-06 | 1.0322e-07 | 0 | 0 | 0.00011557 | 8.5935e-05 | 0.00030637 | 0.00021649 | 0.00010004 | 0.00010336 | 0.00011669 | 0.0005169 | 0.00013943 | 4.1099e-05 | 0.00021311 | 4.7896e-05
0 | 8.5401e-07 | 9.2584e-07 | 5.591e-07 | 0 | 0 | 0.00020591 | 7.3647e-05 | 0.00026965 | 9.0853e-05 | 2.3352e-05 | 9.5711e-05 | 0.00011748 | 5.7999e-05 | 8.6086e-05 | 4.739e-05 | 0.00020324 | 5.3759e-05
0 | 6.165e-07 | 1.0471e-06 | 2.1504e-07 | 0 | 0 | 0.00020705 | 7.8873e-05 | 0.00017796 | 0.00018028 | 5.6977e-05 | 9.1118e-05 | 9.7487e-05 | 0.00019932 | 6.1494e-05 | 4.4015e-05 | 0.00020009 | 0.00015335
8.279e-07 | 5.6045e-07 | 1.1959e-06 | 6.4253e-06 | 0 | 0 | 0.00021604 | 9.5163e-05 | 8.52e-05 | 0.00014098 | 0.00015859 | 9.5716e-05 | 8.063e-05 | 0.00021418 | 0.00011281 | 3.8803e-05 | 0.00022763 | 0.00016335
0 | 6.165e-07 | 1.5731e-06 | 5.6598e-06 | 0 | 0 | 0.00017435 | 8.9753e-05 | 6.545e-05 | 0.00015703 | 0.00022006 | 9.7904e-05 | 0.00012167 | 0.00025237 | 0.00016616 | 3.7245e-05 | 0.00014235 | 0.00016418
0 | 6.165e-07 | 1.9769e-06 | 3.1396e-06 | 0 | 0 | 0.00016327 | 8.4372e-05 | 3.572e-05 | 0.00017612 | 0.00025881 | 9.6908e-05 | 9.3218e-05 | 0.00084857 | 0.00010967 | 7.0496e-05 | 0.00013808 | 0.00012329
0 | 6.165e-07 | 1.8337e-06 | 4.1975e-06 | 0 | 0 | 0.00015405 | 0.00010046 | 3.3172e-05 | 0.00014215 | 0.00025316 | 9.5868e-05 | 0.00011541 | 0.00041139 | 4.9929e-05 | 3.8516e-05 | 9.4072e-05 | 7.3686e-05
0 | 5.6045e-07 | 1.803e-06 | 2.202e-06 | 0 | 0 | 0.00015991 | 9.7521e-05 | 4.0046e-05 | 0.00018659 | 0.00024152 | 9.9608e-05 | 0.00010118 | 0.0003926 | 9.7859e-05 | 4.8371e-05 | 0.00011156 | 6.2079e-06
0 | 6.165e-07 | 1.5261e-06 | 1.3762e-07 | 0 | 0 | 0.00014783 | 9.101e-05 | 8.1431e-05 | 0.00012971 | 9.4698e-05 | 0.0001033 | 0.00021322 | 0.00021157 | 0.00018783 | 3.7339e-05 | 0.0001042 | 1.1319e-05
0 | 6.165e-07 | 1.2418e-06 | 1.2042e-07 | 0 | 0 | 0.00020893 | 0.00010108 | 0.00014918 | 0.00018305 | 8.115e-05 | 0.00010511 | 0.00037521 | 0.00021418 | 0.0003641 | 4.928e-05 | 0.00013138 | 7.9939e-05
0 | 6.165e-07 | 4.5313e-06 | 2.8987e-06 | 0 | 0 | 0.00018538 | 9.3226e-05 | 0.00028947 | 0.00021017 | 8.835e-06 | 0.00011452 | 0.00041062 | 0.00023293 | 0.00040165 | 7.2006e-05 | 0.00023435 | 0.00015994
0 | 6.165e-07 | 1.1547e-06 | 1.1182e-07 | 0 | 0 | 0.00013765 | 9.1923e-05 | 0.00023835 | 0.0002545 | 3.7278e-07 | 0.0001124 | 0.00010992 | 0.00022033 | 0.00019693 | 5.5835e-05 | 0.00021615 | 4.8353e-05
0 | 6.165e-07 | 1.4791e-06 | 1.2042e-07 | 0 | 0 | 9.7161e-05 | 9.9216e-05 | 0.00037673 | 0.00018217 | 3.7278e-07 | 0.00010925 | 8.563e-05 | 0.00026068 | 4.9295e-05 | 9.8285e-05 | 0.00018236 | 0.00041761
0 | 6.165e-07 | 1.0338e-06 | 8.05e-06 | 0 | 0 | 4.5166e-05 | 8.8477e-05 | 0.00018518 | 0.00012635 | 3.4616e-07 | 0.00010827 | 2.3969e-05 | 0.00041958 | 4.8582e-05 | 5.975e-05 | 0.00015913 | 0.00019372
0 | 6.165e-07 | 1.1054e-06 | 5.6281e-06 | 0 | 0 | 4.2092e-05 | 9.5284e-05 | 0.00029208 | 0.00012681 | 3.7278e-07 | 0.00010218 | 4.5704e-05 | 0.00032391 | 4.8636e-05 | 3.7034e-05 | 9.582e-05 | 1.8191e-06
0 | 6.165e-07 | 1.5298e-06 | 3.5026e-07 | 0 | 0 | 5.9686e-05 | 8.7216e-05 | 0.00019276 | 8.3774e-05 | 3.7278e-07 | 9.9735e-05 | 2.695e-05 | 0.00021682 | 4.2694e-05 | 3.2266e-05 | 9.1535e-05 | 1.0686e-06
0 | 5.6045e-07 | 1.1843e-06 | 1.5483e-07 | 0 | 0 | 6.716e-05 | 7.8799e-05 | 0.00015354 | 0.00014232 | 3.4616e-07 | 9.6132e-05 | 2.6689e-05 | 5.9019e-05 | 1.8426e-05 | 2.2705e-05 | 7.2874e-05 | 1.0686e-06
0 | 6.165e-07 | 2.6924e-06 | 1.2902e-07 | 0 | 0 | 3.3185e-05 | 8.1454e-05 | 0.00016949 | 0.0001396 | 4.2604e-07 | 9.3918e-05 | 9.4657e-06 | 5.7433e-05 | 1.8141e-05 | 2.8015e-05 | 4.5545e-05 | 1.2594e-06
0 | 6.165e-07 | 4.0064e-06 | 1.3762e-07 | 0 | 0 | 1.0062e-05 | 8.8131e-05 | 9.8502e-05 | 8.9027e-05 | 3.7278e-07 | 8.838e-05 | 1.0168e-05 | 5.7405e-05 | 1.6761e-05 | 2.3033e-05 | 4.4819e-05 | 1.0686e-06
0 | 6.165e-07 | 2.7417e-06 | 1.2902e-07 | 0 | 0 | 7.0966e-06 | 8.0801e-05 | 0.0001201 | 0.00013673 | 3.9941e-07 | 8.7481e-05 | 5.1184e-06 | 5.7093e-05 | 1.9004e-05 | 2.054e-05 | 4.3777e-05 | 1.0686e-06
0 | 5.6045e-07 | 2.9777e-06 | 1.3762e-07 | 0 | 0 | 1.5843e-05 | 7.8361e-05 | 0.00015535 | 0.00011577 | 1.8959e-05 | 8.3864e-05 | 5.2558e-06 | 5.6753e-05 | 1.6627e-05 | 2.3665e-05 | 4.0352e-05 | 1.2594e-06
0 | 6.165e-07 | 3.1864e-06 | 1.2902e-07 | 0 | 0 | 2.5459e-05 | 7.7269e-05 | 0.00020543 | 0.00011257 | 4.2444e-05 | 8.3243e-05 | 1.393e-05 | 5.31e-05 | 4.7169e-05 | 2.1861e-05 | 7.3209e-05 | 1.8954e-06
0 | 6.165e-07 | 4.0674e-06 | 1.2042e-07 | 0 | 0 | 3.5449e-05 | 7.7963e-05 | 0.00044664 | 0.00011947 | 4.2311e-05 | 8.2026e-05 | 3.8132e-05 | 5.242e-05 | 5.3819e-05 | 2.2396e-05 | 8.219e-05 | 1.0686e-06
0 | 6.165e-07 | 2.8277e-06 | 7.7414e-08 | 0 | 0 | 4.4562e-05 | 7.6157e-05 | 0.00052872 | 0.00015883 | 7.7432e-05 | 9.7098e-05 | 0.0001047 | 5.2987e-05 | 0.0001065 | 2.3467e-05 | 0.00014608 | 1.0686e-06
0 | 6.165e-07 | 2.4973e-06 | 1.2902e-07 | 0 | 5.5109e-07 | 0.00014434 | 7.8406e-05 | 0.00026674 | 0.00018343 | 9.9507e-05 | 9.2112e-05 | 0.000168 | 0.00050534 | 0.00022952 | 3.1389e-05 | 0.00019458 | 1.8255e-05
0 | 6.165e-07 | 1.1053e-06 | 1.2902e-07 | 0 | 0 | 0.00021161 | 7.38e-05 | 0.00017814 | 0.00033182 | 6.2734e-05 | 9.6258e-05 | 0.00015226 | 8.5045e-05 | 0.0003436 | 2.914e-05 | 0.00026967 | 0.00020517
0 | 5.6045e-07 | 1.897e-06 | 1.2902e-07 | 0 | 0 | 0.00031959 | 8.4322e-05 | 0.0001005 | 0.00064271 | 9.1012e-05 | 0.0001018 | 0.00021031 | 0.00016284 | 0.00039855 | 3.0817e-05 | 0.0002363 | 0.00031315
0 | 6.165e-07 | 1.3159e-06 | 3.3202e-06 | 0 | 0 | 0.00028787 | 8.8855e-05 | 5.5503e-05 | 0.000438 | 0.00015443 | 9.8484e-05 | 0.0001485 | 8.8868e-05 | 0.00016823 | 0.00019438 | 0.0002296 | 0.00016896
0 | 6.165e-07 | 1.6075e-06 | 3.7933e-06 | 0 | 1.6391e-07 | 0.00029527 | 9.6219e-05 | 4.9148e-05 | 0.00015691 | 0.00018389 | 0.00010661 | 0.00016355 | 9.4357e-05 | 0.00028316 | 5.7975e-05 | 0.00015486 | 0.00011357
0 | 6.165e-07 | 1.3951e-06 | 2.2364e-06 | 0 | 0 | 0.00030764 | 9.951e-05 | 3.2831e-05 | 0.00020523 | 0.00026288 | 0.00010249 | 0.00025175 | 0.00066291 | 0.0002744 | 9.7138e-05 | 0.00015344 | 0.00012814
0 | 5.6045e-07 | 1.5291e-06 | 1.6076e-05 | 0 | 0 | 0.00030886 | 9.7127e-05 | 4.1533e-05 | 0.00019341 | 0.00034698 | 0.00010243 | 0.00017034 | 0.0002413 | 0.00017163 | 3.4847e-05 | 0.00015487 | 0.00022642
0 | 6.165e-07 | 1.0642e-06 | 7.1049e-06 | 0 | 1.6391e-07 | 0.00031947 | 0.00010333 | 2.6258e-05 | 0.00026746 | 0.00029524 | 0.00010479 | 0.00012685 | 0.00041137 | 0.00016946 | 0.00016633 | 0.00012627 | 0.00010859
0 | 5.6045e-07 | 1.5146e-06 | 8.5671e-06 | 0 | 0 | 0.00027688 | 9.712e-05 | 7.3057e-05 | 0.00011937 | 0.0001053 | 0.00010787 | 0.00026942 | 0.00041169 | 0.00043873 | 0.0001312 | 0.00014546 | 4.6222e-05
0 | 6.165e-07 | 1.6301e-06 | 1.0147e-05 | 0 | 0 | 0.0002413 | 0.00010254 | 0.00010416 | 0.00024584 | 0.00011828 | 0.00010876 | 0.00040179 | 0.00040687 | 0.0004778 | 3.7932e-05 | 0.00017503 | 0.00026001
0 | 6.165e-07 | 1.5314e-06 | 7.7361e-06 | 0 | 0 | 0.00023868 | 9.6846e-05 | 0.00010431 | 0.00028675 | 4.2204e-05 | 0.0001099 | 0.00044045 | 0.00031904 | 0.00040508 | 0.00021952 | 0.00026455 | 0.00016306
0 | 6.165e-07 | 1.562e-06 | 4.9722e-06 | 0 | 0 | 0.00017585 | 0.00011013 | 0.00022875 | 0.00022988 | 3.8423e-05 | 0.00012131 | 0.00023093 | 0.00021823 | 0.00045512 | 4.884e-05 | 0.00023546 | 1.0686e-06
0 | 6.165e-07 | 1.5324e-06 | 7.0162e-06 | 0 | 0 | 0.00015953 | 9.1798e-05 | 0.00029827 | 0.000215 | 3.7278e-07 | 0.00011702 | 0.00011155 | 0.00023296 | 0.00017861 | 4.0906e-05 | 0.00017854 | 2.847e-05
0 | 6.165e-07 | 1.0247e-06 | 9.4126e-06 | 0 | 0 | 0.00013228 | 9.0729e-05 | 0.00033466 | 0.0001795 | 3.7278e-07 | 0.00011083 | 4.2645e-05 | 7.3122e-05 | 5.818e-05 | 0.00017125 | 0.00010378 | 0.00051417
0 | 6.165e-07 | 1.1467e-06 | 5.5247e-06 | 0 | 0 | 0.00010788 | 8.992e-05 | 0.00031279 | 0.00021018 | 3.7278e-07 | 0.00010548 | 1.367e-05 | 0.0001718 | 8.0871e-05 | 0.00017711 | 0.0001025 | 0.00023609
0 | 5.6045e-07 | 9.7631e-07 | 6.1843e-06 | 0 | 0 | 9.588e-05 | 8.441e-05 | 0.00019552 | 0.00012894 | 3.7278e-07 | 0.00010168 | 5.9314e-05 | 0.00028186 | 2.4829e-05 | 4.4685e-05 | 9.6784e-05 | 4.1967e-05
0 | 6.165e-07 | 1.015e-06 | 4.2462e-06 | 0 | 0 | 6.4156e-05 | 8.6804e-05 | 0.0001414 | 0.00010922 | 3.4616e-07 | 9.6563e-05 | 3.6745e-05 | 6.4032e-05 | 2.1104e-05 | 2.6215e-05 | 8.8915e-05 | 1.1195e-06
0 | 6.165e-07 | 7.6663e-07 | 1.3932e-06 | 0 | 0 | 2.805e-05 | 9.2471e-05 | 0.00016134 | 0.00018069 | 3.7278e-07 | 9.4535e-05 | 8.0755e-06 | 6.5363e-05 | 2.6741e-05 | 1.7555e-05 | 4.6383e-05 | 1.1449e-06
0 | 6.165e-07 | 5.441e-07 | 1.2902e-07 | 0 | 0 | 9.2459e-06 | 8.1748e-05 | 0.00011306 | 0.0001011 | 4.2604e-07 | 9.2625e-05 | 6.3648e-06 | 6.7628e-05 | 1.8094e-05 | 1.0445e-05 | 3.8583e-05 | 1.0686e-06
0 | 5.6045e-07 | 4.4177e-07 | 1.3762e-07 | 0 | 0 | 6.5452e-06 | 7.6016e-05 | 0.00014113 | 0.0001258 | 3.4616e-07 | 8.9737e-05 | 6.2472e-06 | 7.0036e-05 | 1.9474e-05 | 1.0858e-05 | 4.3946e-05 | 1.0686e-06
0 | 6.165e-07 | 5.9175e-07 | 1.2902e-07 | 0 | 0 | 3.5652e-06 | 8.5773e-05 | 0.00020551 | 0.00013346 | 3.7278e-07 | 8.4785e-05 | 6.7284e-06 | 6.5136e-05 | 1.9905e-05 | 1.0769e-05 | 4.1022e-05 | 1.5774e-06
0 | 5.6045e-07 | 5.0138e-07 | 1.3762e-07 | 0 | 0 | 3.3139e-06 | 7.9766e-05 | 0.00032201 | 0.00014933 | 4.2604e-07 | 8.3723e-05 | 8.1506e-06 | 6.9809e-05 | 2.1479e-05 | 1.1368e-05 | 5.8485e-05 | 2.0227e-06
0 | 6.165e-07 | 4.995e-07 | 7.0533e-07 | 0 | 0 | 2.8668e-05 | 7.1193e-05 | 0.00039158 | 8.5316e-05 | 3.3364e-05 | 7.8686e-05 | 2.5737e-05 | 5.3242e-05 | 3.84e-05 | 1.2932e-05 | 6.9328e-05 | 4.9091e-05
0 | 6.165e-07 | 9.6924e-07 | 4.2233e-06 | 0 | 0 | 5.7387e-05 | 8.6047e-05 | 0.0003846 | 0.00021487 | 7.6341e-05 | 9.3463e-05 | 0.00012019 | 5.1061e-05 | 0.00012494 | 2.2202e-05 | 0.00013214 | 2.9805e-05
0 | 6.165e-07 | 3.8155e-06 | 7.5865e-06 | 0 | 0 | 0.00010267 | 7.8721e-05 | 0.00029914 | 0.00021565 | 0.00010574 | 9.4879e-05 | 0.00015423 | 0.0005229 | 0.00027787 | 1.4295e-05 | 0.00020492 | 4.7522e-05
0 | 6.7254e-07 | 5.6429e-07 | 1.5053e-06 | 0 | 0 | 0.00016203 | 7.5376e-05 | 0.00028795 | 0.00020293 | 7.1223e-05 | 0.0001019 | 0.00017084 | 0.00018283 | 0.00028884 | 8.4189e-05 | 0.00026674 | 7.1973e-06
0 | 6.165e-07 | 1.1551e-06 | 1.1182e-07 | 0 | 0 | 0.00026515 | 8.6594e-05 | 0.00025709 | 0.00014464 | 0.0001662 | 0.00010209 | 0.00021739 | 0.00016731 | 0.00020625 | 0.00016096 | 0.00034013 | 0.00018828
0 | 5.6045e-07 | 1.4546e-06 | 2.2681e-06 | 0 | 0 | 0.00032594 | 8.4548e-05 | 0.00014589 | 0.00015977 | 0.00017292 | 0.00010694 | 0.00021894 | 8.8897e-05 | 0.00030339 | 3.4646e-05 | 0.00024274 | 0.00020244
0 | 6.165e-07 | 1.6065e-06 | 1.0624e-05 | 0 | 0 | 0.00022745 | 9.1614e-05 | 0.0002747 | 0.00030254 | 0.00018421 | 0.00011051 | 0.00023839 | 0.0001283 | 0.00031982 | 3.3637e-05 | 0.00019941 | 0.00012878
0 | 6.165e-07 | 1.5483e-06 | 4.5504e-06 | 0 | 0 | 0.00022455 | 9.1892e-05 | 0.00028069 | 0.00021126 | 0.00026075 | 0.00010822 | 0.00027122 | 0.00057759 | 0.00017459 | 2.6029e-05 | 0.00018508 | 0.00017025
0 | 6.165e-07 | 1.8576e-06 | 1.5483e-07 | 0 | 0 | 0.00026456 | 9.7295e-05 | 0.00013573 | 0.00021423 | 0.00026328 | 0.00010649 | 0.00021733 | 0.00022104 | 0.00016954 | 2.061e-05 | 0.00015145 | 2.964e-06
0 | 6.165e-07 | 1.8202e-06 | 1.7203e-07 | 0 | 0 | 0.0002957 | 9.7493e-05 | 0.00012166 | 0.00018317 | 0.00025221 | 0.00011238 | 0.00018621 | 0.00051655 | 0.00014533 | 0.00012592 | 0.0001505 | 5.7673e-05
0 | 5.6045e-07 | 1.3435e-06 | 1.5483e-07 | 0 | 0 | 0.00026256 | 0.0001088 | 0.00013062 | 0.00016765 | 9.4746e-05 | 0.0001198 | 0.00020464 | 0.000507 | 0.00028789 | 1.9687e-05 | 0.00014291 | 0.00027517
0 | 6.165e-07 | 1.6213e-06 | 1.2902e-07 | 0 | 0 | 0.00025369 | 8.7089e-05 | 0.00016804 | 0.00025541 | 4.884e-05 | 0.00012308 | 0.00032278 | 0.00017304 | 0.000501 | 4.9132e-05 | 0.00013771 | 0.00032389
0 | 6.165e-07 | 1.4706e-06 | 1.2042e-07 | 0 | 0 | 0.00023986 | 9.3538e-05 | 0.0002798 | 0.00033815 | 3.9941e-07 | 0.00011515 | 0.00038496 | 6.1398e-05 | 0.00045116 | 0.00021389 | 0.00019072 | 0.00039288
0 | 6.165e-07 | 1.2976e-06 | 6.8652e-06 | 0 | 0 | 0.0002348 | 9.4937e-05 | 0.00035038 | 0.00020641 | 3.9941e-07 | 0.00011515 | 0.0002119 | 4.5425e-05 | 0.00012909 | 0.00022543 | 0.00026441 | 1.1958e-06
4.7687e-06 | 6.165e-07 | 1.1235e-06 | 3.8323e-06 | 0 | 0 | 0.0002607 | 0.00010055 | 0.00037995 | 0.00016243 | 3.9941e-07 | 0.00011763 | 9.9488e-05 | 5.3667e-05 | 8.823e-05 | 5.9122e-05 | 0.00019767 | 3.7629e-05
0 | 6.165e-07 | 1.2937e-06 | 3.683e-06 | 0 | 0 | 0.00019756 | 8.7687e-05 | 0.00022094 | 0.00017945 | 3.9941e-07 | 0.00011736 | 4.783e-05 | 4.3245e-05 | 6.6839e-05 | 4.3635e-05 | 0.00017122 | 3.7438e-05
0 | 6.165e-07 | 9.9132e-07 | 1.1059e-06 | 0 | 0 | 0.00013507 | 9.1484e-05 | 0.00018693 | 0.00011551 | 3.7278e-07 | 0.00010366 | 4.7606e-05 | 5.2647e-05 | 5.0618e-05 | 1.9459e-05 | 9.8331e-05 | 1.1322e-06
0 | 5.6045e-07 | 1.1549e-06 | 1.3762e-07 | 0 | 0 | 9.5958e-05 | 8.9309e-05 | 0.00015529 | 0.00013752 | 3.9941e-07 | 0.00010535 | 1.9946e-05 | 4.5425e-05 | 1.4859e-05 | 1.8527e-05 | 0.00010603 | 3.8825e-05
0 | 6.165e-07 | 1.0338e-06 | 1.2042e-07 | 0 | 0 | 6.6894e-05 | 8.5574e-05 | 3.4799e-05 | 0.00010403 | 3.7278e-07 | 9.6346e-05 | 3.2039e-05 | 5.6612e-05 | 1.361e-05 | 1.6487e-05 | 4.8722e-05 | 1.4248e-05
0 | 6.165e-07 | 1.0843e-06 | 1.2902e-07 | 0 | 0 | 3.1051e-05 | 8.143e-05 | 6.7717e-05 | 9.1618e-05 | 3.9941e-07 | 9.1212e-05 | 1.666e-05 | 5.8679e-05 | 1.0064e-05 | 1.6289e-05 | 3.6448e-05 | 1.1958e-06
0 | 5.6045e-07 | 1.0338e-06 | 1.3762e-07 | 0 | 0 | 2.7767e-06 | 8.5178e-05 | 0.00017002 | 8.8789e-05 | 3.7278e-07 | 9.5818e-05 | 1.0225e-05 | 5.9897e-05 | 1.0306e-05 | 1.6147e-05 | 3.4284e-05 | 1.0686e-06
0 | 6.165e-07 | 1.1878e-06 | 1.2902e-07 | 0 | 0 | 2.2708e-06 | 7.6383e-05 | 0.00018876 | 0.00011319 | 2.3326e-05 | 9.2775e-05 | 1.2567e-05 | 5.7971e-05 | 1.1495e-05 | 1.5961e-05 | 5.3695e-05 | 9.9224e-07
0 | 6.165e-07 | 1.1315e-06 | 9.2036e-07 | 0 | 0 | 2.1167e-06 | 8.1495e-05 | 0.00032922 | 0.0001113 | 4.2258e-05 | 8.7822e-05 | 1.2257e-05 | 5.7546e-05 | 1.1663e-05 | 1.5327e-05 | 4.531e-05 | 1.1958e-06
0 | 5.6045e-07 | 1.3514e-06 | 3.7847e-07 | 0 | 0 | 2.8864e-05 | 7.7815e-05 | 0.00046056 | 0.00010374 | 4.2178e-05 | 8.4814e-05 | 4.6325e-05 | 7.4482e-05 | 0.0001255 | 1.8393e-05 | 9.1815e-05 | 1.6919e-06
0 | 6.165e-07 | 1.3368e-06 | 2.1934e-06 | 0 | 0 | 6.6109e-05 | 8.6819e-05 | 0.0005694 | 0.0001418 | 4.1858e-05 | 9.5308e-05 | 6.3153e-05 | 6.7147e-05 | 9.7132e-05 | 1.9256e-05 | 0.00019308 | 1.0686e-06
0 | 6.165e-07 | 1.4504e-06 | 3.2686e-06 | 0 | 0 | 8.9945e-05 | 8.3531e-05 | 0.00051593 | 0.00020161 | 6.6382e-05 | 9.0417e-05 | 0.00010399 | 7.0432e-05 | 0.0001293 | 4.1039e-05 | 0.00028229 | 9.4632e-05
0 | 6.165e-07 | 3.083e-06 | 1.2902e-07 | 0 | 0 | 0.00013212 | 7.2909e-05 | 0.00032415 | 0.00018335 | 6.4492e-05 | 9.2025e-05 | 0.00012769 | 0.00051848 | 0.00013703 | 5.0784e-05 | 0.00022881 | 0.00011493
0 | 6.165e-07 | 1.0551e-05 | 7.6984e-06 | 0 | 3.2788e-07 | 0.0002311 | 8.586e-05 | 0.00026404 | 0.00035271 | 3.0462e-05 | 9.2426e-05 | 0.00012514 | 5.5026e-05 | 6.5761e-05 | 2.935e-05 | 0.00021481 | 3.5049e-05
0 | 6.165e-07 | 8.7402e-06 | 7.2081e-06 | 0 | 0 | 0.00027006 | 8.0266e-05 | 0.00027697 | 0.00020874 | 5.8974e-05 | 9.7137e-05 | 6.2229e-05 | 3.8289e-05 | 4.8495e-05 | 3.9621e-05 | 0.00018695 | 0.00073826
0 | 5.6045e-07 | 6.2506e-06 | 4.6792e-06 | 0 | 0 | 0.00032952 | 7.7697e-05 | 0.00020548 | 0.00057524 | 0.0001158 | 9.581e-05 | 0.00015391 | 4.0866e-05 | 0.00014747 | 3.707e-05 | 0.0001995 | 0.00010542
0 | 6.165e-07 | 3.8748e-06 | 4.5416e-06 | 0 | 0 | 0.0002748 | 9.3728e-05 | 0.00012869 | 0.00021126 | 0.00014213 | 9.7872e-05 | 0.00013216 | 0.00010453 | 0.00019074 | 3.4353e-05 | 0.00014115 | 5.7119e-05
0 | 6.165e-07 | 1.7079e-06 | 2.3998e-06 | 0 | 0 | 0.00024757 | 0.00010117 | 8.5151e-05 | 0.00019878 | 0.00021788 | 9.9371e-05 | 0.00013008 | 0.00059349 | 0.00010439 | 4.7193e-05 | 0.00012846 | 2.0386e-06
0 | 6.165e-07 | 1.5787e-06 | 1.4623e-07 | 0 | 0 | 0.00019562 | 9.0349e-05 | 2.5158e-05 | 0.00014032 | 0.00022154 | 9.5818e-05 | 9.1305e-05 | 0.00019737 | 0.00015241 | 2.3108e-05 | 9.4038e-05 | 9.7384e-05
0 | 5.6045e-07 | 1.5286e-06 | 1.4623e-07 | 0 | 6.5576e-07 | 0.00020823 | 9.8179e-05 | 1.0593e-05 | 0.0001265 | 0.00016467 | 0.00010366 | 0.00014462 | 0.0003983 | 0.00012338 | 0.0001475 | 8.6363e-05 | 3.8503e-05
0 | 6.165e-07 | 1.7604e-06 | 1.2042e-07 | 0 | 0 | 0.00020415 | 0.00010063 | 4.4917e-05 | 0.00026713 | 6.3645e-05 | 0.0001193 | 0.00031061 | 0.00036029 | 0.00016011 | 0.00026664 | 9.3398e-05 | 0.00044648
0 | 6.165e-07 | 1.3447e-06 | 4.045e-06 | 0 | 0 | 0.00019799 | 9.4912e-05 | 0.00014278 | 0.00035985 | 6.5189e-05 | 0.00011411 | 0.00042953 | 5.4459e-05 | 0.00046429 | 8.5274e-05 | 0.00017159 | 0.00037361
2.3843e-06 | 6.165e-07 | 1.4476e-06 | 5.8634e-06 | 0 | 0 | 0.00018086 | 0.00010264 | 0.00021714 | 0.00031 | 4.5267e-07 | 0.00011134 | 0.00050764 | 9.8894e-05 | 0.00078447 | 0.00017401 | 0.0002446 | 0.00020816
0 | 6.165e-07 | 1.3976e-06 | 1.4137e-05 | 0 | 0 | 0.0002264 | 8.8923e-05 | 0.00017145 | 0.00024004 | 4.7929e-07 | 0.00011425 | 0.00026087 | 0.00024503 | 0.00024236 | 0.00023548 | 0.00019955 | 0.00063708
0 | 6.165e-07 | 1.1561e-06 | 6.443e-06 | 0 | 0 | 0.0002141 | 8.9716e-05 | 0.00026992 | 0.00016368 | 4.5267e-07 | 0.00011057 | 0.00016436 | 0.00026308 | 7.7642e-05 | 0.00013951 | 0.0001795 | 0.00019909
0 | 6.165e-07 | 1.0404e-06 | 1.442e-06 | 0 | 0 | 0.00023612 | 9.7739e-05 | 0.00037411 | 0.00013868 | 5.0592e-07 | 0.00011195 | 0.00010972 | 0.00014005 | 5.079e-05 | 6.3737e-05 | 0.00015494 | 1.0686e-06
0 | 6.165e-07 | 1.212e-06 | 2.8815e-06 | 0 | 0 | 0.00012129 | 8.9334e-05 | 0.00028539 | 0.00015377 | 4.2604e-07 | 0.00010368 | 3.9889e-05 | 5.5139e-05 | 2.6455e-05 | 7.5875e-05 | 0.00012972 | 9.9224e-07
0 | 5.6045e-07 | 1.2932e-06 | 1.2386e-06 | 0 | 0 | 6.1629e-05 | 9.109e-05 | 0.00018244 | 0.00014613 | 4.2604e-07 | 9.8276e-05 | 4.0815e-05 | 6.0605e-05 | 3.1136e-05 | 1.7798e-05 | 0.00010798 | 1.1958e-06
0 | 7.081e-07 | 5.4891e-07 | 4.325e-07 | 0 | 0 | 1.9695e-05 | 8.3878e-05 | 9.6715e-05 | 9.675e-05 | 4.2604e-07 | 9.3286e-05 | 5.672e-05 | 6.001e-05 | 1.9257e-05 | 1.7021e-05 | 6.0587e-05 | 1.1558e-06
0 | 7.081e-07 | 4.1671e-07 | 4.3563e-07 | 0 | 0 | 1.3916e-05 | 8.5979e-05 | 0.00013473 | 0.00014538 | 3.9941e-07 | 9.5741e-05 | 8.4413e-05 | 5.7631e-05 | 1.7898e-05 | 1.6331e-05 | 4.0092e-05 | 1.0908e-06
0 | 7.081e-07 | 4.1404e-07 | 4.247e-07 | 0 | 0 | 4.5753e-06 | 8.3101e-05 | 0.00018826 | 0.00010672 | 4.7929e-07 | 8.9665e-05 | 3.8953e-05 | 5.766e-05 | 1.5064e-05 | 1.6712e-05 | 3.1823e-05 | 1.883e-06
0 | 6.4373e-07 | 3.3645e-07 | 4.3563e-07 | 0 | 0 | 3.1967e-06 | 8.1406e-05 | 0.00020947 | 0.00015172 | 2.5935e-05 | 9.3956e-05 | 2.1047e-05 | 7.0319e-05 | 1.6984e-05 | 1.8056e-05 | 4.815e-05 | 1.1558e-06
0 | 7.081e-07 | 2.8939e-07 | 1.5114e-06 | 0 | 0 | 1.1018e-05 | 8.6933e-05 | 0.00030897 | 0.00010495 | 4.2258e-05 | 9.1171e-05 | 2.2771e-05 | 5.6159e-05 | 1.4184e-05 | 1.6614e-05 | 7.9302e-05 | 1.2077e-06
0 | 7.081e-07 | 3.6779e-07 | 1.8362e-06 | 0 | 0 | 3.29e-05 | 7.9275e-05 | 0.00037137 | 0.00015741 | 4.2231e-05 | 8.637e-05 | 3.5179e-05 | 5.4233e-05 | 8.4128e-05 | 2.185e-05 | 0.0001311 | 2.2812e-06
0 | 7.081e-07 | 1.2851e-06 | 2.6528e-06 | 0 | 0 | 6.4692e-05 | 7.4416e-05 | 0.00048916 | 0.00014531 | 4.2178e-05 | 0.00010032 | 7.757e-05 | 5.378e-05 | 6.573e-05 | 1.6517e-05 | 0.00024874 | 1.2856e-06
0 | 6.4373e-07 | 1.4997e-06 | 2.9276e-06 | 0 | 0 | 0.00011179 | 7.6568e-05 | 0.00048737 | 0.00014475 | 6.6808e-05 | 9.3063e-05 | 0.00014689 | 5.3327e-05 | 0.00013939 | 1.5328e-05 | 0.00027444 | 5.6723e-05
0 | 7.7248e-07 | 4.1484e-07 | 1.5283e-05 | 0 | 0 | 0.0001236 | 8.4679e-05 | 0.00029494 | 0.0002936 | 6.4145e-05 | 9.5398e-05 | 0.00010651 | 0.00043463 | 0.00011862 | 1.9786e-05 | 0.00019364 | 4.5049e-05
0 | 7.081e-07 | 5.6369e-07 | 7.8288e-06 | 0 | 0 | 0.00016012 | 7.7269e-05 | 0.00022342 | 0.00020277 | 2.969e-05 | 9.6985e-05 | 0.00015136 | 4.8682e-05 | 6.4684e-05 | 4.5327e-05 | 0.00023592 | 0.00013231
0 | 7.081e-07 | 1.9532e-06 | 2.5981e-06 | 0 | 0 | 0.00022161 | 9.2688e-05 | 0.00013758 | 0.00055061 | 5.7851e-05 | 9.7829e-05 | 0.00011302 | 2.934e-05 | 5.4336e-05 | 6.0095e-05 | 0.00012602 | 9.0046e-06
0 | 7.081e-07 | 1.0307e-05 | 2.3358e-06 | 0 | 0 | 0.00019874 | 0.00010018 | 0.00011493 | 0.00010389 | 0.00012244 | 9.5198e-05 | 8.4212e-05 | 3.3842e-05 | 0.00012577 | 6.0704e-05 | 0.0001237 | 1.4804e-06
0 | 7.081e-07 | 1.0132e-05 | 2.8152e-06 | 0 | 0 | 0.00015596 | 9.377e-05 | 0.00013263 | 0.0001995 | 0.00014212 | 9.7693e-05 | 0.00012645 | 8.4184e-05 | 0.00011146 | 5.4645e-05 | 0.00012863 | 2.0648e-06
0 | 6.4373e-07 | 4.8111e-06 | 3.3788e-06 | 0 | 0 | 0.00012691 | 9.4221e-05 | 0.00010225 | 0.00012952 | 0.00019919 | 0.00010068 | 6.6658e-05 | 0.00058335 | 5.4864e-05 | 4.7715e-05 | 0.00012765 | 1.7401e-06
0 | 7.081e-07 | 1.1914e-06 | 3.0947e-06 | 0 | 0 | 0.00010442 | 0.00010016 | 3.2519e-05 | 0.00015876 | 0.00018007 | 9.5856e-05 | 9.8901e-05 | 0.00019671 | 9.6545e-05 | 4.42e-05 | 7.2836e-05 | 1.6103e-06
0 | 7.081e-07 | 1.2899e-06 | 2.1688e-06 | 0 | 0 | 0.00014755 | 9.7469e-05 | 4.2797e-05 | 0.00014356 | 0.00022434 | 0.00010385 | 0.00017169 | 0.00036515 | 0.00023278 | 4.5711e-05 | 7.0129e-05 | 4.7493e-05
1.1606e-05 | 7.081e-07 | 7.7343e-06 | 1.908e-06 | 0 | 0 | 0.00012749 | 9.9669e-05 | 9.4573e-05 | 0.00019086 | 8.5208e-05 | 0.00010181 | 0.00022278 | 0.00036211 | 0.00017598 | 4.3862e-05 | 0.00010987 | 9.7463e-05
0 | 7.081e-07 | 9.0068e-06 | 1.3809e-05 | 0 | 0 | 0.0001187 | 0.00010606 | 0.00010077 | 0.0003035 | 6.4438e-07 | 0.00011215 | 0.00041894 | 0.00030044 | 0.00049144 | 4.2243e-05 | 0.0001482 | 2.9933e-05
0 | 7.081e-07 | 7.2334e-06 | 2.3202e-05 | 0 | 0 | 0.00015635 | 9.746e-05 | 0.00039753 | 0.0003796 | 5.0592e-07 | 0.00011517 | 0.00032433 | 0.00022948 | 0.0005055 | 5.1981e-05 | 0.00023365 | 0.00037149
0 | 7.081e-07 | 7.0255e-06 | 1.3014e-05 | 0 | 0 | 0.00020853 | 9.4933e-05 | 0.00058627 | 0.00019354 | 4.5267e-07 | 0.00011327 | 0.00020421 | 0.00023687 | 0.00024088 | 5.9403e-05 | 0.0002536 | 0.00010855
0 | 7.081e-07 | 7.1967e-06 | 9.7263e-06 | 0 | 0 | 0.00016061 | 0.00010217 | 0.00068202 | 0.00020314 | 4.2604e-07 | 0.0001074 | 0.00012881 | 0.00023761 | 0.00018597 | 7.0733e-05 | 0.00021524 | 0.00068271
0 | 7.081e-07 | 7.435e-06 | 1.0482e-05 | 0 | 0 | 0.00018543 | 9.1783e-05 | 0.00048299 | 0.00016002 | 4.2604e-07 | 0.00010645 | 9.1387e-05 | 0.00022727 | 0.00012423 | 6.5877e-05 | 0.0001935 | 0.00027561
0 | 7.081e-07 | 3.9483e-06 | 1.0595e-05 | 0 | 0 | 0.00014942 | 9.1814e-05 | 0.00029474 | 0.00015153 | 4.2604e-07 | 0.0001097 | 6.0442e-05 | 5.8906e-05 | 4.4986e-05 | 5.2112e-05 | 0.00014203 | 3.9415e-05
0 | 7.081e-07 | 5.2786e-07 | 1.8189e-06 | 0 | 0 | 8.2119e-05 | 8.9506e-05 | 0.00020667 | 0.00018387 | 4.2604e-07 | 0.00010734 | 3.4718e-05 | 5.9104e-05 | 2.3124e-05 | 2.5239e-05 | 0.00012134 | 6.5185e-05
0 | 6.4373e-07 | 4.2654e-07 | 5.7459e-07 | 0 | 0 | 1.716e-05 | 8.4482e-05 | 0.00012579 | 0.00016097 | 4.2604e-07 | 0.00010039 | 3.0968e-05 | 5.7008e-05 | 1.5013e-05 | 1.3447e-05 | 5.7205e-05 | 1.1428e-06
0 | 7.081e-07 | 6.67e-07 | 5.2931e-07 | 0 | 0 | 1.2343e-05 | 8.4007e-05 | 0.00014888 | 0.00017916 | 4.2604e-07 | 9.531e-05 | 2.2869e-05 | 5.7886e-05 | 1.2718e-05 | 1.3753e-05 | 3.5632e-05 | 1.0908e-06
0 | 7.081e-07 | 5.5753e-07 | 5.4492e-07 | 0 | 0 | 9.3992e-06 | 8.9706e-05 | 0.00019805 | 8.5883e-05 | 4.5267e-07 | 9.1736e-05 | 2.5895e-05 | 5.596e-05 | 7.5803e-06 | 1.2738e-05 | 3.4307e-05 | 1.2856e-06
0 | 6.4373e-07 | 6.2809e-07 | 5.7459e-07 | 0 | 0 | 1.5566e-05 | 7.8639e-05 | 0.00022914 | 0.00020395 | 2.5562e-05 | 8.9486e-05 | 2.1803e-05 | 5.5281e-05 | 1.3244e-05 | 1.277e-05 | 3.0677e-05 | 1.0908e-06
0 | 7.081e-07 | 4.4371e-07 | 6.0113e-07 | 0 | 0 | 2.2596e-05 | 9.1782e-05 | 0.00031083 | 0.00010684 | 4.2551e-05 | 8.9685e-05 | 2.2779e-05 | 5.5139e-05 | 7.854e-06 | 1.5587e-05 | 6.9206e-05 | 1.2207e-06
0 | 7.081e-07 | 4.4985e-07 | 5.4492e-07 | 0 | 0 | 4.7928e-05 | 7.788e-05 | 0.00041125 | 0.00012533 | 4.2391e-05 | 9.5233e-05 | 3.917e-05 | 5.2987e-05 | 7.9302e-05 | 1.4465e-05 | 0.00010841 | 2.3765e-06
0 | 7.081e-07 | 4.1196e-07 | 5.5429e-07 | 0 | 0 | 0.00010046 | 8.2339e-05 | 0.00036005 | 0.00015809 | 4.2258e-05 | 9.6245e-05 | 0.00010011 | 5.3327e-05 | 4.1806e-05 | 6.5791e-05 | 0.00019724 | 1.2856e-06
0 | 7.081e-07 | 4.0073e-07 | 5.2463e-07 | 0 | 0 | 0.00012249 | 7.5081e-05 | 0.00047734 | 0.00019742 | 6.5583e-05 | 9.3514e-05 | 0.00012523 | 5.2902e-05 | 0.00014293 | 4.7677e-05 | 0.0002825 | 8.6111e-05
0 | 7.081e-07 | 3.5797e-07 | 3.2758e-06 | 0 | 0 | 0.00014527 | 7.7781e-05 | 0.00043914 | 0.00021919 | 6.4119e-05 | 9.8623e-05 | 0.00011366 | 0.00036825 | 9.6893e-05 | 3.7765e-05 | 0.00023859 | 6.0502e-05
0 | 7.081e-07 | 9.3853e-07 | 5.8021e-06 | 0 | 0 | 0.00013214 | 8.6598e-05 | 0.00027656 | 0.00021021 | 3.7704e-05 | 9.5619e-05 | 3.2693e-05 | 4.8937e-05 | 7.5803e-05 | 4.3627e-05 | 0.00024185 | 0.00018713
0 | 7.081e-07 | 1.3965e-06 | 3.3148e-06 | 0 | 0 | 0.000169 | 8.7633e-05 | 0.00017402 | 0.00015298 | 0.00010502 | 9.6349e-05 | 4.6427e-05 | 3.9875e-05 | 3.4267e-05 | 4.3463e-05 | 0.0001981 | 0.00012906
0 | 6.4373e-07 | 1.3943e-06 | 5.2931e-07 | 0 | 0 | 0.0002159 | 8.7686e-05 | 0.00011006 | 0.00022876 | 0.00012619 | 9.5177e-05 | 6.4397e-05 | 3.7722e-05 | 9.2347e-05 | 4.3596e-05 | 0.00013916 | 7.3631e-05
0 | 7.081e-07 | 1.1603e-06 | 3.0228e-06 | 0 | 0 | 0.00017465 | 9.1282e-05 | 8.1533e-05 | 0.00031622 | 0.00012196 | 9.6498e-05 | 0.00015408 | 8.9146e-05 | 0.0001641 | 4.2107e-05 | 9.3343e-05 | 6.0905e-05
0 | 7.081e-07 | 1.0279e-06 | 1.3272e-06 | 0 | 0 | 0.00018213 | 9.5456e-05 | 5.1209e-05 | 0.00019002 | 0.00014086 | 9.5888e-05 | 0.0001173 | 0.00063507 | 0.00016306 | 5.416e-05 | 7.7135e-05 | 5.8645e-05
0 | 7.081e-07 | 1.083e-06 | 1.6238e-07 | 0 | 0 | 0.00010999 | 8.9146e-05 | 3.8174e-05 | 0.00021907 | 0.0001828 | 9.4755e-05 | 0.00012022 | 0.00019792 | 6.2284e-05 | 2.8436e-05 | 6.1433e-05 | 0.00032682
0 | 7.081e-07 | 9.5962e-06 | 1.0696e-06 | 0 | 1.3142e-07 | 0.00012422 | 9.6783e-05 | 5.3205e-05 | 0.00018073 | 0.00019714 | 0.00010061 | 0.00018744 | 0.00040196 | 3.9153e-05 | 3.3537e-05 | 8.2152e-05 | 9.1473e-05
0 | 7.081e-07 | 7.617e-06 | 4.2204e-06 | 0 | 0 | 9.2618e-05 | 0.00010088 | 0.00010974 | 0.00031714 | 7.1457e-05 | 0.00010916 | 0.00030446 | 0.000352 | 0.00015959 | 4.2094e-05 | 8.044e-05 | 0.00026081
0 | 7.081e-07 | 6.7879e-06 | 9.9785e-06 | 0 | 0 | 0.00018076 | 9.712e-05 | 0.00025136 | 0.00041752 | 5.6844e-05 | 0.00010941 | 0.00061889 | 4.1092e-05 | 0.00049422 | 4.4683e-05 | 0.00016418 | 0.0006939
0 | 7.081e-07 | 3.7461e-06 | 1.6184e-05 | 0 | 0 | 0.00015916 | 9.7109e-05 | 0.00039692 | 0.00024866 | 5.8048e-07 | 0.00011627 | 0.00053378 | 5.8792e-05 | 0.00062419 | 5.5366e-05 | 0.00021318 | 9.6406e-05
0 | 7.081e-07 | 4.4711e-06 | 1.3833e-05 | 0 | 0 | 0.00016584 | 0.00011096 | 0.00027622 | 0.00018573 | 4.5267e-07 | 0.00012395 | 0.00040952 | 5.8849e-05 | 0.0002671 | 5.3752e-05 | 0.00022386 | 6.4183e-05
0 | 7.081e-07 | 4.8648e-06 | 6.8734e-06 | 0 | 0 | 0.00014771 | 8.8983e-05 | 0.00025257 | 0.00021223 | 4.7929e-07 | 0.00011599 | 0.0001472 | 0.00016423 | 6.8364e-05 | 5.0736e-05 | 0.00015948 | 7.9527e-06
0 | 7.081e-07 | 5.2142e-06 | 2.9802e-06 | 0 | 0 | 0.00017963 | 9.365e-05 | 0.00030557 | 0.00022824 | 4.5267e-07 | 0.00010797 | 0.00012911 | 0.0002511 | 6.2016e-05 | 4.5093e-05 | 0.00014953 | 7.3065e-05
0 | 7.081e-07 | 8.4579e-06 | 3.0775e-06 | 0 | 0 | 0.00014087 | 9.0357e-05 | 0.00031948 | 0.00011019 | 5.0592e-07 | 0.00010282 | 6.8219e-05 | 6.9418e-05 | 3.8411e-05 | 2.4386e-05 | 8.8427e-05 | 9.7905e-05
0 | 7.081e-07 | 5.4083e-06 | 4.6217e-07 | 0 | 0 | 7.6575e-05 | 8.6334e-05 | 0.00020579 | 0.00010977 | 4.2604e-07 | 0.00010032 | 3.4695e-05 | 5.63e-05 | 1.487e-05 | 1.8557e-05 | 0.00011178 | 2.7863e-05
0 | 6.4373e-07 | 4.0581e-07 | 1.093e-07 | 0 | 0 | 3.5035e-05 | 8.2409e-05 | 0.00016479 | 0.00013644 | 4.2604e-07 | 9.5527e-05 | 2.9425e-05 | 5.5932e-05 | 1.1731e-05 | 2.0299e-05 | 8.4385e-05 | 3.8335e-05
0 | 7.081e-07 | 3.3851e-07 | 1.171e-07 | 0 | 0 | 2.1402e-05 | 8.6275e-05 | 0.00010457 | 0.00010761 | 4.2604e-07 | 9.3687e-05 | 2.542e-05 | 4.4972e-05 | 1.3818e-05 | 2.1229e-05 | 4.8164e-05 | 2.5868e-05
0 | 7.081e-07 | 2.8939e-07 | 1.2491e-07 | 0 | 0 | 1.1724e-05 | 8.7297e-05 | 0.00011798 | 9.6957e-05 | 4.2604e-07 | 8.8747e-05 | 2.5308e-05 | 5.31e-05 | 9.1124e-06 | 1.6913e-05 | 4.0398e-05 | 1.1428e-06
0 | 6.4373e-07 | 3.0717e-07 | 1.171e-07 | 0 | 0 | 6.1696e-06 | 7.9324e-05 | 0.00015213 | 0.00013991 | 4.7929e-07 | 9.3091e-05 | 2.93e-05 | 5.4261e-05 | 1.1813e-05 | 1.8083e-05 | 3.8101e-05 | 1.0908e-06
0 | 7.081e-07 | 3.2869e-07 | 1.171e-07 | 0 | 0 | 3.448e-06 | 9.0153e-05 | 0.00023484 | 0.00010071 | 4.2604e-07 | 8.754e-05 | 2.9611e-05 | 5.5734e-05 | 9.2846e-06 | 1.8408e-05 | 4.4955e-05 | 1.0778e-06
0 | 7.081e-07 | 4.2833e-07 | 1.171e-07 | 0 | 0 | 3.2845e-05 | 8.1268e-05 | 0.00033806 | 0.0001492 | 4.2604e-07 | 9.3878e-05 | 2.6693e-05 | 4.4038e-05 | 8.081e-05 | 1.6542e-05 | 8.222e-05 | 1.9999e-06
0 | 7.081e-07 | 7.5764e-07 | 1.1913e-06 | 0 | 0 | 8.5529e-05 | 7.9857e-05 | 0.00052947 | 0.00010419 | 4.7929e-07 | 9.967e-05 | 0.00010949 | 5.2987e-05 | 4.6827e-05 | 2.0411e-05 | 0.0002474 | 1.0908e-06
0 | 7.081e-07 | 5.2165e-07 | 9.3683e-08 | 0 | 0 | 0.00010525 | 8.2267e-05 | 0.0004493 | 0.00045783 | 3.6133e-05 | 9.8566e-05 | 0.00011024 | 5.2194e-05 | 0.00016091 | 6.0763e-05 | 0.00025838 | 0.00016148
0 | 7.081e-07 | 6.1461e-07 | 1.2304e-06 | 0 | 0 | 0.00012044 | 8.2059e-05 | 0.00023794 | 0.00029489 | 6.4465e-05 | 9.7981e-05 | 7.5777e-05 | 9.4447e-05 | 9.0799e-05 | 3.3357e-05 | 0.00021077 | 0.00012642
0 | 7.081e-07 | 6.4656e-07 | 2.5763e-07 | 0 | 1.3142e-07 | 0.00016586 | 9.243e-05 | 0.00014763 | 0.00014484 | 1.3101e-05 | 9.6197e-05 | 8.0543e-05 | 4.0696e-05 | 0.00010485 | 3.4808e-05 | 0.00018336 | 0.00012065
0 | 7.081e-07 | 5.0307e-07 | 1.171e-07 | 0 | 2.6295e-07 | 0.00017668 | 8.8782e-05 | 0.00011851 | 0.00017465 | 2.9823e-06 | 9.7724e-05 | 8.8854e-05 | 2.3506e-06 | 5.5139e-05 | 3.0722e-05 | 0.00017503 | 0.00024521
0 | 7.081e-07 | 1.134e-06 | 1.171e-07 | 0 | 0 | 0.00024177 | 8.9999e-05 | 5.4348e-05 | 0.00023212 | 7.927e-05 | 0.00010345 | 0.00012958 | 2.3789e-06 | 4.3189e-05 | 3.6598e-05 | 0.00014138 | 6.8216e-05
0 | 7.081e-07 | 1.2522e-06 | 2.8261e-07 | 0 | 0 | 0.00018534 | 9.296e-05 | 6.3251e-05 | 0.000151 | 0.0001548 | 0.00010392 | 0.00012879 | 7.7959e-05 | 6.0243e-05 | 3.18e-05 | 7.8239e-05 | 7.1151e-05
0 | 7.081e-07 | 1.1828e-06 | 2.2172e-07 | 0 | 0 | 0.00013028 | 9.4444e-05 | 3.6391e-05 | 0.0001172 | 0.00026553 | 0.00010028 | 0.00012949 | 0.00054016 | 5.8272e-05 | 3.404e-05 | 7.8637e-05 | 1.8077e-05
0 | 7.081e-07 | 8.2831e-07 | 2.1079e-07 | 0 | 0 | 0.00014096 | 9.3841e-05 | 2.7974e-05 | 0.00012388 | 0.00023866 | 0.00010314 | 6.5918e-05 | 0.00017728 | 8.4885e-05 | 3.0982e-05 | 0.00011406 | 0.0002087
0 | 6.4373e-07 | 8.6596e-07 | 2.8355e-06 | 0 | 0 | 0.00021402 | 0.00010414 | 5.5187e-05 | 0.00035455 | 0.00025756 | 0.00010328 | 0.00014836 | 0.00036823 | 0.00013205 | 4.4679e-05 | 8.0961e-05 | 5.2039e-05
0 | 7.081e-07 | 6.2371e-07 | 8.7469e-06 | 0 | 0 | 0.00016549 | 0.00010207 | 0.0001164 | 0.00018606 | 0.00010529 | 0.00010637 | 0.00022484 | 0.00032895 | 0.00029818 | 5.7378e-05 | 7.5847e-05 | 5.9087e-05
0 | 7.081e-07 | 7.9514e-06 | 1.1176e-05 | 0 | 0 | 0.00014688 | 9.8362e-05 | 9.0499e-05 | 0.00018934 | 0.00010016 | 0.00011434 | 0.00039469 | 1.5944e-05 | 0.0005462 | 6.6464e-05 | 0.00012666 | 9.5188e-06
0 | 7.081e-07 | 9.5755e-06 | 1.0478e-05 | 0 | 0 | 0.00017543 | 9.8967e-05 | 0.0003189 | 0.00036412 | 4.1592e-05 | 0.00011273 | 0.00035987 | 0.00014644 | 0.00050394 | 8.8177e-05 | 0.00019139 | 1.2087e-05
0 | 7.081e-07 | 8.4108e-06 | 1.5595e-05 | 0 | 0 | 0.00016536 | 0.00010082 | 0.00032959 | 0.00025001 | 4.1991e-05 | 0.00011376 | 0.00024694 | 0.00016947 | 0.00013783 | 0.00024047 | 0.00023012 | 6.7839e-06
0 | 7.081e-07 | 7.6143e-06 | 8.2473e-06 | 0 | 0 | 0.00025687 | 9.4475e-05 | 0.00039082 | 0.00022677 | 5.858e-07 | 0.00011413 | 0.00014459 | 2.4469e-05 | 0.00012074 | 4.5481e-05 | 0.00023274 | 6.0274e-05
0 | 7.081e-07 | 7.575e-06 | 7.7304e-06 | 0 | 0 | 0.00024447 | 9.257e-05 | 0.00027361 | 0.00017857 | 4.2604e-07 | 0.00011279 | 0.00011634 | 5.9755e-06 | 7.287e-05 | 3.8e-05 | 0.00015636 | 1.4511e-05
0 | 6.4373e-07 | 7.1025e-06 | 4.3516e-06 | 6.0784e-07 | 0 | 0.00014392 | 9.3567e-05 | 0.0002014 | 0.00015436 | 3.9941e-07 | 0.00010606 | 7.7253e-05 | 3.4834e-06 | 4.3444e-05 | 4.0392e-05 | 0.000175 | 2.243e-05
0 | 7.081e-07 | 6.261e-07 | 1.4771e-06 | 0 | 0 | 4.8972e-05 | 9.7483e-05 | 0.00015682 | 0.00010545 | 4.2604e-07 | 0.00010364 | 8.758e-05 | 4.1914e-06 | 4.5931e-05 | 2.0247e-05 | 8.6379e-05 | 7.0418e-05
0 | 7.081e-07 | 6.2136e-07 | 1.78e-07 | 0 | 0 | 4.0745e-05 | 8.4904e-05 | 0.00014665 | 0.00012439 | 4.7929e-07 | 9.9801e-05 | 4.3478e-05 | 2.124e-06 | 2.7268e-05 | 1.758e-05 | 3.619e-05 | 1.1428e-06
0 | 6.4373e-07 | 5.5078e-07 | 1.6238e-07 | 0 | 0 | 2.102e-05 | 8.8712e-05 | 7.2608e-05 | 6.8329e-05 | 4.2604e-07 | 9.7109e-05 | 3.636e-05 | 2.3789e-06 | 8.3924e-06 | 1.8006e-05 | 3.995e-05 | 1.0129e-06
0 | 7.081e-07 | 4.9511e-07 | 2.4826e-07 | 0 | 0 | 3.8913e-06 | 8.3266e-05 | 9.9209e-05 | 0.00014594 | 4.2604e-07 | 9.2908e-05 | 3.565e-05 | 2.3789e-06 | 1.1289e-05 | 1.7744e-05 | 2.7193e-05 | 1.2207e-06
0 | 7.081e-07 | 6.9628e-07 | 1.6238e-07 | 0 | 0 | 4.0624e-06 | 9.2134e-05 | 9.4625e-05 | 0.00016863 | 3.9941e-07 | 9.6324e-05 | 3.1993e-05 | 2.3506e-06 | 1.3708e-05 | 1.9434e-05 | 4.6625e-05 | 1.2077e-06
0 | 7.081e-07 | 4.2654e-07 | 2.1859e-07 | 0 | 0 | 5.9098e-06 | 7.3947e-05 | 0.00012185 | 0.00013688 | 4.2604e-07 | 8.9048e-05 | 3.5994e-05 | 2.039e-06 | 1.2613e-05 | 2.5056e-05 | 3.6777e-05 | 1.7401e-06
0 | 6.4373e-07 | 5.2946e-07 | 2.1859e-07 | 0 | 0 | 2.6719e-05 | 8.3724e-05 | 0.00027957 | 7.1529e-05 | 4.7929e-07 | 9.2643e-05 | 6.7732e-05 | 2.3506e-06 | 2.9942e-05 | 2.2442e-05 | 9.0078e-05 | 3.74e-06
0 | 7.081e-07 | 6.5278e-06 | 1.8112e-07 | 0 | 0 | 8.7181e-05 | 8.8162e-05 | 0.00037008 | 0.00017978 | 3.9941e-07 | 9.7653e-05 | 0.00018606 | 2.3506e-06 | 6.3747e-05 | 8.1078e-05 | 0.00020762 | 1.5973e-06
0 | 7.081e-07 | 1.6433e-06 | 3.4507e-07 | 0 | 0 | 9.5676e-05 | 8.6007e-05 | 0.00043276 | 0.00024874 | 3.4296e-05 | 9.9333e-05 | 0.00016976 | 2.209e-06 | 0.00013428 | 4.2702e-05 | 0.00027776 | 0.00015589
0 | 7.081e-07 | 4.4619e-07 | 9.8211e-07 | 0 | 0 | 0.00014388 | 7.9237e-05 | 0.00025215 | 0.00011849 | 6.4172e-05 | 0.00010998 | 9.7525e-05 | 4.1999e-05 | 7.2825e-05 | 4.5521e-05 | 0.00024475 | 0.00016682
0 | 7.7248e-07 | 7.7351e-07 | 5.4805e-07 | 0 | 0 | 0.0001694 | 9.3017e-05 | 0.00012114 | 0.00018115 | 4.3456e-05 | 0.00010049 | 7.9119e-05 | 3.7099e-06 | 6.4095e-05 | 4.88e-05 | 0.00015677 | 0.00029399
9.4933e-06 | 7.081e-07 | 1.0145e-06 | 5.4024e-07 | 0 | 0 | 0.00021642 | 8.7168e-05 | 0.0001029 | 0.00020539 | 8.6113e-05 | 0.00010039 | 9.4279e-05 | 2.3789e-06 | 2.885e-05 | 5.3198e-05 | 0.00011317 | 0.00060957
0 | 7.7248e-07 | 1.0572e-06 | 6.0113e-07 | 0 | 0 | 0.00020399 | 9.0355e-05 | 6.763e-05 | 0.00014819 | 0.00012502 | 0.00010446 | 0.00014786 | 2.124e-06 | 0.00014144 | 3.9664e-05 | 0.00014826 | 0.00025387
0 | 7.081e-07 | 8.4444e-07 | 5.4805e-07 | 0 | 1.3142e-07 | 0.00020593 | 9.7926e-05 | 3.6916e-05 | 0.00015001 | 0.000165 | 0.00010246 | 0.00013055 | 6.5046e-05 | 0.00013088 | 4.084e-05 | 0.00010948 | 0.00020041
0 | 7.081e-07 | 9.7096e-07 | 6.0113e-07 | 0 | 0 | 0.00018713 | 9.931e-05 | 4.3803e-05 | 9.1521e-05 | 0.00021796 | 0.00010627 | 0.00010141 | 0.00049186 | 6.0109e-05 | 3.6163e-05 | 8.7273e-05 | 0.00054013
0 | 7.081e-07 | 9.7531e-07 | 9.7587e-07 | 0 | 0 | 0.00018227 | 9.9408e-05 | 4.0671e-05 | 0.00015358 | 0.00022095 | 9.8697e-05 | 9.0366e-05 | 0.00017599 | 8.5105e-05 | 3.6557e-05 | 7.0353e-05 | 0.00054463
0 | 6.4373e-07 | 8.6924e-07 | 6.3392e-07 | 0 | 1.3142e-07 | 0.00019409 | 0.0001052 | 1.545e-05 | 0.00014659 | 0.00021108 | 0.00010465 | 0.00015841 | 0.000367 | 7.3157e-05 | 2.5413e-05 | 5.7199e-05 | 9.3748e-05
0 | 7.081e-07 | 1.4241e-06 | 3.3101e-07 | 0 | 0 | 0.00011922 | 0.00010534 | 3.8318e-05 | 0.00013931 | 0.00010425 | 0.00010257 | 0.00017102 | 0.00032938 | 9.7399e-05 | 2.5952e-05 | 0.00010571 | 3.3318e-05
0 | 7.081e-07 | 2.1151e-06 | 3.3101e-07 | 0 | 0 | 9.8634e-05 | 0.00011244 | 6.7751e-05 | 0.00021032 | 0.00010125 | 0.00011154 | 0.00034823 | 2.3506e-06 | 0.00041274 | 4.2458e-05 | 0.00010132 | 3.1953e-05
0 | 7.081e-07 | 7.8333e-06 | 1.9408e-06 | 0 | 0 | 9.7369e-05 | 9.918e-05 | 0.00025633 | 0.00025543 | 4.2151e-05 | 0.00011389 | 0.00044817 | 2.3506e-06 | 0.00052431 | 5.9312e-05 | 0.00016708 | 0.00029413
0 | 7.081e-07 | 7.9105e-06 | 3.841e-06 | 0 | 0 | 0.00011706 | 9.9238e-05 | 0.00026596 | 0.00020375 | 3.821e-05 | 0.00011238 | 0.00020501 | 2.3789e-06 | 0.00013777 | 6.5824e-05 | 0.00017588 | 7.1468e-05
0 | 6.4373e-07 | 6.8993e-06 | 5.6413e-06 | 0 | 0 | 0.00010928 | 0.00010081 | 0.00028425 | 0.00018652 | 4.2604e-07 | 0.00011372 | 9.5482e-05 | 2.124e-06 | 0.00016608 | 5.9143e-05 | 0.00014236 | 5.4053e-05
0 | 7.081e-07 | 7.34e-06 | 7.2058e-06 | 0 | 1.3142e-07 | 0.0001026 | 9.4171e-05 | 0.00038894 | 0.00021905 | 4.2604e-07 | 0.00010879 | 5.9506e-05 | 2.3506e-06 | 3.6625e-05 | 4.9416e-05 | 0.00017218 | 3.3626e-05
0 | 7.081e-07 | 1.7079e-06 | 4.6139e-06 | 0 | 0 | 8.4609e-05 | 8.5944e-05 | 0.00030942 | 0.00012427 | 5.858e-07 | 0.00010958 | 2.9015e-05 | 2.124e-06 | 4.2071e-05 | 3.874e-05 | 0.00011819 | 0.00011658
0 | 7.081e-07 | 5.5753e-07 | 1.6832e-06 | 0 | 0 | 7.2386e-05 | 9.8001e-05 | 0.00019378 | 0.00014775 | 4.2604e-07 | 0.00010098 | 2.9695e-05 | 2.3506e-06 | 2.5634e-05 | 2.5445e-05 | 9.2789e-05 | 5.2282e-06
0 | 7.081e-07 | 3.9539e-07 | 3.4194e-07 | 0 | 0 | 2.2569e-05 | 8.7089e-05 | 0.00020381 | 0.00017753 | 4.2604e-07 | 9.5109e-05 | 3.9916e-05 | 2.2373e-06 | 2.9761e-05 | 2.3294e-05 | 4.0078e-05 | 1.2077e-06
0 | 7.081e-07 | 2.7957e-07 | 3.4194e-07 | 0 | 0 | 1.3458e-05 | 7.9196e-05 | 0.00020844 | 6.8339e-05 | 3.9941e-07 | 0.00010184 | 3.2282e-05 | 2.3789e-06 | 1.057e-05 | 1.7505e-05 | 6.4071e-05 | 1.0129e-06
0 | 7.081e-07 | 5.3359e-07 | 3.7942e-07 | 0 | 0 | 1.9844e-05 | 8.473e-05 | 0.00013562 | 0.00016238 | 4.7929e-07 | 9.7489e-05 | 2.7534e-05 | 2.3506e-06 | 2.0677e-05 | 1.6941e-05 | 3.4647e-05 | 1.0908e-06
0 | 6.4373e-07 | 5.2564e-07 | 3.6849e-07 | 0 | 0 | 1.7409e-05 | 8.2158e-05 | 0.00013426 | 7.2921e-05 | 4.2604e-07 | 9.4443e-05 | 2.9583e-05 | 2.3506e-06 | 9.2497e-06 | 1.6618e-05 | 2.8386e-05 | 1.0129e-06
0 | 7.081e-07 | 5.9674e-07 | 4.0908e-07 | 0 | 0 | 1.2662e-05 | 9.1186e-05 | 0.00016719 | 5.6721e-05 | 3.9941e-07 | 9.2167e-05 | 2.7757e-05 | 2.124e-06 | 3.7215e-05 | 1.8564e-05 | 4.9445e-05 | 1.0129e-06
0 | 7.081e-07 | 7.3756e-07 | 3.9815e-07 | 0 | 0 | 9.9768e-06 | 8.3507e-05 | 0.00036698 | 0.00017622 | 4.2604e-07 | 8.8431e-05 | 4.3952e-05 | 2.3222e-06 | 2.5706e-05 | 1.6211e-05 | 6.0874e-05 | 1.5324e-06
0 | 6.4373e-07 | 6.9779e-07 | 4.9496e-07 | 0 | 0 | 2.745e-05 | 8.4e-05 | 0.00045499 | 6.2292e-05 | 4.2604e-07 | 8.741e-05 | 6.897e-05 | 2.2373e-06 | 2.8363e-05 | 1.7421e-05 | 9.1451e-05 | 1.4804e-06
0 | 7.7248e-07 | 6.7668e-07 | 4.0596e-07 | 0 | 0 | 7.3071e-05 | 8.8478e-05 | 0.00038761 | 0.00025976 | 3.5122e-05 | 0.00010555 | 0.00017032 | 2.3506e-06 | 0.00013626 | 2.8286e-05 | 0.00014613 | 6.6268e-05
0 | 7.081e-07 | 5.2023e-07 | 4.0128e-07 | 0 | 0 | 0.00014711 | 8.7511e-05 | 0.00043469 | 0.00017749 | 6.3746e-05 | 9.4601e-05 | 0.00016432 | 0.00010804 | 0.00018621 | 3.7646e-05 | 0.0002436 | 0.00010271
0 | 7.081e-07 | 5.1924e-07 | 6.2643e-06 | 0 | 0 | 0.00020928 | 8.0169e-05 | 0.00024832 | 0.00023891 | 2.9903e-05 | 0.00010253 | 0.00014504 | 3.3418e-06 | 0.0003819 | 4.858e-05 | 0.00035039 | 0.00011604
0 | 7.081e-07 | 8.6382e-07 | 5.1245e-06 | 0 | 0 | 0.00030923 | 8.5638e-05 | 0.00021236 | 0.00012435 | 5.8436e-05 | 0.00010094 | 0.00011721 | 2.3222e-06 | 0.00019898 | 3.2504e-05 | 0.00030359 | 0.00022487
0 | 7.081e-07 | 1.2301e-06 | 1.4927e-06 | 0 | 0 | 0.00040739 | 8.92e-05 | 0.00017705 | 9.752e-05 | 0.00012456 | 0.00010452 | 0.00016982 | 2.6904e-06 | 0.00013753 | 2.1759e-05 | 0.00018865 | 0.00039756
0 | 7.081e-07 | 1.351e-06 | 4.5905e-07 | 0 | 2.6295e-07 | 0.00039413 | 9.226e-05 | 0.00018788 | 0.00026793 | 0.00015598 | 0.00010924 | 0.00018284 | 6.1891e-05 | 0.00018094 | 1.9135e-05 | 0.00018281 | 0.00028589
0 | 7.081e-07 | 1.1284e-06 | 4.8871e-07 | 0 | 0 | 0.00032552 | 9.9578e-05 | 0.00014645 | 0.00022682 | 0.00024457 | 0.00010595 | 0.00014856 | 0.00080422 | 0.00017045 | 2.3506e-05 | 0.00015706 | 4.5529e-05
0 | 6.4373e-07 | 9.1979e-07 | 2.6387e-07 | 0 | 0 | 0.0001922 | 9.3938e-05 | 0.00020527 | 0.00016164 | 0.00025875 | 0.00010668 | 0.00011449 | 0.00019738 | 0.00010992 | 2.7673e-05 | 0.00010028 | 0.00019723
0 | 7.081e-07 | 3.4627e-07 | 3.0135e-07 | 0 | 0 | 0.00021558 | 9.7281e-05 | 0.00013642 | 0.00037527 | 0.00024834 | 0.0001098 | 0.00019975 | 0.00036848 | 8.2014e-05 | 3.2023e-05 | 0.00013629 | 4.0426e-05
0 | 7.081e-07 | 8.0723e-07 | 2.6387e-07 | 0 | 9.2033e-07 | 0.00024831 | 0.00010274 | 0.00022149 | 0.0002637 | 0.0001534 | 0.00011098 | 0.00023379 | 0.00032283 | 0.0002025 | 4.0832e-05 | 0.0001896 | 0.00010011
0 | 7.081e-07 | 7.2294e-06 | 3.3882e-07 | 0 | 0 | 0.00026001 | 9.7058e-05 | 0.00031542 | 0.00027281 | 9.883e-05 | 0.00011479 | 0.00040656 | 2.2373e-06 | 0.00045829 | 5.9717e-05 | 0.00018612 | 0.00010847
0 | 7.081e-07 | 8.8309e-06 | 6.9372e-06 | 0 | 0 | 0.00020864 | 0.00010022 | 0.00023606 | 0.00022255 | 4.2098e-05 | 0.00011952 | 0.00045106 | 3.1435e-06 | 0.00036405 | 6.9943e-05 | 0.00021787 | 0.00012219
0 | 7.081e-07 | 7.0066e-06 | 8.5345e-06 | 0 | 0 | 0.0001806 | 9.1444e-05 | 0.00024469 | 0.00021554 | 4.2311e-05 | 0.000117 | 0.0002894 | 3.0586e-06 | 0.00028562 | 6.5271e-05 | 0.00018952 | 7.4917e-05
0 | 7.081e-07 | 6.7323e-06 | 7.8616e-06 | 0 | 0 | 0.00019064 | 9.9406e-05 | 0.0001854 | 0.00021348 | 6.4438e-06 | 0.00012312 | 0.00011419 | 3.7382e-06 | 9.9807e-05 | 5.7792e-05 | 0.00019671 | 2.8933e-05
0 | 7.081e-07 | 6.7888e-06 | 2.9557e-06 | 0 | 0 | 0.00019529 | 9.2551e-05 | 0.00017011 | 0.00022259 | 4.5267e-07 | 0.00011018 | 3.967e-05 | 2.124e-06 | 2.8603e-05 | 4.8457e-05 | 0.00012533 | 4.7763e-05
0 | 6.4373e-07 | 4.82e-06 | 4.6842e-07 | 0 | 0 | 0.00012786 | 9.1611e-05 | 0.00016345 | 0.00020351 | 4.2604e-07 | 0.00010362 | 4.1519e-05 | 3.0302e-06 | 1.9603e-05 | 3.8831e-05 | 7.8554e-05 | 6.5164e-05
0 | 7.081e-07 | 6.7522e-07 | 1.4318e-06 | 0 | 0 | 7.8627e-05 | 9.5664e-05 | 0.00013586 | 0.00015144 | 4.5267e-07 | 0.00010797 | 3.1473e-05 | 2.3789e-06 | 4.1067e-05 | 3.1806e-05 | 0.0001025 | 1.1428e-06
0 | 7.081e-07 | 6.0298e-07 | 1.171e-07 | 0 | 0 | 1.8462e-05 | 0.00010037 | 0.00012618 | 0.00012213 | 4.2604e-07 | 0.00011451 | 3.2489e-05 | 2.124e-06 | 9.7719e-06 | 1.8157e-05 | 5.0872e-05 | 5.8723e-05
0 | 6.4373e-07 | 4.8342e-07 | 1.5458e-07 | 0 | 0 | 2.377e-05 | 8.6612e-05 | 0.00012724 | 0.00010477 | 4.2604e-07 | 0.00010149 | 7.0391e-05 | 2.3506e-06 | 9.0542e-06 | 1.7887e-05 | 3.9159e-05 | 5.3529e-05
0 | 7.081e-07 | 4.9511e-07 | 1.2491e-07 | 0 | 0 | 1.1938e-05 | 9.5497e-05 | 8.9686e-05 | 6.3211e-05 | 4.7929e-07 | 9.7295e-05 | 1.7508e-05 | 2.3789e-06 | 9.8333e-06 | 1.9448e-05 | 4.8463e-05 | 1.0129e-06
0 | 6.4373e-07 | 5.5386e-07 | 1.171e-07 | 0 | 0 | 9.8328e-06 | 9.9279e-05 | 8.0858e-05 | 7.5686e-05 | 4.2604e-07 | 9.7295e-05 | 2.6264e-05 | 2.3506e-06 | 1.2114e-05 | 1.7887e-05 | 2.7689e-05 | 1.4155e-06
0 | 7.081e-07 | 4.8342e-07 | 1.9517e-07 | 0 | 0 | 3.7153e-06 | 9.1666e-05 | 0.00010714 | 9.3824e-05 | 4.2604e-07 | 9.35e-05 | 1.6812e-05 | 2.1523e-06 | 8.5278e-06 | 1.7228e-05 | 3.702e-05 | 1.5973e-06
0 | 6.4373e-07 | 5.7043e-07 | 1.171e-07 | 0 | 0 | 9.2345e-06 | 8.3902e-05 | 0.00012943 | 0.00013723 | 4.2604e-07 | 9.3033e-05 | 2.5805e-05 | 2.3506e-06 | 2.2408e-05 | 1.664e-05 | 5.7449e-05 | 1.87e-06
0 | 7.081e-07 | 6.4883e-07 | 1.2491e-07 | 0 | 0 | 6.1902e-06 | 8.9577e-05 | 0.00015511 | 0.00019999 | 4.2604e-07 | 9.2351e-05 | 3.1957e-05 | 2.3789e-06 | 3.2966e-05 | 2.537e-05 | 7.1321e-05 | 2.2466e-06
0 | 7.081e-07 | 5.4236e-07 | 9.3683e-08 | 0 | 0 | 5.929e-05 | 9.1044e-05 | 0.00025884 | 7.0358e-05 | 3.4908e-05 | 0.00010056 | 9.383e-05 | 2.124e-06 | 7.7917e-05 | 3.3011e-05 | 0.00012723 | 2.5297e-05
0 | 7.081e-07 | 5.8629e-07 | 3.2477e-06 | 0 | 0 | 0.00016259 | 9.6274e-05 | 0.00043887 | 0.00030609 | 6.3986e-05 | 9.568e-05 | 0.00018569 | 0.00010797 | 0.00023804 | 4.475e-05 | 0.00024277 | 0.00025918
0 | 7.081e-07 | 5.1476e-07 | 1.9517e-07 | 0 | 0 | 0.00019401 | 8.506e-05 | 0.00036132 | 0.00023603 | 2.953e-05 | 0.00010466 | 0.0002192 | 0.00030311 | 0.000362 | 0.00017842 | 0.00021206 | 7.067e-05
2.3733e-06 | 7.081e-07 | 5.5199e-07 | 1.4052e-07 | 0 | 0 | 0.00031535 | 9.3871e-05 | 0.00020404 | 0.00011637 | 8.5554e-05 | 0.00012007 | 0.00013737 | 0.00069826 | 0.00040165 | 2.5123e-05 | 0.00024224 | 0.00011193
0 | 7.081e-07 | 5.0003e-07 | 6.0634e-06 | 0 | 0 | 0.00026146 | 9.0784e-05 | 0.00022466 | 0.00025896 | 0.00017018 | 0.00010995 | 0.00029602 | 0.00057107 | 0.00029637 | 2.1679e-05 | 0.00022718 | 0.00062188
4.7467e-06 | 7.081e-07 | 5.6369e-07 | 8.7821e-06 | 0 | 0 | 0.00029533 | 9.4867e-05 | 0.00032426 | 0.00020945 | 0.00025831 | 0.00012916 | 0.00029454 | 0.00013874 | 0.00026511 | 2.8633e-05 | 0.00019878 | 0.00065364
1.3053e-05 | 7.081e-07 | 6.2057e-07 | 5.3006e-06 | 0 | 0 | 0.0003408 | 8.8455e-05 | 0.00029086 | 0.00016589 | 0.00021081 | 0.00011541 | 0.00025726 | 0.00064366 | 0.00029611 | 3.6182e-05 | 0.00015043 | 0.00027755
3.56e-06 | 7.081e-07 | 1.6255e-06 | 2.5138e-06 | 0 | 0 | 0.00035489 | 9.4162e-05 | 0.00026833 | 0.0002415 | 0.00013732 | 0.00011896 | 0.0003363 | 0.00023853 | 0.00020311 | 2.8348e-05 | 0.00012834 | 0.00039378
0 | 7.081e-07 | 4.2246e-06 | 2.4904e-06 | 0 | 0 | 0.00027809 | 9.7036e-05 | 0.0002655 | 0.00024846 | 9.6056e-05 | 0.0001081 | 0.0003728 | 0.00041935 | 0.00039669 | 2.4106e-05 | 0.00014017 | 0.00017939
0 | 7.081e-07 | 7.0862e-06 | 2.5654e-06 | 0 | 0 | 0.00028839 | 9.3855e-05 | 0.00025633 | 0.00026143 | 0.00012269 | 0.00011524 | 0.00044849 | 0.00038814 | 0.00042705 | 3.7125e-05 | 0.00014953 | 0.00063601
0 | 7.081e-07 | 7.3953e-06 | 6.5016e-06 | 0 | 0 | 0.00023768 | 9.7648e-05 | 0.00040516 | 0.00034975 | 9.94e-05 | 0.00011907 | 0.00061119 | 4.8852e-05 | 0.00065757 | 2.8335e-05 | 0.00017708 | 0.000196
0 | 7.081e-07 | 6.7652e-06 | 4.5983e-06 | 0 | 0 | 0.00025972 | 0.00010217 | 0.00030007 | 0.00023341 | 4.1912e-05 | 0.000132 | 0.00062291 | 2.7952e-05 | 0.00055824 | 2.5278e-05 | 0.00023035 | 9.2188e-05
0 | 7.081e-07 | 6.4563e-06 | 4.77e-06 | 0 | 0 | 0.00023383 | 9.4311e-05 | 0.00024603 | 0.00033768 | 4.2417e-05 | 0.00013592 | 0.00025032 | 2.58e-05 | 0.00037107 | 3.3108e-05 | 0.00022097 | 0.00015238
0 | 7.081e-07 | 7.4526e-06 | 5.9723e-06 | 0 | 0 | 0.00023524 | 0.00010211 | 0.00024064 | 0.00017146 | 6.3906e-06 | 0.00012204 | 9.8556e-05 | 2.2883e-05 | 7.2985e-05 | 4.0954e-05 | 0.00019184 | 9.6928e-05
0 | 7.081e-07 | 6.6293e-06 | 4.058e-06 | 0 | 0 | 0.0001866 | 9.5442e-05 | 0.00023748 | 0.00021471 | 4.7929e-07 | 0.0001224 | 5.7497e-05 | 2.7527e-05 | 7.0245e-05 | 4.2684e-05 | 0.00014812 | 9.1786e-05
0 | 7.081e-07 | 6.0281e-06 | 3.5131e-06 | 0 | 0 | 0.00014358 | 9.4798e-05 | 0.00020721 | 5.8746e-05 | 4.2604e-07 | 0.00011658 | 4.9873e-05 | 3.1237e-05 | 5.9442e-05 | 2.4831e-05 | 0.00011283 | 0.00059657
0 | 7.081e-07 | 2.4223e-06 | 3.5522e-06 | 0 | 0 | 7.7374e-05 | 0.0001044 | 0.00012337 | 0.00022462 | 4.2604e-07 | 0.00011729 | 4.4093e-05 | 4.8229e-05 | 3.6756e-05 | 2.0365e-05 | 8.3671e-05 | 9.0098e-05
0 | 6.4373e-07 | 3.9465e-07 | 3.4038e-06 | 0 | 5.2583e-05 | 4.5385e-05 | 9.385e-05 | 5.0425e-05 | 0.00013532 | 4.2604e-07 | 0.00010695 | 6.8647e-05 | 5.7886e-05 | 1.8966e-05 | 2.0131e-05 | 6.2705e-05 | 9.985e-05
0 | 7.081e-07 | 2.7957e-07 | 3.2774e-06 | 0 | 0 | 2.0593e-05 | 9.3795e-05 | 5.8224e-05 | 8.5813e-05 | 3.9941e-07 | 0.00010009 | 9.2208e-05 | 4.3613e-05 | 8.634e-06 | 1.8154e-05 | 1.742e-05 | 1.2207e-06
0 | 7.081e-07 | 2.777e-07 | 3.2071e-06 | 0 | 0 | 1.099e-05 | 0.00010131 | 7.9258e-05 | 0.00010756 | 4.2604e-07 | 9.4009e-05 | 4.2362e-05 | 3.5457e-05 | 1.0483e-05 | 2.0152e-05 | 3.2928e-05 | 1.0778e-06
0 | 6.4373e-07 | 2.8939e-07 | 3.5194e-06 | 0 | 0 | 1.9202e-05 | 0.00010022 | 9.9691e-05 | 9.2282e-05 | 4.7929e-07 | 9.8755e-05 | 2.5104e-05 | 4.4264e-05 | 9.6954e-06 | 2.0392e-05 | 4.3899e-05 | 1.0908e-06
0 | 7.081e-07 | 2.7957e-07 | 3.4522e-06 | 0 | 0 | 1.9297e-05 | 9.0784e-05 | 0.00012328 | 0.00017362 | 4.2604e-07 | 9.6143e-05 | 4.7517e-05 | 5.2335e-05 | 2.8283e-05 | 2.8429e-05 | 4.1792e-05 | 1.6752e-06
0 | 7.081e-07 | 3.8249e-07 | 2.1063e-06 | 0 | 0 | 3.4453e-05 | 9.8697e-05 | 0.00021645 | 0.00012286 | 4.7929e-07 | 9.606e-05 | 6.3995e-05 | 7.0319e-05 | 7.9879e-05 | 2.4916e-05 | 0.00013778 | 2.7011e-06
0 | 6.4373e-07 | 7.7e-07 | 2.1079e-07 | 0 | 0 | 0.00010724 | 9.5717e-05 | 0.00024465 | 0.00012414 | 4.2604e-07 | 0.00010795 | 9.9246e-05 | 5.7065e-05 | 4.7794e-05 | 2.29e-05 | 0.00017276 | 1.6103e-06
0 | 7.081e-07 | 5.7184e-07 | 2.3702e-06 | 0 | 0 | 0.00012148 | 9.6425e-05 | 0.00021221 | 0.00017733 | 3.4669e-05 | 0.0001023 | 8.9802e-05 | 5.9104e-05 | 0.00016524 | 8.5785e-05 | 0.00028308 | 7.8423e-05
2.3733e-06 | 7.081e-07 | 2.4369e-06 | 2.7324e-06 | 0 | 0 | 0.00020797 | 8.7887e-05 | 0.00023508 | 0.00017097 | 6.4039e-05 | 0.00010882 | 6.3136e-05 | 0.00020766 | 0.00017751 | 0.00012403 | 0.00026003 | 1.9219e-06
0 | 7.7248e-07 | 1.6787e-06 | 4.1689e-07 | 0 | 0 | 0.0002373 | 9.3772e-05 | 0.00021729 | 0.00019864 | 2.9796e-05 | 0.00010792 | 9.9956e-05 | 4.5963e-05 | 0.00013527 | 4.7669e-05 | 0.00020442 | 6.6346e-05
0 | 7.081e-07 | 1.4998e-06 | 4.8403e-07 | 0 | 0 | 0.00025593 | 9.548e-05 | 0.00015752 | 0.00054912 | 8.5048e-05 | 0.00010284 | 6.9237e-05 | 4.1687e-05 | 9.3397e-05 | 4.1781e-05 | 0.00022584 | 0.0001283
0 | 7.081e-07 | 1.2956e-06 | 4.247e-07 | 0 | 0 | 0.00026082 | 9.9719e-05 | 0.00011751 | 0.00052969 | 0.00020423 | 0.00010592 | 0.000144 | 3.0472e-05 | 0.00010513 | 3.7512e-05 | 0.00014918 | 0.00039381
0 | 6.4373e-07 | 9.7386e-07 | 6.0738e-07 | 0 | 0 | 0.00024333 | 0.0001014 | 0.00010685 | 0.0004038 | 0.0002339 | 0.00010678 | 0.00015907 | 9.7897e-05 | 0.00017437 | 3.7628e-05 | 0.00011328 | 0.00020758
0 | 7.081e-07 | 2.5528e-06 | 4.247e-07 | 0 | 0 | 0.00018491 | 9.6272e-05 | 8.7632e-05 | 0.00017244 | 0.00021367 | 0.00010909 | 0.00013882 | 0.00059554 | 9.8248e-05 | 3.8636e-05 | 0.00010115 | 8.8046e-05
0 | 7.081e-07 | 3.5692e-06 | 4.1377e-07 | 0 | 0 | 0.00017584 | 0.00010406 | 8.4374e-05 | 0.00016907 | 0.00014198 | 0.00010141 | 7.7553e-05 | 0.00020597 | 0.00019685 | 3.4672e-05 | 0.00010864 | 9.0085e-05
0 | 7.081e-07 | 6.2489e-06 | 2.8183e-06 | 0 | 0 | 0.00017387 | 0.0001034 | 0.00013176 | 0.00014118 | 0.00013159 | 0.00010525 | 0.00013675 | 0.0004069 | 0.00012637 | 3.8429e-05 | 6.1875e-05 | 0.00057879
0 | 7.081e-07 | 5.3984e-06 | 3.1556e-06 | 0 | 0 | 0.00016527 | 0.00010451 | 0.00016599 | 0.00018508 | 0.00010305 | 0.00010651 | 0.00023485 | 0.00062643 | 0.00027346 | 4.6627e-05 | 0.00010334 | 4.2452e-05
0 | 7.081e-07 | 5.3499e-06 | 5.9786e-06 | 0 | 0 | 0.00021689 | 9.3645e-05 | 0.00016756 | 0.0002765 | 0.00010001 | 0.00011739 | 0.00046263 | 0.00060772 | 0.00064172 | 5.4316e-05 | 0.0001505 | 4.9152e-05
1.6613e-05 | 7.081e-07 | 5.7926e-06 | 3.4788e-06 | 0 | 0 | 0.00019346 | 0.00012055 | 0.00033642 | 0.00020388 | 4.1805e-05 | 0.00011976 | 0.0005408 | 9.1559e-05 | 0.00064744 | 5.5032e-05 | 0.0002372 | 6.2126e-05
4.7467e-06 | 7.081e-07 | 5.221e-06 | 3.3632e-06 | 0 | 0 | 0.0001675 | 9.7487e-05 | 0.00026533 | 0.00026594 | 4.1885e-05 | 0.00012173 | 0.00026051 | 5.8792e-05 | 0.00031155 | 4.7225e-05 | 0.00021275 | 3.0426e-05
7.12e-06 | 7.081e-07 | 5.242e-06 | 4.8715e-07 | 0 | 0 | 0.00016645 | 0.00010557 | 0.00019215 | 0.00018306 | 4.8781e-05 | 0.00011535 | 0.00017022 | 6.4683e-05 | 0.00013429 | 8.1351e-05 | 0.00017158 | 5.3774e-05
0 | 7.081e-07 | 6.9565e-06 | 2.314e-06 | 0 | 0 | 0.00017338 | 0.00010814 | 0.00031179 | 0.00021335 | 5.219e-06 | 0.00011569 | 7.0893e-05 | 0.00018152 | 7.2299e-05 | 4.8314e-05 | 0.00014718 | 3.8283e-05
0 | 7.081e-07 | 6.852e-06 | 9.946e-07 | 0 | 0 | 0.0001198 | 0.00010141 | 0.00022456 | 0.00019595 | 4.5267e-07 | 0.00011007 | 2.4958e-05 | 7.9999e-05 | 2.9845e-05 | 4.1179e-05 | 0.00011495 | 0.00010116
0 | 6.4373e-07 | 5.9663e-07 | 4.9184e-07 | 0 | 0 | 7.5722e-05 | 9.87e-05 | 0.00014787 | 6.5061e-05 | 3.7278e-07 | 0.00011151 | 3.2147e-05 | 5.6187e-05 | 1.5517e-05 | 1.8291e-05 | 8.7552e-05 | 4.14e-05
0 | 7.081e-07 | 5.5386e-07 | 5.3712e-07 | 0 | 0 | 3.3088e-05 | 0.00010398 | 0.00015095 | 7.3578e-05 | 5.0592e-07 | 0.00010652 | 3.0109e-05 | 4.6558e-05 | 8.0327e-06 | 1.6214e-05 | 8.0401e-05 | 1.3506e-06
0 | 6.4373e-07 | 5.3949e-07 | 4.9184e-07 | 0 | 0 | 1.6737e-05 | 0.00010138 | 8.8298e-05 | 9.1465e-05 | 4.7929e-07 | 0.00010279 | 3.2921e-05 | 4.4519e-05 | 9.6832e-06 | 1.759e-05 | 3.1917e-05 | 1.0908e-06
0 | 7.081e-07 | 5.6369e-07 | 4.9964e-07 | 0 | 0 | 4.3878e-06 | 9.7138e-05 | 6.2666e-05 | 8.0145e-05 | 3.9941e-07 | 9.2143e-05 | 2.785e-05 | 4.248e-05 | 3.9889e-05 | 1.7614e-05 | 2.8468e-05 | 1.0778e-06
0 | 7.081e-07 | 5.3254e-07 | 5.2931e-07 | 0 | 0 | 2.1669e-05 | 9.6224e-05 | 8.7213e-05 | 7.7114e-05 | 4.2604e-07 | 9.6404e-05 | 2.8417e-05 | 4.4859e-05 | 2.7408e-05 | 1.8044e-05 | 4.6721e-05 | 1.0129e-06
0 | 6.4373e-07 | 4.9511e-07 | 5.3712e-07 | 0 | 0 | 1.0164e-05 | 9.9765e-05 | 0.00012176 | 0.00016398 | 3.9941e-07 | 9.1739e-05 | 3.2592e-05 | 5.6838e-05 | 1.3821e-05 | 1.5273e-05 | 3.2572e-05 | 1.4155e-06
0 | 7.081e-07 | 7.5952e-07 | 5.1057e-07 | 0 | 0 | 1.6365e-05 | 9.1832e-05 | 0.0002495 | 9.773e-05 | 4.7929e-07 | 9.1092e-05 | 8.5831e-05 | 4.5992e-05 | 5.1272e-05 | 1.7635e-05 | 0.00012695 | 1.4025e-06
0 | 7.081e-07 | 8.8215e-07 | 5.0277e-07 | 0 | 0 | 7.9207e-05 | 9.7245e-05 | 0.00038565 | 7.5774e-05 | 4.2604e-07 | 0.00010928 | 0.00010782 | 5.6612e-05 | 5.373e-05 | 3.1845e-05 | 0.00020419 | 1.2077e-06
0 | 7.081e-07 | 1.2942e-06 | 4.3094e-07 | 0 | 0 | 8.3818e-05 | 9.1549e-05 | 0.00037275 | 0.00026443 | 3.5361e-05 | 9.7385e-05 | 0.00014828 | 4.5397e-05 | 0.00014408 | 4.1777e-05 | 0.00028104 | 1.4544e-06
2.3733e-06 | 7.081e-07 | 8.9209e-07 | 2.7793e-07 | 0 | 0 | 9.0023e-05 | 9.5156e-05 | 0.00030567 | 9.7222e-05 | 6.4092e-05 | 0.00010248 | 0.00014107 | 0.00018027 | 0.00010568 | 3.4081e-05 | 0.00021815 | 0.00013641
5.4681e-06 | 7.081e-07 | 7.6828e-07 | 1.7956e-07 | 0 | 0 | 0.00017326 | 9.475e-05 | 0.00021124 | 0.00020496 | 6.9475e-05 | 0.00011044 | 0.00013564 | 4.4293e-05 | 0.00011831 | 3.3093e-05 | 0.00020006 | 0.00017387
0 | 7.081e-07 | 1.1729e-06 | 1.3272e-07 | 0 | 0 | 0.00015035 | 9.625e-05 | 0.00012809 | 0.00011792 | 9.9107e-05 | 0.00011202 | 0.00015254 | 2.934e-05 | 7.0248e-05 | 2.1456e-05 | 0.00014919 | 0.00018775
0 | 7.081e-07 | 1.2843e-06 | 1.2491e-07 | 0 | 0 | 0.00018151 | 9.1468e-05 | 0.00013185 | 0.00015236 | 0.00020482 | 0.00010871 | 0.00013021 | 2.934e-05 | 9.6247e-05 | 3.1015e-05 | 0.00012357 | 0.0001368
0 | 7.081e-07 | 1.2125e-06 | 4.2626e-07 | 0 | 0 | 0.00016777 | 0.00010175 | 9.6987e-05 | 0.00035308 | 0.00024689 | 0.0001056 | 0.00012668 | 8.5657e-05 | 6.4239e-05 | 2.4872e-05 | 9.9414e-05 | 9.0556e-05
0 | 6.4373e-07 | 9.3205e-07 | 2.9838e-06 | 0 | 0 | 0.00017314 | 0.00010641 | 7.732e-05 | 0.00011913 | 0.00015018 | 9.6995e-05 | 8.9302e-05 | 0.00059779 | 5.6011e-05 | 3.2508e-05 | 7.5545e-05 | 1.4025e-06
0 | 7.081e-07 | 1.5551e-06 | 2.1188e-06 | 0 | 1.3142e-07 | 0.00012988 | 0.00010109 | 6.7007e-05 | 0.00011517 | 0.00012513 | 9.9203e-05 | 8.5009e-05 | 0.00019236 | 0.00011932 | 2.5071e-05 | 6.0375e-05 | 0.00063865
0 | 7.081e-07 | 8.9139e-06 | 6.4954e-07 | 0 | 1.3142e-07 | 0.00013113 | 0.00010182 | 5.1338e-05 | 0.00020861 | 8.2454e-05 | 0.0001039 | 0.00016526 | 0.00039584 | 0.0001395 | 2.3784e-05 | 8.6317e-05 | 3.9301e-05
1.1867e-05 | 7.081e-07 | 8.1755e-06 | 1.883e-06 | 0 | 0 | 0.00012528 | 0.00011476 | 7.727e-05 | 0.00036583 | 3.8929e-05 | 0.00010691 | 0.00027242 | 0.00034466 | 0.00029157 | 2.9078e-05 | 0.0001181 | 2.9703e-05
3.56e-06 | 7.081e-07 | 3.8286e-06 | 5.8443e-06 | 0 | 0 | 0.00019251 | 9.7382e-05 | 0.00013624 | 0.00023002 | 4.1805e-05 | 0.00010954 | 0.00055982 | 3.101e-05 | 0.00043785 | 3.3758e-05 | 0.00013811 | 1.2337e-06
1.1867e-06 | 7.081e-07 | 4.0625e-06 | 1.1429e-06 | 0 | 0 | 0.00018368 | 9.6579e-05 | 0.00017476 | 0.00019383 | 4.1991e-05 | 0.00011789 | 0.00042029 | 3.2511e-05 | 0.00048231 | 5.3465e-05 | 0.00020642 | 0.00010529
9.4933e-06 | 7.081e-07 | 4.6496e-06 | 5.7756e-06 | 0 | 0 | 0.00018809 | 0.00010192 | 0.00029834 | 0.00017161 | 4.2231e-05 | 0.00011559 | 0.0002352 | 0.00014162 | 0.00037259 | 5.3045e-05 | 0.00022964 | 0.00063609
0 | 7.081e-07 | 5.6484e-06 | 2.5076e-06 | 0 | 0 | 0.00014387 | 9.3863e-05 | 0.00030202 | 0.00020492 | 6.6569e-06 | 0.00011355 | 8.3815e-05 | 0.00016329 | 5.34e-05 | 6.4846e-05 | 0.0001612 | 2.7647e-05
0 | 7.081e-07 | 5.8981e-06 | 2.2265e-06 | 0 | 0 | 0.00016528 | 8.6374e-05 | 0.00039955 | 0.0001807 | 3.9941e-07 | 0.00011268 | 0.00015126 | 3.5542e-05 | 6.0672e-05 | 5.0647e-05 | 0.0001816 | 1.3752e-05
0 | 7.081e-07 | 5.4109e-06 | 1.5255e-06 | 0 | 0 | 0.00011478 | 9.0183e-05 | 0.00027796 | 0.00011903 | 4.2604e-07 | 0.00010389 | 9.9062e-05 | 3.5343e-05 | 3.5897e-05 | 2.3644e-05 | 0.00013784 | 4.0036e-05
0 | 7.081e-07 | 3.0395e-06 | 1.182e-06 | 0 | 0 | 5.125e-05 | 9.3389e-05 | 0.00021001 | 8.8623e-05 | 3.9941e-07 | 0.00010579 | 9.2534e-05 | 3.591e-05 | 8.8342e-06 | 2.0411e-05 | 0.00010068 | 1.2986e-06
0 | 6.4373e-07 | 4.9511e-07 | 4.5436e-07 | 0 | 0 | 3.4126e-05 | 8.1973e-05 | 0.00016147 | 0.00011643 | 4.2604e-07 | 9.8458e-05 | 7.3697e-05 | 4.7946e-05 | 1.0899e-05 | 2.0438e-05 | 5.3372e-05 | 3.0864e-06
0 | 7.081e-07 | 4.7359e-07 | 4.2782e-07 | 0 | 0 | 2.9027e-05 | 9.0324e-05 | 0.00012965 | 0.00014219 | 4.7929e-07 | 9.2059e-05 | 5.4479e-05 | 3.659e-05 | 1.0469e-05 | 2.0177e-05 | 3.3307e-05 | 2.6622e-06
0 | 7.081e-07 | 3.5797e-07 | 4.1689e-07 | 0 | 0 | 3.4962e-06 | 9.0549e-05 | 0.00017465 | 0.00015188 | 4.2604e-07 | 9.1085e-05 | 4.8865e-05 | 3.7496e-05 | 1.3371e-05 | 1.9928e-05 | 3.445e-05 | 1.0129e-06
0 | 6.4373e-07 | 3.3377e-07 | 4.731e-07 | 0 | 0 | 2.9953e-06 | 7.1908e-05 | 0.00020673 | 0.00011053 | 3.9941e-07 | 9.2876e-05 | 3.0114e-05 | 4.8711e-05 | 2.8523e-05 | 2.464e-05 | 5.2245e-05 | 1.2207e-06
0 | 7.081e-07 | 2.7957e-07 | 3.7942e-07 | 0 | 0 | 5.5641e-06 | 7.9918e-05 | 0.00029973 | 0.00011112 | 4.2604e-07 | 8.6238e-05 | 2.9955e-05 | 3.7467e-05 | 1.3939e-05 | 1.8217e-05 | 3.3972e-05 | 1.1558e-06
0 | 7.081e-07 | 2.777e-07 | 3.6068e-07 | 0 | 0 | 2.1482e-05 | 7.9912e-05 | 0.0003652 | 0.00010564 | 4.7929e-07 | 8.441e-05 | 4.7071e-05 | 4.8484e-05 | 5.2535e-05 | 1.3021e-05 | 0.0001079 | 1.87e-06
0 | 7.081e-07 | 3.1886e-07 | 3.4507e-07 | 0 | 0 | 8.8694e-05 | 8.1881e-05 | 0.00038682 | 0.00013283 | 4.5267e-07 | 9.9181e-05 | 8.9982e-05 | 3.7921e-05 | 8.832e-05 | 2.0596e-05 | 0.00018307 | 2.1297e-06
0 | 7.081e-07 | 3.5014e-07 | 1.3428e-07 | 0 | 0 | 0.00012943 | 8.0655e-05 | 0.0004839 | 0.00032892 | 3.4642e-05 | 9.6045e-05 | 0.00013135 | 4.9022e-05 | 0.0001289 | 3.9763e-05 | 0.00025701 | 3.3868e-05
0 | 7.081e-07 | 7.9087e-07 | 9.3683e-08 | 0 | 0 | 0.00014148 | 8.1785e-05 | 0.00030568 | 8.5435e-05 | 6.4012e-05 | 9.8397e-05 | 9.1085e-05 | 0.00017359 | 0.00010289 | 3.1101e-05 | 0.00023688 | 1.9791e-05
0 | 7.081e-07 | 1.3848e-06 | 1.093e-07 | 0 | 0 | 0.00015117 | 8.4599e-05 | 0.00014904 | 0.00042211 | 5.0245e-05 | 9.4399e-05 | 0.00014287 | 3.7745e-05 | 9.6737e-05 | 2.3319e-05 | 0.00018966 | 0.0004078
0 | 7.081e-07 | 1.4823e-06 | 1.2491e-07 | 0 | 0 | 0.00016123 | 9.0391e-05 | 8.8179e-05 | 0.00037852 | 0.00010006 | 9.4607e-05 | 0.00015066 | 3.5683e-05 | 8.7638e-05 | 2.2648e-05 | 0.0001536 | 0.000315
0 | 7.081e-07 | 1.5469e-06 | 1.7722e-06 | 0 | 0 | 0.00016961 | 8.8571e-05 | 9.3245e-05 | 0.00023375 | 0.00015834 | 9.6724e-05 | 0.00013353 | 3.5502e-05 | 0.00023095 | 2.6776e-05 | 0.0001355 | 0.00014333
0 | 6.4373e-07 | 1.0244e-06 | 1.2491e-07 | 0 | 4.4797e-07 | 0.00011098 | 9.5228e-05 | 5.0945e-05 | 0.00025044 | 0.0002269 | 9.8499e-05 | 0.00012016 | 3.3616e-05 | 0.00015621 | 2.5767e-05 | 9.7593e-05 | 0.00053003
0 | 7.081e-07 | 5.3371e-06 | 1.3272e-07 | 0 | 1.3142e-07 | 0.0001483 | 9.6783e-05 | 2.4879e-05 | 0.00015046 | 0.00013865 | 0.00010283 | 6.8796e-05 | 0.00054868 | 4.8797e-05 | 2.1347e-05 | 0.00010595 | 0.00032506
5.9333e-06 | 7.081e-07 | 9.6807e-06 | 1.2491e-07 | 0 | 0 | 0.00014881 | 0.0001015 | 4.7612e-05 | 0.00019435 | 6.5993e-05 | 9.9181e-05 | 7.4513e-05 | 0.00025071 | 6.3419e-05 | 3.3376e-05 | 6.3873e-05 | 7.5242e-05
0 | 7.081e-07 | 3.9292e-06 | 1.8893e-07 | 0 | 3.9443e-07 | 0.00015098 | 0.00010021 | 5.0087e-05 | 0.0001713 | 6.6457e-05 | 0.00010657 | 0.00016715 | 0.00039111 | 0.00010373 | 2.2451e-05 | 8.5917e-05 | 1.0778e-06
8.3789e-06 | 7.081e-07 | 8.5495e-06 | 1.7769e-06 | 0 | 0 | 0.00012586 | 0.00010444 | 8.2399e-05 | 0.00018701 | 0.00010479 | 0.00010739 | 0.00021228 | 0.00034301 | 0.00022834 | 6.8655e-05 | 0.00011327 | 1.1791e-05
5.9333e-06 | 6.4373e-07 | 6.2487e-06 | 4.3219e-06 | 0 | 0 | 0.00013634 | 0.00010022 | 9.4141e-05 | 0.00023489 | 0.00010237 | 0.00011415 | 0.00051006 | 3.4777e-05 | 0.00046802 | 3.5896e-05 | 0.00013481 | 9.1199e-05
0 | 7.081e-07 | 5.867e-06 | 1.0745e-05 | 0 | 0 | 0.00014304 | 9.9633e-05 | 0.00020244 | 0.00037019 | 4.1725e-05 | 0.00011234 | 0.0005247 | 3.5004e-05 | 0.00060712 | 4.1958e-05 | 0.00021149 | 6.6715e-05
0 | 7.7248e-07 | 5.927e-06 | 9.818e-06 | 0 | 0 | 0.00013641 | 9.8518e-05 | 0.00030597 | 0.00031026 | 4.2178e-05 | 0.00011125 | 0.00024171 | 4.013e-05 | 0.00034703 | 4.5884e-05 | 0.000249 | 0.00051616
0 | 7.081e-07 | 7.3372e-06 | 5.7397e-06 | 0 | 0 | 0.00012206 | 9.6111e-05 | 0.00030337 | 5.9316e-05 | 6.5503e-06 | 0.00010803 | 0.00017223 | 4.2027e-05 | 0.0001294 | 5.1973e-05 | 0.00018932 | 0.00014329
0 | 7.081e-07 | 7.4226e-06 | 6.792e-07 | 0 | 0 | 0.00016606 | 9.6121e-05 | 0.00025735 | 0.00013244 | 4.5267e-07 | 0.00010997 | 7.3583e-05 | 4.0243e-05 | 4.3629e-05 | 4.8625e-05 | 0.00013214 | 8.9701e-05
0 | 7.081e-07 | 6.913e-06 | 9.5088e-07 | 0 | 0 | 0.00013227 | 8.5179e-05 | 0.00016756 | 0.00019534 | 5.0592e-07 | 0.00011051 | 5.8126e-05 | 0.0002749 | 5.1766e-05 | 3.576e-05 | 7.1412e-05 | 5.5477e-05
0 | 6.4373e-07 | 8.8948e-07 | 1.171e-07 | 0 | 0 | 6.111e-05 | 9.3578e-05 | 0.00018555 | 9.1372e-05 | 4.2604e-07 | 0.0001021 | 5.629e-05 | 2.9453e-06 | 1.959e-05 | 1.9503e-05 | 0.00010773 | 1.1662e-05
0 | 7.081e-07 | 8.3285e-07 | 1.171e-07 | 0 | 0 | 1.287e-05 | 9.7727e-05 | 0.00011875 | 8.9352e-05 | 4.2886e-05 | 9.5936e-05 | 4.4147e-05 | 6.5703e-06 | 8.89e-06 | 2.1024e-05 | 7.1536e-05 | 1.0778e-06
0 | 6.4373e-07 | 8.3461e-07 | 1.171e-07 | 0 | 0 | 4.0526e-06 | 8.7385e-05 | 3.1156e-05 | 8.3988e-05 | 6.3501e-05 | 9.2303e-05 | 3.0472e-05 | 6.9101e-06 | 7.0869e-06 | 1.6323e-05 | 4.468e-05 | 1.87e-06
0 | 7.081e-07 | 7.5445e-07 | 1.171e-07 | 0 | 0 | 3.4093e-06 | 8.806e-05 | 4.8668e-05 | 0.00011264 | 6.3181e-05 | 9.2609e-05 | 3.1326e-05 | 6.7685e-06 | 8.7711e-06 | 1.8537e-05 | 3.0369e-05 | 1.0778e-06
0 | 6.4373e-07 | 8.3285e-07 | 1.093e-07 | 0 | 0 | 4.5295e-06 | 9.6244e-05 | 7.1431e-05 | 9.3215e-05 | 6.2862e-05 | 9.242e-05 | 3.1022e-05 | 8.496e-06 | 1.6408e-05 | 1.745e-05 | 4.5039e-05 | 1.0908e-06
0 | 7.081e-07 | 9.3331e-07 | 1.171e-07 | 0 | 0 | 6.1386e-06 | 8.3746e-05 | 0.00012739 | 9.912e-05 | 6.2542e-05 | 8.6984e-05 | 3.1243e-05 | 7.0234e-06 | 9.7342e-06 | 1.7417e-05 | 4.3547e-05 | 1.4025e-06
0 | 6.4373e-07 | 7.741e-07 | 1.171e-07 | 0 | 0 | 3.8028e-05 | 8.6354e-05 | 0.00022722 | 0.00011481 | 6.2047e-05 | 8.8918e-05 | 4.4054e-05 | 1.1186e-05 | 4.2096e-05 | 1.8309e-05 | 0.00012704 | 1.5324e-06
0 | 7.081e-07 | 9.1144e-07 | 1.171e-07 | 0 | 0 | 7.6619e-05 | 8.9416e-05 | 0.00036999 | 0.0001505 | 6.1637e-05 | 0.00010843 | 8.146e-05 | 7.1083e-06 | 4.9251e-05 | 0.00014323 | 0.00022194 | 3.4192e-05
0 | 7.081e-07 | 1.0366e-06 | 1.093e-07 | 0 | 0 | 9.0079e-05 | 8.3116e-05 | 0.00035187 | 0.00048217 | 9.6546e-05 | 0.00010161 | 0.00012321 | 7.3349e-06 | 0.00017164 | 0.00012582 | 0.00026632 | 0.00010503
0 | 7.081e-07 | 8.5425e-07 | 9.3683e-08 | 0 | 0 | 0.00012527 | 9.4929e-05 | 0.00026084 | 0.0004876 | 7.616e-05 | 0.00010272 | 0.0001021 | 4.7125e-05 | 0.00014075 | 3.902e-05 | 0.00022469 | 0.00019866
0 | 7.7248e-07 | 8.408e-07 | 1.171e-07 | 1.2157e-06 | 0 | 0.00017562 | 9.0981e-05 | 0.00015505 | 0.00020997 | 2.9956e-05 | 9.5864e-05 | 9.4954e-05 | 8.7226e-06 | 0.00011078 | 2.9184e-05 | 0.00015452 | 0.00010347
0 | 7.081e-07 | 1.2815e-06 | 2.0766e-06 | 0 | 0 | 0.00018458 | 8.7244e-05 | 8.6398e-05 | 0.00020882 | 0.00013093 | 9.6891e-05 | 0.00011369 | 7.7031e-06 | 8.9224e-05 | 2.5566e-05 | 0.00012092 | 0.00051443
1.6481e-06 | 7.081e-07 | 1.1828e-06 | 1.9986e-06 | 0 | 1.6434e-06 | 0.00020175 | 9.268e-05 | 6.4356e-05 | 0.00011067 | 0.00020562 | 9.6184e-05 | 0.00010968 | 1.2461e-05 | 0.00034576 | 2.1814e-05 | 0.00012245 | 0.00078431
0 | 1.6093e-06 | 8.77e-07 | 3.8254e-07 | 0 | 1.0956e-06 | 0.00017753 | 0.00010239 | 0.00013223 | 0.00025689 | 0.00026503 | 0.00010226 | 0.00013281 | 7.5898e-06 | 0.00024169 | 2.3008e-05 | 9.1286e-05 | 0.00018149
0 | 2.4462e-06 | 6.5574e-07 | 3.4413e-06 | 0 | 0 | 0.00012992 | 9.1872e-05 | 6.5282e-05 | 0.00014515 | 0.0002164 | 0.00010507 | 0.00010028 | 0.00053738 | 0.00016985 | 2.5021e-05 | 5.7914e-05 | 0.00025763
0 | 1.2231e-06 | 6.2263e-07 | 3.8238e-06 | 0 | 0 | 0.00017032 | 9.3756e-05 | 3.5007e-05 | 0.00016167 | 0.00012538 | 0.00010348 | 8.8531e-05 | 0.00044945 | 6.4288e-05 | 2.2709e-05 | 6.3823e-05 | 8.1592e-05
8.2407e-07 | 7.081e-07 | 7.0123e-07 | 1.4818e-06 | 0 | 0 | 0.00019844 | 0.00010633 | 7.6255e-05 | 0.00016906 | 6.6276e-05 | 0.00010383 | 0.00017415 | 0.00037938 | 0.00012848 | 2.2428e-05 | 0.00010496 | 1.7933e-06
1.1867e-06 | 6.4373e-07 | 2.4829e-06 | 5.671e-06 | 0 | 0 | 0.00015504 | 8.8262e-05 | 0.00013505 | 0.00020292 | 0.00013372 | 0.00011904 | 0.00027359 | 0.00034207 | 0.00019356 | 2.7638e-05 | 0.0001102 | 0.00010422
3.56e-06 | 7.081e-07 | 9.4137e-06 | 6.8654e-06 | 0 | 0 | 0.00025276 | 9.8358e-05 | 0.00015006 | 0.00057091 | 0.00017662 | 0.00011241 | 0.00049798 | 0.00013956 | 0.0004493 | 3.4841e-05 | 0.00012947 | 0.00016191
8.3066e-06 | 7.081e-07 | 8.1137e-06 | 6.0223e-06 | 0 | 0 | 0.00023583 | 9.4648e-05 | 0.00027586 | 0.00038274 | 0.00011644 | 0.0001196 | 0.00061536 | 0.00018278 | 0.00061352 | 5.5223e-05 | 0.00022909 | 0.00065988
0 | 7.081e-07 | 5.9116e-06 | 9.2825e-06 | 0 | 0 | 0.00016565 | 9.4864e-05 | 0.00027747 | 0.00040858 | 4.1965e-05 | 0.00011228 | 0.00024413 | 0.00037995 | 0.00025961 | 6.2873e-05 | 0.00018204 | 0.000119
0 | 7.081e-07 | 6.4373e-06 | 3.4366e-06 | 0 | 0 | 0.00015686 | 9.1451e-05 | 0.0002792 | 0.00025239 | 6.6835e-06 | 0.0001133 | 0.00011865 | 0.00018966 | 7.8395e-05 | 6.5068e-05 | 0.00013591 | 4.0945e-05
0 | 7.081e-07 | 6.6823e-06 | 3.1259e-06 | 0 | 0 | 0.00014439 | 9.3413e-05 | 0.00018957 | 0.00021518 | 4.2604e-07 | 0.00010982 | 3.7812e-05 | 0.00014848 | 5.14e-05 | 5.7173e-05 | 0.00016523 | 2.5635e-05
0 | 7.081e-07 | 5.6663e-06 | 3.3055e-06 | 0 | 0 | 0.00013256 | 8.1054e-05 | 0.00027091 | 0.00015671 | 4.7929e-07 | 0.00010539 | 3.1885e-05 | 1.8578e-05 | 1.567e-05 | 4.3072e-05 | 0.00014871 | 6.9683e-05
0 | 7.081e-07 | 7.9433e-07 | 5.824e-07 | 0 | 0 | 6.792e-05 | 9.2097e-05 | 0.00018297 | 0.00016835 | 4.2604e-07 | 9.8313e-05 | 3.6504e-05 | 2.708e-05 | 2.0862e-05 | 2.2096e-05 | 8.4451e-05 | 3.2998e-05
0 | 6.4373e-07 | 6.0458e-07 | 1.0149e-07 | 0 | 0 | 3.8831e-05 | 8.5561e-05 | 0.00015585 | 0.00014222 | 3.9941e-07 | 0.00010088 | 2.6101e-05 | 1.9937e-05 | 1.7961e-05 | 1.6913e-05 | 3.4446e-05 | 2.1557e-05
0 | 7.081e-07 | 4.9511e-07 | 1.171e-07 | 0 | 0 | 1.7508e-05 | 8.9502e-05 | 9.6339e-05 | 8.3868e-05 | 4.2604e-07 | 9.7355e-05 | 2.4703e-05 | 2.8886e-05 | 9.6648e-06 | 1.9436e-05 | 2.9047e-05 | 1.2726e-06
0 | 7.081e-07 | 5.2967e-07 | 1.171e-07 | 0 | 0 | 1.3153e-05 | 8.516e-05 | 0.00011703 | 0.00012289 | 4.2604e-07 | 9.1243e-05 | 2.441e-05 | 2.0759e-05 | 1.3055e-05 | 1.6836e-05 | 3.7911e-05 | 6.2177e-05
0 | 6.4373e-07 | 7.2883e-07 | 1.093e-07 | 0 | 0 | 3.6511e-06 | 8.1058e-05 | 0.00018234 | 0.00011632 | 4.2604e-07 | 9.7301e-05 | 2.3954e-05 | 3.0699e-05 | 2.8729e-05 | 1.3713e-05 | 5.2413e-05 | 1.0908e-06
0 | 7.081e-07 | 3.4547e-07 | 1.171e-07 | 0 | 0 | 1.119e-05 | 8.3312e-05 | 0.00022758 | 0.00010776 | 4.7929e-07 | 9.505e-05 | 2.9577e-05 | 3.0784e-05 | 1.7658e-05 | 1.8735e-05 | 3.737e-05 | 1.0129e-06
0 | 7.081e-07 | 4.9217e-07 | 1.2491e-07 | 0 | 0 | 1.4052e-05 | 9.3785e-05 | 0.000438 | 0.00011543 | 3.9941e-07 | 9.2845e-05 | 3.4138e-05 | 2.1976e-05 | 2.5593e-05 | 1.7022e-05 | 0.00012107 | 1.2856e-06
0 | 6.4373e-07 | 6.5142e-07 | 1.093e-07 | 0 | 0 | 6.9847e-05 | 7.3668e-05 | 0.0004409 | 0.00014134 | 4.7929e-07 | 9.4612e-05 | 6.4662e-05 | 3.2257e-05 | 6.6681e-05 | 1.2632e-05 | 0.00012152 | 7.9449e-05
0 | 7.081e-07 | 9.6632e-07 | 7.8069e-08 | 0 | 0 | 0.0001253 | 7.4818e-05 | 0.00036102 | 0.00025055 | 3.5335e-05 | 9.0796e-05 | 9.4786e-05 | 3.2936e-05 | 0.00022691 | 2.1289e-05 | 0.00026136 | 7.3151e-05
0 | 7.7248e-07 | 6.9442e-07 | 1.3116e-07 | 0 | 0 | 0.00019732 | 8.2383e-05 | 0.00042436 | 0.00014715 | 6.4252e-05 | 0.00011595 | 0.00013198 | 7.3179e-05 | 0.00012085 | 2.1311e-05 | 0.00030716 | 0.00029637
0 | 7.081e-07 | 8.9047e-07 | 3.8722e-07 | 0 | 0 | 0.00026871 | 8.1362e-05 | 0.00025285 | 0.00015 | 2.9743e-05 | 9.4605e-05 | 0.00013789 | 2.8688e-05 | 7.2714e-05 | 1.934e-05 | 0.00024952 | 0.00018105
0 | 7.081e-07 | 1.3997e-06 | 2.1859e-06 | 0 | 0 | 0.00025616 | 8.2512e-05 | 0.00020356 | 0.00019365 | 8.3876e-05 | 9.8217e-05 | 0.00014293 | 3.2398e-05 | 0.0001353 | 3.1293e-05 | 0.00017876 | 0.000163
8.2407e-07 | 7.081e-07 | 1.1855e-06 | 2.5654e-06 | 0 | 0 | 0.00028456 | 8.8681e-05 | 0.00016248 | 0.00022702 | 0.00012749 | 9.5078e-05 | 0.00017842 | 3.5797e-05 | 0.00013206 | 3.6264e-05 | 0.00020739 | 0.00012182
0 | 7.081e-07 | 9.7096e-07 | 1.2678e-06 | 0 | 0 | 0.00018897 | 8.24e-05 | 0.00011127 | 0.00014748 | 0.00018841 | 0.00010067 | 0.00013277 | 3.455e-05 | 0.0001268 | 2.06e-05 | 0.00015244 | 0.00012517
0 | 7.081e-07 | 7.3206e-07 | 4.2282e-06 | 0 | 0 | 0.00015857 | 9.8722e-05 | 7.2223e-05 | 0.00016468 | 0.00013804 | 0.00010314 | 5.8057e-05 | 0.00056806 | 0.00010607 | 1.8231e-05 | 0.00010397 | 9.5331e-05
0 | 7.081e-07 | 1.2119e-06 | 3.752e-06 | 0 | 0 | 0.00017594 | 9.5077e-05 | 7.1648e-05 | 0.00015308 | 6.487e-05 | 9.6911e-05 | 8.547e-05 | 0.00027081 | 9.4838e-05 | 1.7242e-05 | 6.9504e-05 | 0.00015264
0 | 7.081e-07 | 9.1037e-06 | 7.3229e-07 | 0 | 0 | 0.00016961 | 9.395e-05 | 5.6484e-05 | 0.00015368 | 6.6217e-05 | 0.00010086 | 0.00014453 | 0.0003771 | 8.1905e-05 | 2.746e-05 | 8.94e-05 | 0.00012835
0 | 7.081e-07 | 6.7371e-06 | 5.824e-07 | 0 | 0 | 0.00021235 | 9.6295e-05 | 7.4301e-05 | 0.00019286 | 0.0001016 | 0.00010556 | 0.00017212 | 0.00035527 | 0.00014238 | 3.2819e-05 | 0.00014303 | 8.6474e-05
0 | 7.081e-07 | 6.512e-06 | 4.9184e-07 | 0 | 0 | 0.00021852 | 0.00010146 | 0.00016442 | 0.00020029 | 0.00010134 | 0.00011172 | 0.00033373 | 2.2741e-05 | 0.00040427 | 4.6901e-05 | 0.00019696 | 4.9122e-05
0 | 7.081e-07 | 8.5065e-06 | 3.0135e-07 | 0 | 0 | 0.00017711 | 9.4694e-05 | 0.00023058 | 0.00035273 | 4.2231e-05 | 0.00010894 | 0.00045831 | 2.3987e-05 | 0.00033453 | 4.407e-05 | 0.00017176 | 6.6216e-05
0 | 7.081e-07 | 7.8073e-06 | 2.2952e-07 | 0 | 0 | 0.00014812 | 9.0593e-05 | 0.0002247 | 0.00018589 | 4.2231e-05 | 0.00011073 | 0.00020203 | 3.6363e-05 | 0.00017849 | 4.1719e-05 | 0.00012091 | 9.7707e-05
0 | 7.081e-07 | 7.6448e-06 | 1.1052e-05 | 0 | 0 | 0.00016918 | 9.6118e-05 | 0.00026604 | 0.00012517 | 6.8699e-06 | 0.00010848 | 6.4117e-05 | 3.6816e-05 | 4.5814e-05 | 6.6007e-05 | 0.00012427 | 5.2503e-05
0 | 7.081e-07 | 7.6611e-06 | 8.4293e-06 | 0 | 1.3142e-07 | 0.00011285 | 8.6123e-05 | 0.00027109 | 0.00018826 | 4.2604e-07 | 0.00010074 | 0.00010119 | 2.5035e-05 | 6.938e-05 | 4.7708e-05 | 0.00010581 | 4.8633e-05
0 | 6.4373e-07 | 5.5485e-06 | 8.1811e-06 | 0 | 0 | 9.8582e-05 | 9.0063e-05 | 0.00024727 | 0.00013322 | 4.7929e-07 | 0.0001 | 5.0011e-05 | 3.6816e-05 | 3.2679e-05 | 2.9641e-05 | 0.00014017 | 1.1428e-06
0 | 7.081e-07 | 5.1476e-07 | 4.3277e-06 | 0 | 0 | 7.5479e-05 | 8.9087e-05 | 0.00029981 | 8.6799e-05 | 3.9941e-07 | 9.745e-05 | 4.2944e-05 | 3.6929e-05 | 1.8461e-05 | 2.5965e-05 | 0.00010794 | 1.0778e-06
0 | 7.081e-07 | 5.2271e-07 | 3.0837e-07 | 0 | 0 | 6.0004e-05 | 8.8345e-05 | 0.00022553 | 0.00013048 | 4.2604e-07 | 9.4179e-05 | 3.3923e-05 | 3.7496e-05 | 1.0212e-05 | 2.3963e-05 | 9.2206e-05 | 1.2077e-06
0 | 6.4373e-07 | 5.7084e-07 | 2.2952e-07 | 0 | 0 | 1.8401e-05 | 7.9979e-05 | 0.00025237 | 0.00015629 | 3.9941e-07 | 9.0887e-05 | 3.6819e-05 | 3.809e-05 | 1.156e-05 | 1.7352e-05 | 4.749e-05 | 1.0129e-06
0 | 7.081e-07 | 5.1289e-07 | 1.7331e-07 | 0 | 0 | 1.4978e-05 | 7.5822e-05 | 0.00018247 | 0.00014069 | 4.2604e-07 | 8.9686e-05 | 3.3415e-05 | 3.8374e-05 | 1.2276e-05 | 1.9336e-05 | 4.8799e-05 | 1.0908e-06
0 | 7.081e-07 | 4.8342e-07 | 2.3733e-07 | 0 | 0 | 4.6046e-06 | 8.1701e-05 | 0.00022675 | 0.00011572 | 3.9941e-07 | 8.6458e-05 | 3.3082e-05 | 3.8289e-05 | 6.5064e-06 | 1.8706e-05 | 2.7719e-05 | 1.0129e-06
0 | 7.081e-07 | 4.3636e-07 | 1.8893e-07 | 0 | 0 | 3.3604e-06 | 7.6346e-05 | 0.00028086 | 0.00012507 | 4.2604e-07 | 8.3827e-05 | 3.3251e-05 | 3.8289e-05 | 9.349e-06 | 1.9032e-05 | 4.5975e-05 | 1.0778e-06
0 | 6.4373e-07 | 6.3733e-07 | 1.7331e-07 | 0 | 0 | 8.68e-06 | 8.3379e-05 | 0.00039605 | 0.00013355 | 5.432e-07 | 7.9639e-05 | 3.7523e-05 | 3.7836e-05 | 4.1279e-05 | 1.6547e-05 | 6.4442e-05 | 3.4153e-06
0 | 7.081e-07 | 4.9511e-07 | 2.4483e-06 | 0 | 0 | 2.7043e-05 | 7.0645e-05 | 0.00044284 | 0.00014395 | 3.9941e-07 | 9.2154e-05 | 7.2016e-05 | 3.8374e-05 | 2.2105e-05 | 1.9908e-05 | 6.539e-05 | 1.9219e-06
0 | 7.081e-07 | 9.9561e-07 | 1.36e-06 | 0 | 0 | 8.3021e-05 | 7.9273e-05 | 0.00064401 | 0.00015145 | 3.4616e-05 | 9.4739e-05 | 0.000145 | 3.7694e-05 | 8.9624e-05 | 2.0297e-05 | 0.0001551 | 2.0648e-06
0 | 7.081e-07 | 5.6369e-07 | 1.983e-07 | 0 | 0 | 0.00019829 | 7.2271e-05 | 0.00056587 | 0.00020904 | 0.00011197 | 9.2588e-05 | 0.00016037 | 7.6351e-05 | 0.00018123 | 2.2444e-05 | 0.00026804 | 0.00014089
0 | 7.081e-07 | 1.0871e-06 | 1.7644e-07 | 0 | 0 | 0.00026148 | 7.6481e-05 | 0.0003707 | 0.0002376 | 2.9924e-05 | 9.4621e-05 | 0.00020016 | 3.7892e-05 | 0.00027038 | 2.9574e-05 | 0.0002484 | 0.00014487
0 | 7.081e-07 | 1.38e-06 | 2.3265e-07 | 0 | 0 | 0.00034348 | 8.0419e-05 | 0.00022244 | 0.00018002 | 8.4489e-05 | 9.3844e-05 | 0.0002153 | 3.7156e-05 | 8.2486e-05 | 3.3431e-05 | 0.00022769 | 0.00021651
0 | 7.081e-07 | 1.2051e-06 | 3.1228e-07 | 0 | 0 | 0.00036628 | 8.7409e-05 | 0.00015403 | 0.00019323 | 0.00016684 | 9.5545e-05 | 0.00017995 | 2.4355e-05 | 0.00032593 | 2.9916e-05 | 0.00024568 | 0.00014525
0 | 7.081e-07 | 9.4435e-07 | 7.7498e-07 | 0 | 2.6295e-07 | 0.00037615 | 9.5004e-05 | 0.00015628 | 0.0001823 | 0.00028489 | 9.9106e-05 | 0.00012264 | 3.3078e-05 | 0.00013621 | 2.9501e-05 | 0.00012923 | 0.00011185
0 | 6.4373e-07 | 1.1726e-06 | 6.5228e-06 | 0 | 0 | 0.0003103 | 9.3455e-05 | 0.00011303 | 0.00018269 | 0.0002455 | 0.00010445 | 0.00010519 | 0.000556 | 0.00012046 | 2.5761e-05 | 0.00010649 | 4.1603e-05
0 | 7.081e-07 | 1.1072e-06 | 3.5861e-06 | 0 | 0 | 0.00031941 | 9.481e-05 | 8.743e-05 | 0.00013502 | 0.00016396 | 9.8693e-05 | 9.8223e-05 | 0.00028989 | 0.00011184 | 2.0273e-05 | 0.00012878 | 7.1966e-05
0 | 7.081e-07 | 8.1939e-07 | 3.8275e-06 | 0 | 1.3142e-07 | 0.00030089 | 9.9913e-05 | 7.893e-05 | 0.00012131 | 0.0002 | 0.00010243 | 0.00013303 | 0.00038959 | 0.00014544 | 1.9663e-05 | 7.3865e-05 | 5.0646e-06
0 | 7.081e-07 | 6.1047e-07 | 9.3633e-07 | 0 | 5.259e-07 | 0.00025772 | 0.00010055 | 0.00010289 | 0.00021999 | 0.00020039 | 0.00010636 | 0.0002648 | 0.00033799 | 0.00021323 | 2.2542e-05 | 0.00012529 | 0.00024086
0 | 7.081e-07 | 6.3118e-06 | 2.9042e-07 | 0 | 3.9443e-07 | 0.00026947 | 8.7506e-05 | 0.00013279 | 0.00017802 | 0.00016682 | 0.00011644 | 0.00044422 | 0.00015859 | 0.0003126 | 5.8167e-05 | 0.00015336 | 0.00020919
0 | 7.081e-07 | 6.7161e-06 | 3.0822e-06 | 0 | 0 | 0.00019169 | 0.00010754 | 0.00020545 | 0.00016428 | 4.1858e-05 | 0.00011355 | 0.00050399 | 0.00022681 | 0.00050738 | 5.9714e-05 | 0.00017423 | 1.4402e-05
0 | 6.4373e-07 | 8.5614e-06 | 2.4592e-06 | 0 | 0 | 0.00014926 | 9.7221e-05 | 0.00022977 | 0.00027911 | 6.0545e-05 | 0.00011673 | 0.00028674 | 0.00021847 | 0.00027834 | 4.2682e-05 | 0.00017926 | 0.00012138
0 | 7.081e-07 | 7.9855e-06 | 7.4235e-06 | 0 | 0 | 0.00016898 | 9.0573e-05 | 0.00022311 | 0.00016978 | 0.00010915 | 0.00010563 | 0.00011915 | 0.00023252 | 7.3769e-05 | 4.3885e-05 | 0.00014298 | 9.8357e-05
0 | 7.081e-07 | 8.0266e-06 | 7.3947e-06 | 0 | 0 | 0.00013135 | 9.5297e-05 | 0.00029854 | 0.00020866 | 0.00010095 | 9.9042e-05 | 7.2619e-05 | 0.00013034 | 8.0128e-05 | 3.8208e-05 | 0.00013419 | 0.00010117
0 | 7.081e-07 | 5.5993e-06 | 5.3727e-06 | 0 | 0 | 0.00015052 | 0.00010026 | 0.00032745 | 0.00018204 | 3.9062e-05 | 9.7589e-05 | 9.5911e-05 | 7.6391e-05 | 3.8045e-05 | 3.0031e-05 | 0.0001099 | 2.3791e-05
0 | 7.081e-07 | 2.5827e-06 | 2.5794e-06 | 0 | 0 | 9.867e-05 | 9.3529e-05 | 0.0002312 | 7.6635e-05 | 4.2604e-07 | 9.9514e-05 | 6.5304e-05 | 3.8657e-05 | 3.4417e-05 | 3.0758e-05 | 9.226e-05 | 5.0074e-05
0 | 7.081e-07 | 4.9511e-07 | 1.7691e-06 | 0 | 0 | 2.7302e-05 | 7.6355e-05 | 0.00021555 | 0.00012075 | 3.9941e-07 | 8.8446e-05 | 5.7047e-05 | 3.8968e-05 | 3.9142e-05 | 2.4212e-05 | 4.714e-05 | 1.0129e-06
0 | 7.081e-07 | 4.9511e-07 | 5.7459e-07 | 0 | 0 | 2.2519e-05 | 8.5761e-05 | 0.00021649 | 0.0001428 | 4.7929e-07 | 9.1735e-05 | 3.1095e-05 | 3.945e-05 | 3.1513e-05 | 2.9559e-05 | 5.7806e-05 | 1.1558e-06
0 | 7.081e-07 | 4.6109e-07 | 5.7459e-07 | 0 | 0 | 1.2467e-05 | 8.6589e-05 | 0.0001781 | 0.00015484 | 4.2604e-07 | 8.9256e-05 | 2.9622e-05 | 3.9308e-05 | 1.2078e-05 | 3.0063e-05 | 3.8017e-05 | 1.5973e-06
0 | 6.4373e-07 | 4.2654e-07 | 5.7459e-07 | 0 | 0 | 1.0679e-05 | 7.4884e-05 | 0.00023842 | 7.8802e-05 | 3.9941e-07 | 9.2201e-05 | 3.3973e-05 | 3.8997e-05 | 7.9803e-06 | 2.1513e-05 | 4.305e-05 | 1.1428e-06
0 | 7.081e-07 | 3.9252e-07 | 5.6366e-07 | 0 | 0 | 3.3489e-06 | 7.8608e-05 | 0.00029752 | 0.00013575 | 4.2604e-07 | 8.1849e-05 | 3.0172e-05 | 3.843e-05 | 1.1488e-05 | 1.9749e-05 | 3.5874e-05 | 1.4804e-06
0 | 7.081e-07 | 5.064e-07 | 4.8403e-07 | 0 | 0 | 2.0112e-05 | 7.746e-05 | 0.00034934 | 0.000126 | 4.5267e-07 | 8.3823e-05 | 3.8406e-05 | 4.9957e-05 | 3.5968e-05 | 1.912e-05 | 6.1325e-05 | 1.7272e-06
0 | 7.081e-07 | 1.7967e-06 | 1.6988e-06 | 0 | 0 | 1.987e-05 | 7.6905e-05 | 0.00046191 | 0.00015344 | 4.2604e-07 | 8.3974e-05 | 5.2145e-05 | 3.8175e-05 | 3.1799e-05 | 2.5599e-05 | 7.9522e-05 | 2.1167e-06
0 | 7.081e-07 | 4.1643e-06 | 1.6317e-06 | 0 | 0 | 3.7177e-05 | 7.3273e-05 | 0.00073004 | 0.00015562 | 3.5494e-05 | 9.0955e-05 | 0.00011785 | 3.8175e-05 | 0.00017607 | 2.4675e-05 | 0.00015581 | 3.6997e-05
0 | 7.081e-07 | 4.9497e-07 | 1.31e-06 | 0 | 0 | 0.00011188 | 8.2477e-05 | 0.00072681 | 0.00022466 | 6.3986e-05 | 9.8717e-05 | 0.00014542 | 7.5076e-05 | 0.00026563 | 3.3852e-05 | 0.00025846 | 4.3484e-05
0 | 7.081e-07 | 1.5202e-06 | 3.154e-07 | 0 | 0 | 0.00022145 | 7.4037e-05 | 0.00050951 | 0.00015477 | 3.4054e-05 | 9.6731e-05 | 0.00016523 | 3.659e-05 | 0.00025986 | 4.9366e-05 | 0.00024421 | 5.5662e-05
0 | 7.081e-07 | 1.4263e-06 | 2.2952e-07 | 0 | 0 | 0.00024871 | 8.4293e-05 | 0.00018348 | 0.00020804 | 0.00016334 | 9.5422e-05 | 0.00019667 | 7.3417e-05 | 0.00019864 | 2.7687e-05 | 0.00021583 | 0.00016724
0 | 7.081e-07 | 1.4502e-06 | 6.6465e-06 | 0 | 0 | 0.00023979 | 9.401e-05 | 0.00016132 | 0.00017941 | 0.00013925 | 9.8988e-05 | 0.00017241 | 0.00022842 | 0.00027961 | 2.3827e-05 | 0.00018055 | 0.00022
0 | 6.4373e-07 | 8.5613e-07 | 3.9414e-06 | 0 | 0 | 0.00025868 | 9.1537e-05 | 0.00011963 | 0.00019626 | 0.00022419 | 0.00010437 | 0.00021997 | 4.7555e-05 | 0.00016932 | 2.381e-05 | 0.00014378 | 0.00021911
0 | 3.5586e-05 | 1.1843e-06 | 4.7097e-06 | 0 | 0 | 0.00027622 | 9.4502e-05 | 6.0216e-05 | 0.00017428 | 0.00014727 | 0.00010642 | 0.00023469 | 0.00055562 | 9.5405e-05 | 2.2781e-05 | 0.00013188 | 0.0001455
0 | 0.00010284 | 1.3497e-06 | 1.4473e-06 | 0 | 0 | 0.00025954 | 9.6809e-05 | 0.00014493 | 0.00015577 | 0.00010653 | 0.00011306 | 0.00025134 | 0.00024253 | 8.267e-05 | 2.13e-05 | 0.00012119 | 0.00016634
0 | 7.081e-07 | 1.351e-06 | 2.048e-06 | 0 | 6.5738e-07 | 0.00033994 | 0.00010063 | 0.00014404 | 0.00010784 | 0.00010695 | 0.00011372 | 0.00024841 | 0.00039312 | 0.00012231 | 8.78e-05 | 0.00016516 | 0.00015878
0 | 6.4373e-07 | 1.4505e-06 | 1.4052e-07 | 0 | 3.9443e-07 | 0.00028849 | 0.00010648 | 0.00011299 | 0.00023266 | 0.00010651 | 0.00010861 | 0.00025743 | 0.00033837 | 0.00010624 | 8.5831e-05 | 0.00011669 | 0.00012889
0 | 7.081e-07 | 8.3285e-07 | 4.7716e-06 | 0 | 0 | 0.0002726 | 0.00010689 | 0.0001136 | 0.0001789 | 0.00010115 | 0.00011372 | 0.00047787 | 0.00015046 | 0.00055018 | 2.9742e-05 | 0.00016095 | 7.9904e-05
0 | 7.081e-07 | 1.0753e-06 | 1.3485e-05 | 0 | 0 | 0.00023698 | 9.7013e-05 | 0.00022169 | 0.00020777 | 4.2929e-05 | 0.00012173 | 0.00053144 | 0.00019272 | 0.00045499 | 4.5295e-05 | 0.00023802 | 6.197e-05
0 | 7.081e-07 | 8.9479e-07 | 8.191e-06 | 0 | 0 | 0.00024053 | 8.7038e-05 | 0.00020542 | 0.00024191 | 4.3003e-05 | 0.00012796 | 0.00022243 | 0.00020376 | 0.00020471 | 4.0861e-05 | 0.00023121 | 0.000141
0 | 6.4373e-07 | 6.4674e-06 | 5.6278e-06 | 0 | 0 | 0.00026135 | 9.8064e-05 | 0.0002176 | 0.00014685 | 7.2586e-06 | 0.00012775 | 9.819e-05 | 0.00020812 | 7.7677e-05 | 6.1303e-05 | 0.00016415 | 3.7867e-05
0 | 7.081e-07 | 9.5442e-06 | 3.6119e-06 | 0 | 0 | 0.00022516 | 9.3609e-05 | 0.00014549 | 0.00022789 | 4.5267e-07 | 0.00011285 | 0.0001343 | 0.00020555 | 6.8841e-05 | 8.7525e-05 | 0.00012922 | 4.1491e-05
0 | 7.081e-07 | 3.0354e-06 | 8.6867e-07 | 0 | 0 | 0.00014153 | 9.3373e-05 | 0.00014036 | 0.00016206 | 4.2604e-07 | 0.00010896 | 0.00010194 | 4.2763e-05 | 3.166e-05 | 4.4916e-05 | 8.7686e-05 | 2.2674e-05
0 | 7.081e-07 | 7.6258e-07 | 1.2797e-06 | 0 | 0 | 7.6862e-05 | 8.5505e-05 | 0.00011337 | 9.3387e-05 | 4.2604e-07 | 0.00010216 | 4.1447e-05 | 3.8629e-05 | 7.5171e-06 | 2.3401e-05 | 9.882e-05 | 5.3957e-05
0 | 7.081e-07 | 5.6061e-07 | 1.093e-07 | 0 | 0 | 3.7998e-05 | 8.3669e-05 | 5.6918e-05 | 0.0001799 | 4.2604e-07 | 0.00010209 | 3.2411e-05 | 3.826e-05 | 1.3459e-05 | 1.5647e-05 | 5.9306e-05 | 1.0908e-06
0 | 6.4373e-07 | 5.5078e-07 | 1.2491e-07 | 0 | 0 | 9.7296e-06 | 8.8416e-05 | 4.7861e-05 | 5.4038e-05 | 4.5267e-07 | 9.4808e-05 | 3.3544e-05 | 3.8629e-05 | 5.98e-06 | 1.5492e-05 | 4.2779e-05 | 1.8051e-06
0 | 7.081e-07 | 4.8342e-07 | 1.171e-07 | 0 | 0 | 1.3664e-05 | 8.416e-05 | 0.00011366 | 0.00017505 | 4.2604e-07 | 8.8026e-05 | 2.4967e-05 | 3.8968e-05 | 1.3531e-05 | 1.7523e-05 | 2.7824e-05 | 1.2856e-06
0 | 7.081e-07 | 4.7279e-07 | 1.2491e-07 | 0 | 0 | 2.9931e-05 | 7.7805e-05 | 0.0001442 | 0.0001326 | 3.9941e-07 | 9.5882e-05 | 2.2488e-05 | 3.9167e-05 | 1.0486e-05 | 1.5328e-05 | 4.4777e-05 | 1.0908e-06
0 | 7.081e-07 | 4.2654e-07 | 1.2491e-07 | 0 | 0 | 2.5592e-05 | 8.2331e-05 | 0.00020995 | 0.00012775 | 4.2604e-07 | 9.135e-05 | 2.9686e-05 | 3.8629e-05 | 1.6058e-05 | 1.5813e-05 | 5.1539e-05 | 1.2986e-06
0 | 6.4373e-07 | 6.5062e-07 | 1.171e-07 | 0 | 0 | 4.0689e-05 | 7.3591e-05 | 0.00040332 | 0.00013271 | 4.5267e-07 | 8.7873e-05 | 3.7011e-05 | 3.7467e-05 | 6.8319e-05 | 1.6351e-05 | 0.0001323 | 2.0648e-06
0 | 7.081e-07 | 7.4231e-07 | 8.5877e-08 | 0 | 8.9593e-07 | 7.9314e-05 | 8.1424e-05 | 0.00052038 | 0.00011688 | 4.2604e-07 | 9.0161e-05 | 6.9075e-05 | 3.7581e-05 | 8.0576e-05 | 1.8017e-05 | 0.00020942 | 5.7126e-05
0 | 7.081e-07 | 1.0829e-06 | 1.2366e-06 | 0 | 0 | 0.00011581 | 7.8084e-05 | 0.00048334 | 0.00019358 | 3.4376e-05 | 0.0001086 | 0.00011592 | 3.7467e-05 | 0.00013318 | 1.6769e-05 | 0.00027615 | 0.00065418
0 | 7.7248e-07 | 4.8261e-07 | 1.2491e-07 | 0 | 0 | 0.00013389 | 7.0855e-05 | 0.0002951 | 0.00018554 | 6.4225e-05 | 9.8389e-05 | 0.00013329 | 0.00050206 | 0.00014823 | 2.2614e-05 | 0.00021801 | 9.2383e-05
0 | 7.081e-07 | 4.0377e-06 | 1.2491e-07 | 0 | 0 | 0.00022886 | 8.3501e-05 | 0.00013571 | 0.00036035 | 2.9743e-05 | 9.1228e-05 | 0.00015538 | 4.9164e-05 | 7.1057e-05 | 3.2357e-05 | 0.00020094 | 0.00075234
0 | 7.081e-07 | 1.3585e-06 | 2.7168e-07 | 0 | 0 | 0.00030738 | 9.4373e-05 | 8.6056e-05 | 0.00057137 | 8.3557e-05 | 9.1598e-05 | 0.00016696 | 2.4044e-05 | 5.5471e-05 | 4.0018e-05 | 0.0001906 | 0.00067062
4.7467e-06 | 6.4373e-07 | 1.6559e-06 | 5.4492e-07 | 0 | 0 | 0.00021381 | 8.6159e-05 | 0.00012493 | 0.00061294 | 0.00012733 | 9.7206e-05 | 6.7859e-05 | 3.3276e-05 | 8.0528e-05 | 4.0946e-05 | 0.00014298 | 0.00028337
0 | 7.081e-07 | 1.2612e-06 | 5.1526e-07 | 0 | 0 | 0.00013664 | 9.911e-05 | 6.0941e-05 | 0.00064885 | 8.3583e-05 | 0.00010057 | 0.00013032 | 2.1863e-05 | 6.6889e-05 | 4.714e-05 | 9.3628e-05 | 0.00017909
0 | 7.081e-07 | 1.1158e-06 | 5.7147e-07 | 0 | 0 | 0.00014095 | 9.5716e-05 | 3.8491e-05 | 0.00020214 | 3.9196e-05 | 0.00010075 | 5.6546e-05 | 0.00054517 | 2.9205e-05 | 3.5722e-05 | 6.1808e-05 | 6.6258e-05
0 | 6.4373e-07 | 9.3266e-07 | 5.2619e-07 | 0 | 0 | 0.0001511 | 9.8603e-05 | 3.6744e-05 | 0.00015013 | 5.8788e-05 | 0.00010174 | 9.2158e-05 | 0.00024859 | 0.00012944 | 2.1059e-05 | 8.0589e-05 | 0.00026455
0 | 7.081e-07 | 9.9301e-07 | 3.1696e-07 | 0 | 0 | 0.00017534 | 9.7556e-05 | 1.6482e-05 | 0.00012775 | 6.5993e-05 | 0.00010293 | 0.00015432 | 0.00037899 | 0.00011909 | 2.0748e-05 | 9.3307e-05 | 0.0016385
0 | 7.081e-07 | 2.4696e-06 | 4.5905e-07 | 0 | 3.9443e-07 | 0.00020097 | 0.0001028 | 2.7932e-05 | 0.00016889 | 0.00010484 | 0.00011001 | 0.00029191 | 0.00034914 | 0.00029027 | 3.0294e-05 | 0.00013808 | 0.00015032
0 | 7.081e-07 | 8.4882e-06 | 2.3265e-07 | 0 | 2.6295e-07 | 0.00022644 | 0.0001055 | 7.1876e-05 | 0.00024245 | 0.00010791 | 0.00010941 | 0.00041825 | 1.1526e-05 | 0.00044885 | 3.9484e-05 | 0.00019016 | 0.00010093
0 | 7.081e-07 | 7.4316e-06 | 3.7676e-06 | 0 | 1.3142e-07 | 0.00020787 | 9.9071e-05 | 0.00013799 | 0.000455 | 0.00010608 | 0.00010724 | 0.00047816 | 3.1492e-05 | 0.00050015 | 5.6809e-05 | 0.00016542 | 0.00054376
0 | 7.081e-07 | 6.6668e-06 | 3.154e-07 | 0 | 0 | 0.00020395 | 0.00010251 | 0.00026723 | 0.00018255 | 0.00010428 | 0.00010682 | 0.0003378 | 2.3789e-05 | 0.00026057 | 4.948e-05 | 0.00019932 | 0.00039668
0 | 7.081e-07 | 6.8694e-06 | 5.724e-06 | 0 | 0 | 0.00014684 | 9.4811e-05 | 0.00028518 | 0.00027007 | 6.79e-06 | 0.00012065 | 0.00011162 | 3.591e-05 | 4.7388e-05 | 5.3855e-05 | 0.00022024 | 0.0002612
0 | 6.4373e-07 | 7.0768e-06 | 4.0502e-06 | 0 | 0 | 0.0001112 | 9.9052e-05 | 0.00026475 | 0.00012777 | 4.7929e-07 | 0.00010671 | 4.1579e-05 | 2.4808e-05 | 4.2275e-05 | 5.0697e-05 | 0.00015289 | 0.00046686
0 | 7.081e-07 | 4.1197e-06 | 2.962e-06 | 0 | 0 | 0.00012226 | 8.9829e-05 | 0.00024451 | 0.00016148 | 3.9941e-07 | 0.00010989 | 3.1206e-05 | 3.7722e-05 | 1.5214e-05 | 4.2008e-05 | 0.00010694 | 0.00019126
0 | 7.081e-07 | 6.0973e-07 | 1.9361e-06 | 0 | 0 | 8.0629e-05 | 8.8737e-05 | 0.00014318 | 0.00013928 | 4.2604e-07 | 0.00010425 | 3.1165e-05 | 3.7467e-05 | 1.9923e-05 | 2.075e-05 | 9.6472e-05 | 1.2207e-06
0 | 7.081e-07 | 4.8342e-07 | 3.1228e-07 | 0 | 0 | 2.8526e-05 | 8.6725e-05 | 0.00010161 | 9.6911e-05 | 4.2604e-07 | 9.5846e-05 | 2.5041e-05 | 3.7836e-05 | 9.0935e-06 | 2.0092e-05 | 3.7914e-05 | 1.1428e-06
0 | 6.4373e-07 | 5.4137e-07 | 3.2321e-07 | 0 | 0 | 1.7026e-05 | 8.4642e-05 | 7.1922e-05 | 0.00010063 | 3.9941e-07 | 9.3725e-05 | 2.4054e-05 | 2.6508e-05 | 8.8815e-06 | 1.6278e-05 | 4.5775e-05 | 1.0908e-06
0 | 7.081e-07 | 4.9511e-07 | 3.4975e-07 | 0 | 0 | 1.1997e-05 | 8.295e-05 | 0.0001131 | 0.00011309 | 4.2604e-07 | 9.4386e-05 | 2.1774e-05 | 3.8629e-05 | 1.025e-05 | 1.7471e-05 | 5.3429e-05 | 1.2726e-06
0 | 7.081e-07 | 4.7359e-07 | 3.1228e-07 | 0 | 0 | 7.7256e-06 | 8.057e-05 | 0.00013783 | 0.00015296 | 4.5267e-07 | 9.5738e-05 | 2.6287e-05 | 3.7722e-05 | 1.2667e-05 | 1.9679e-05 | 5.2151e-05 | 1.3376e-06
0 | 7.081e-07 | 4.9511e-07 | 3.0447e-07 | 0 | 0 | 7.728e-06 | 8.6164e-05 | 0.00023376 | 0.00014978 | 4.2604e-07 | 8.9826e-05 | 3.0487e-05 | 3.7382e-05 | 1.4087e-05 | 1.7616e-05 | 4.0063e-05 | 1.0908e-06
0 | 6.4373e-07 | 4.8261e-07 | 3.7942e-07 | 0 | 0 | 3.0701e-05 | 8.4655e-05 | 0.00036651 | 7.2961e-05 | 4.7929e-07 | 8.5887e-05 | 4.747e-05 | 3.7241e-05 | 3.6183e-05 | 1.7077e-05 | 0.00012047 | 1.1402e-05
0 | 7.081e-07 | 8.9182e-07 | 2.7637e-07 | 0 | 0 | 7.4397e-05 | 8.0913e-05 | 0.00035632 | 0.00017779 | 3.9941e-07 | 9.1299e-05 | 8.0098e-05 | 3.6448e-05 | 5.2341e-05 | 1.8455e-05 | 0.00021816 | 3.0297e-05
0 | 7.081e-07 | 9.3299e-07 | 1.4162e-06 | 0 | 0 | 0.0001186 | 7.5864e-05 | 0.00039098 | 0.00024966 | 3.5494e-05 | 9.68e-05 | 0.00014617 | 2.5375e-05 | 0.00016074 | 4.4795e-05 | 0.00028221 | 1.0908e-06
0 | 7.081e-07 | 5.3949e-07 | 2.9666e-07 | 0 | 8.9593e-07 | 0.00011918 | 8.5025e-05 | 0.00038556 | 0.00024704 | 6.3879e-05 | 9.5645e-05 | 0.00010661 | 0.00050506 | 6.733e-05 | 4.294e-05 | 0.00023789 | 9.6734e-05
0 | 7.081e-07 | 8.7275e-07 | 3.4663e-07 | 0 | 0 | 0.00017685 | 8.0757e-05 | 0.00025476 | 0.00024411 | 2.9956e-05 | 9.5298e-05 | 6.4322e-05 | 4.9164e-05 | 9.6472e-05 | 3.2441e-05 | 0.00018922 | 0.00010185
0 | 7.081e-07 | 1.1828e-06 | 3.4663e-07 | 0 | 0 | 0.00025478 | 8.8013e-05 | 0.00023877 | 0.00016578 | 0.00013668 | 9.1529e-05 | 0.00010043 | 2.3676e-05 | 5.9273e-05 | 4.0634e-05 | 0.00014948 | 0.00070904
0 | 7.081e-07 | 1.3393e-06 | 5.8115e-06 | 0 | 0 | 0.00019992 | 8.9879e-05 | 0.0001809 | 0.0001384 | 0.00017025 | 9.6435e-05 | 0.00014206 | 2.3676e-05 | 6.04e-05 | 3.9967e-05 | 0.00012621 | 0.00026474
0 | 7.081e-07 | 1.1729e-06 | 1.2304e-06 | 0 | 0 | 0.00021343 | 0.00010269 | 0.00010729 | 0.00014329 | 0.00014128 | 9.9145e-05 | 7.727e-05 | 2.2429e-05 | 0.00014158 | 4.2079e-05 | 0.00010923 | 0.00068219
0 | 7.081e-07 | 1.0572e-06 | 2.1547e-07 | 0 | 0 | 0.00019582 | 8.8394e-05 | 9.6688e-05 | 0.00014672 | 0.00010001 | 9.9478e-05 | 7.7679e-05 | 0.00056719 | 0.00010829 | 3.6063e-05 | 9.691e-05 | 8.289e-05
0 | 6.4373e-07 | 8.4631e-07 | 2.264e-07 | 0 | 0 | 0.00016326 | 0.00010645 | 6.2146e-05 | 0.0001485 | 0.00011817 | 9.769e-05 | 7.2597e-05 | 0.00026793 | 0.00010117 | 3.6888e-05 | 9.2159e-05 | 3.6062e-05
9.4933e-06 | 7.081e-07 | 1.36e-06 | 2.6294e-06 | 0 | 0 | 0.00016756 | 9.6518e-05 | 4.9599e-05 | 0.00011088 | 0.00010669 | 0.00010757 | 0.00014503 | 0.00039473 | 6.8346e-05 | 3.1963e-05 | 8.2428e-05 | 4.1426e-05
1.6685e-05 | 7.081e-07 | 1.1009e-06 | 8.9468e-07 | 0 | 0 | 0.0001934 | 9.7754e-05 | 9.7687e-05 | 7.5874e-05 | 0.00010347 | 0.00010382 | 0.00025999 | 0.00035053 | 0.00027453 | 2.9849e-05 | 0.00010813 | 0.00063024
1.0854e-05 | 6.4373e-07 | 3.9036e-06 | 4.2938e-07 | 0 | 0 | 0.00017744 | 0.00010196 | 0.00014856 | 0.00029671 | 0.00010615 | 0.00012415 | 0.00058829 | 2.2769e-05 | 0.00046967 | 4.6428e-05 | 0.0001539 | 0.00025335
0 | 7.081e-07 | 9.216e-06 | 1.1929e-06 | 0 | 0 | 0.0001712 | 0.00010127 | 8.7347e-05 | 0.0002753 | 0.00010485 | 0.00012638 | 0.00050786 | 3.4296e-05 | 0.00054473 | 5.0152e-05 | 0.00022813 | 0.0010385
0 | 7.081e-07 | 7.5482e-06 | 8.9202e-06 | 0 | 0 | 0.00020921 | 9.482e-05 | 0.00010673 | 0.00029988 | 0.0001041 | 0.00012874 | 0.00023045 | 2.4469e-05 | 0.00015298 | 5.3049e-05 | 0.00019274 | 0.00014601
0 | 7.081e-07 | 5.9915e-06 | 5.6788e-06 | 0 | 0 | 0.000182 | 9.8706e-05 | 0.00025716 | 0.00016537 | 6.9498e-06 | 0.00011394 | 0.0001393 | 2.4214e-05 | 5.3238e-05 | 6.4427e-05 | 0.00018311 | 3.5816e-05
2.4722e-06 | 7.081e-07 | 6.0957e-06 | 2.0064e-06 | 0 | 0 | 0.00013139 | 9.819e-05 | 0.00023144 | 0.00012049 | 4.2604e-07 | 0.00011311 | 9.9205e-05 | 3.5089e-05 | 9.4867e-05 | 4.3227e-05 | 0.00014987 | 1.8583e-05
0 | 7.081e-07 | 6.2866e-06 | 2.2109e-06 | 0 | 0 | 0.00015616 | 8.8309e-05 | 0.00029698 | 0.00019328 | 4.2604e-07 | 0.00011475 | 8.8473e-05 | 2.478e-05 | 6.5534e-05 | 4.162e-05 | 8.6993e-05 | 8.3527e-05
0 | 6.4373e-07 | 9.0387e-07 | 2.2578e-06 | 0 | 0 | 5.5709e-05 | 0.00010073 | 0.000127 | 0.0001613 | 4.2604e-07 | 0.00011283 | 8.4955e-05 | 3.6363e-05 | 3.4898e-05 | 1.9821e-05 | 0.00012582 | 8.9279e-05
0 | 7.081e-07 | 7.2742e-07 | 2.0298e-07 | 0 | 0 | 4.4458e-05 | 8.9546e-05 | 0.00010606 | 9.948e-05 | 4.2604e-07 | 0.00010024 | 3.8387e-05 | 2.546e-05 | 1.4833e-05 | 1.8367e-05 | 5.9184e-05 | 3.6686e-05
0 | 7.081e-07 | 4.9511e-07 | 2.4826e-07 | 0 | 0 | 8.4068e-06 | 9.022e-05 | 7.196e-05 | 8.2311e-05 | 4.7929e-07 | 9.6139e-05 | 2.4938e-05 | 3.7043e-05 | 1.3486e-05 | 1.745e-05 | 3.08e-05 | 1.0908e-06
0 | 6.4373e-07 | 5.5199e-07 | 1.4677e-07 | 0 | 0 | 3.8992e-06 | 9.7793e-05 | 0.00010259 | 0.00010149 | 4.5267e-07 | 9.2588e-05 | 2.5389e-05 | 2.6054e-05 | 1.6415e-05 | 1.6542e-05 | 2.4585e-05 | 1.2726e-06
0 | 7.081e-07 | 6.4556e-07 | 1.9205e-07 | 0 | 0 | 3.867e-06 | 9.3431e-05 | 0.00010917 | 0.00015566 | 4.5267e-07 | 9.611e-05 | 2.6463e-05 | 3.7722e-05 | 3.4917e-05 | 1.83e-05 | 4.1188e-05 | 1.1428e-06
0 | 6.4373e-07 | 5.3441e-07 | 1.8424e-07 | 0 | 0 | 8.6848e-06 | 8.5886e-05 | 0.00016794 | 9.49e-05 | 4.5267e-07 | 9.0866e-05 | 2.6987e-05 | 2.5488e-05 | 2.743e-05 | 1.8968e-05 | 5.0183e-05 | 1.0778e-06
0 | 7.081e-07 | 7.6672e-07 | 1.4677e-07 | 0 | 0 | 4.2885e-05 | 8.4138e-05 | 0.0002635 | 0.00012795 | 4.7929e-07 | 8.9683e-05 | 5.1948e-05 | 3.6561e-05 | 4.1847e-05 | 2.2857e-05 | 7.8941e-05 | 1.3506e-06
0 | 7.081e-07 | 8.3755e-07 | 1.0149e-07 | 0 | 0 | 9.2779e-05 | 8.8986e-05 | 0.00030335 | 0.00019597 | 4.5267e-07 | 0.00010632 | 0.00012034 | 2.6819e-05 | 8.4102e-05 | 2.691e-05 | 0.00019818 | 4.1205e-05
8.2407e-07 | 7.081e-07 | 7.1479e-07 | 8.5877e-08 | 0 | 0 | 8.4387e-05 | 8.4129e-05 | 0.00035293 | 0.00010512 | 3.5494e-05 | 9.6439e-05 | 0.00013763 | 3.5995e-05 | 0.00014446 | 6.3244e-05 | 0.00029655 | 8.289e-05
0 | 7.081e-07 | 1.0367e-06 | 1.093e-07 | 0 | 3.9443e-07 | 0.00010141 | 9.0662e-05 | 0.00024167 | 0.00017182 | 6.4252e-05 | 9.4156e-05 | 0.00010218 | 0.00049005 | 8.8636e-05 | 5.3737e-05 | 0.00019047 | 0.00024389
0 | 7.081e-07 | 6.893e-07 | 1.2491e-07 | 3.647e-06 | 0 | 0.00011732 | 9.5263e-05 | 0.00017468 | 0.00038268 | 2.9556e-05 | 9.8707e-05 | 0.00011477 | 4.4491e-05 | 4.7065e-05 | 3.9443e-05 | 0.00020015 | 0.00016284
0 | 6.4373e-07 | 1.5722e-06 | 1.2491e-07 | 0 | 0 | 0.00015853 | 8.5534e-05 | 0.00013159 | 0.00016769 | 0.00012805 | 9.9361e-05 | 7.4894e-05 | 2.866e-05 | 8.6249e-05 | 3.0585e-05 | 0.00014879 | 0.00047331
0 | 7.081e-07 | 1.6693e-06 | 9.4776e-07 | 0 | 0 | 0.00016602 | 9.7534e-05 | 0.00011032 | 0.00017776 | 0.00015756 | 0.00010139 | 0.00011281 | 2.2628e-05 | 0.0001395 | 3.2804e-05 | 0.00016261 | 0.00045467
0 | 3.2187e-07 | 1.0598e-06 | 5.9333e-07 | 0 | 0 | 0.00016824 | 9.7743e-05 | 7.467e-05 | 0.00014922 | 0.00017516 | 0.0001026 | 0.00019842 | 2.1608e-05 | 0.00011151 | 3.5568e-05 | 9.3268e-05 | 0.00020879
0 | 3.2187e-07 | 9.0525e-07 | 5.8552e-07 | 0 | 0 | 0.00015827 | 9.5501e-05 | 6.2044e-05 | 0.00012849 | 9.9379e-05 | 9.9711e-05 | 0.00016157 | 0.0005516 | 7.2225e-05 | 3.3706e-05 | 0.00012933 | 0.00016172
0 | 3.8624e-07 | 1.0212e-06 | 3.4975e-07 | 0 | 0 | 0.00012895 | 0.00010175 | 5.0121e-05 | 9.7784e-05 | 0.00012504 | 0.0001052 | 9.7183e-05 | 0.00021277 | 3.6342e-05 | 2.7941e-05 | 0.00010739 | 0.00051268
0 | 3.2187e-07 | 8.7215e-07 | 5.2931e-07 | 0 | 0 | 0.00012328 | 0.00011009 | 0.00010558 | 0.00013196 | 0.00015463 | 0.00010923 | 0.00019538 | 0.00038768 | 7.2407e-05 | 3.2879e-05 | 7.7064e-05 | 0.00018931
0 | 3.2187e-07 | 8.856e-07 | 7.6508e-07 | 0 | 0 | 0.00013177 | 0.00010191 | 7.1072e-05 | 0.00017416 | 0.00019393 | 0.00010444 | 0.00020142 | 0.00033485 | 0.0002361 | 2.799e-05 | 8.1976e-05 | 6.4454e-05
1.1867e-06 | 3.2187e-07 | 3.8626e-06 | 3.9394e-06 | 0 | 0 | 0.00010569 | 0.00010978 | 4.3163e-05 | 0.0002987 | 0.00019581 | 0.00011314 | 0.00042686 | 2.0362e-05 | 0.00057958 | 3.8617e-05 | 0.00011383 | 0.00067085
8.3066e-06 | 3.8624e-07 | 3.0315e-06 | 3.5881e-06 | 0 | 0 | 0.00019 | 0.00011155 | 9.3816e-05 | 0.00041404 | 0.00014202 | 0.00012028 | 0.00048382 | 2.2203e-05 | 0.00063954 | 5.3004e-05 | 0.00021689 | 0.00014778
4.7467e-06 | 3.2187e-07 | 4.7055e-06 | 3.1103e-06 | 0 | 0 | 0.00018345 | 0.00010189 | 8.7237e-05 | 0.00021234 | 0.00013321 | 0.00012132 | 0.00025012 | 2.6423e-05 | 0.00025261 | 0.00014159 | 0.00024605 | 4.2192e-05
0 | 3.2187e-07 | 5.4861e-06 | 4.6404e-06 | 0 | 0 | 0.00019127 | 0.00010132 | 0.00026075 | 0.00024977 | 6.4896e-05 | 0.0001285 | 0.00015807 | 2.9226e-05 | 0.00015251 | 3.6744e-05 | 0.00017443 | 6.4022e-06
0 | 3.8624e-07 | 3.9006e-06 | 2.6356e-06 | 0 | 0 | 0.00017355 | 0.00010003 | 0.00029534 | 0.00022527 | 2.2282e-05 | 0.00012177 | 2.7685e-05 | 2.6593e-05 | 0.0001328 | 3.7927e-05 | 0.00010744 | 4.2594e-06
0 | 3.2187e-07 | 4.4143e-06 | 4.4343e-07 | 0 | 0 | 0.00016434 | 0.00010167 | 0.00017654 | 0.00014302 | 3.9941e-07 | 0.00010725 | 2.6799e-05 | 4.0668e-05 | 4.8758e-05 | 2.5013e-05 | 9.3276e-05 | 1.4155e-06
0 | 3.2187e-07 | 1.2495e-06 | 3.6484e-07 | 0 | 0 | 0.00011001 | 9.1578e-05 | 0.000134 | 0.00015213 | 4.5267e-07 | 0.00010044 | 2.8067e-05 | 3.1747e-05 | 2.3999e-05 | 1.8489e-05 | 6.9098e-05 | 1.1558e-06
0 | 3.2187e-07 | 4.8182e-07 | 3.1436e-07 | 0 | 0 | 3.6338e-05 | 9.1303e-05 | 0.0001407 | 0.00012585 | 4.7929e-07 | 9.4278e-05 | 2.352e-05 | 4.4293e-05 | 2.0707e-05 | 1.7473e-05 | 4.3215e-05 | 2.1557e-06
0 | 5.9224e-07 | 4.8463e-07 | 2.1755e-07 | 0 | 0 | 1.3518e-05 | 0.00010007 | 3.9381e-05 | 0.00015678 | 3.9941e-07 | 9.8312e-05 | 2.017e-05 | 3.996e-05 | 1.5481e-05 | 1.8729e-05 | 3.3526e-05 | 3.6101e-06
0 | 3.2187e-07 | 1.0764e-06 | 1.2491e-07 | 0 | 0 | 2.2073e-05 | 9.7731e-05 | 4.202e-05 | 0.00017169 | 4.2604e-07 | 0.00010041 | 2.8998e-05 | 3.5683e-05 | 1.3291e-05 | 1.8737e-05 | 3.2743e-05 | 1.0778e-06
0 | 3.2187e-07 | 7.2475e-07 | 1.2491e-07 | 0 | 0 | 1.2539e-05 | 9.379e-05 | 8.8972e-05 | 0.00014786 | 3.9941e-07 | 9.9649e-05 | 4.9419e-05 | 2.9e-05 | 1.1434e-05 | 1.8489e-05 | 4.7706e-05 | 1.1038e-06
0 | 1.4162e-06 | 5.7875e-07 | 1.171e-07 | 0 | 0 | 1.1406e-05 | 9.7304e-05 | 0.00010058 | 0.00016159 | 4.2604e-07 | 9.0271e-05 | 3.1382e-05 | 4.0668e-05 | 2.205e-05 | 1.7974e-05 | 4.3983e-05 | 1.0778e-06
0 | 3.2187e-07 | 5.6369e-07 | 1.3272e-07 | 0 | 0 | 5.1653e-05 | 9.2313e-05 | 0.0002379 | 0.0001152 | 2.503e-06 | 9.0579e-05 | 3.2477e-05 | 4.1914e-05 | 6.1358e-05 | 2.5085e-05 | 8.0056e-05 | 1.7401e-06
0 | 5.1499e-07 | 9.7456e-07 | 9.3683e-08 | 0 | 0 | 6.8766e-05 | 9.4019e-05 | 0.00027945 | 0.00010296 | 4.3483e-05 | 0.00010782 | 8.3108e-05 | 5.5139e-05 | 0.00011658 | 6.7775e-05 | 0.00021099 | 0.00058974
0 | 7.081e-07 | 1.0696e-06 | 1.0149e-07 | 0 | 0 | 8.7346e-05 | 9.0421e-05 | 0.00018554 | 0.00018953 | 3.4589e-05 | 0.00010122 | 0.00013966 | 4.0753e-05 | 0.00011899 | 0.00022748 | 0.00020687 | 1.7038e-05
0 | 7.081e-07 | 8.6964e-07 | 1.171e-07 | 0 | 0 | 7.7704e-05 | 9.0566e-05 | 0.00017414 | 0.00028285 | 6.3746e-05 | 0.00010008 | 6.1388e-05 | 0.00050591 | 5.4558e-05 | 0.00015342 | 0.00016497 | 0.00014246
0 | 7.7248e-07 | 7.8486e-07 | 1.8713e-06 | 4.8627e-06 | 0 | 0.00011794 | 9.8102e-05 | 0.00013256 | 0.00014477 | 3.2672e-05 | 9.9273e-05 | 7.1446e-05 | 5.3242e-05 | 6.159e-05 | 2.936e-05 | 0.00016338 | 0.00013522
1.1537e-05 | 7.081e-07 | 5.8334e-07 | 1.7331e-07 | 0 | 0 | 0.00016771 | 9.5754e-05 | 0.00011537 | 0.00020035 | 0.00012431 | 9.9771e-05 | 0.00012539 | 3.7269e-05 | 4.4323e-05 | 3.0639e-05 | 0.00013169 | 0.00012299
0 | 7.081e-07 | 8.9634e-07 | 1.2491e-07 | 0 | 0 | 0.00019891 | 8.7024e-05 | 0.00013872 | 0.00018749 | 0.00022264 | 0.00010689 | 0.00012731 | 2.563e-05 | 0.00014412 | 2.7368e-05 | 0.00011964 | 1.3363e-05
0 | 7.081e-07 | 1.1594e-06 | 1.3272e-07 | 0 | 0 | 0.00019048 | 9.1765e-05 | 0.00011438 | 0.00044582 | 0.00014291 | 0.0001079 | 0.0001229 | 3.5089e-05 | 0.00011168 | 2.6457e-05 | 0.00011281 | 0.00032574
0 | 7.081e-07 | 1.5712e-06 | 1.2491e-07 | 0 | 0 | 0.00019887 | 9.0775e-05 | 0.00010421 | 0.0002577 | 3.9062e-05 | 0.0001047 | 0.00016139 | 0.00054766 | 5.1895e-05 | 2.6278e-05 | 0.00010549 | 0.00047082
0 | 1.215e-06 | 8.7086e-07 | 4.45e-07 | 0 | 0 | 0.00019406 | 0.00010124 | 0.00010132 | 0.00016958 | 5.4362e-05 | 0.0001065 | 0.00024283 | 0.00054589 | 5.7046e-05 | 3.3787e-05 | 0.00010219 | 1.2077e-06
0 | 7.081e-07 | 9.8035e-07 | 6.3236e-07 | 0 | 0 | 0.00014583 | 9.5754e-05 | 9.3046e-05 | 0.00029415 | 6.1573e-05 | 0.0001168 | 0.00022405 | 0.00040584 | 8.4187e-05 | 3.9344e-05 | 9.9205e-05 | 0.00031625
0 | 1.2794e-06 | 5.0504e-06 | 5.2931e-07 | 0 | 0 | 0.00010391 | 0.00010285 | 0.00013038 | 0.00023915 | 0.00010137 | 0.00010337 | 0.00021429 | 0.00036726 | 0.00018631 | 4.2493e-05 | 0.00016062 | 0.00012506
0 | 6.4373e-07 | 9.1864e-06 | 1.463e-06 | 0 | 0 | 0.00017647 | 9.4806e-05 | 0.00017027 | 0.00021068 | 0.0001019 | 0.00011251 | 0.000402 | 0.00016499 | 0.00047235 | 5.1262e-05 | 0.00014679 | 0.00012877
0 | 7.081e-07 | 7.4119e-06 | 8.3035e-06 | 0 | 0 | 0.00025271 | 9.8383e-05 | 0.00034742 | 0.00029475 | 0.00010138 | 0.00011531 | 0.00047325 | 0.00020994 | 0.00054505 | 6.1518e-05 | 0.00022175 | 0.00020906
0 | 7.081e-07 | 7.2946e-06 | 4.4359e-06 | 0 | 0 | 0.00027499 | 9.995e-05 | 0.00032989 | 0.00033655 | 0.00010156 | 0.00011504 | 0.0002668 | 0.00021271 | 0.00022045 | 4.9846e-05 | 0.00028458 | 0.00018355
0 | 7.081e-07 | 6.9169e-06 | 1.7503e-06 | 0 | 0 | 0.00023371 | 9.1237e-05 | 0.00037767 | 0.00022772 | 7.3492e-06 | 0.000111 | 0.00013279 | 0.00020688 | 0.00010428 | 4.8169e-05 | 0.00023357 | 0.00019288
0 | 7.081e-07 | 7.2056e-06 | 6.1597e-06 | 0 | 0 | 0.00019359 | 9.5296e-05 | 0.00025904 | 0.00031443 | 3.9941e-07 | 0.00011259 | 5.9453e-05 | 0.00020892 | 7.3236e-05 | 4.6771e-05 | 0.00017007 | 7.2424e-05
0 | 7.081e-07 | 5.5509e-06 | 3.7661e-06 | 0 | 0 | 0.00015132 | 8.3141e-05 | 0.00022067 | 0.00012694 | 4.2604e-07 | 0.0001092 | 4.2668e-05 | 0.00020849 | 7.9351e-05 | 5.0415e-05 | 0.00012055 | 6.1113e-05
0 | 7.081e-07 | 7.369e-07 | 5.0448e-06 | 0 | 0 | 0.00011157 | 8.8965e-05 | 0.00019548 | 0.00017333 | 4.2604e-07 | 9.8826e-05 | 2.3608e-05 | 0.00020937 | 2.1355e-05 | 2.7923e-05 | 0.00010217 | 1.3765e-06
0 | 7.081e-07 | 4.8529e-07 | 5.4805e-07 | 0 | 0 | 3.5733e-05 | 9.0774e-05 | 0.00019853 | 0.0001659 | 3.9941e-07 | 9.704e-05 | 5.03e-05 | 0.00021809 | 1.0275e-05 | 2.321e-05 | 5.8373e-05 | 2.3219e-05
0 | 6.4373e-07 | 5.7164e-07 | 2.4826e-07 | 0 | 0 | 3.7044e-05 | 8.5897e-05 | 9.5666e-05 | 8.1386e-05 | 4.2604e-07 | 9.7739e-05 | 3.3878e-05 | 0.00020793 | 6.4194e-06 | 1.8503e-05 | 4.5457e-05 | 1.1428e-06
0 | 7.081e-07 | 5.4137e-07 | 3.0447e-07 | 0 | 0 | 1.9634e-05 | 8.7537e-05 | 0.00012537 | 9.1069e-05 | 4.5267e-07 | 9.175e-05 | 2.0178e-05 | 0.00020863 | 7.5171e-06 | 2.4594e-05 | 3.5586e-05 | 1.7272e-06
0 | 7.081e-07 | 6.93e-07 | 2.67e-07 | 0 | 0 | 1.9548e-05 | 8.0487e-05 | 0.00015707 | 0.00010863 | 4.2604e-07 | 9.7464e-05 | 1.8135e-05 | 0.00020787 | 1.0815e-05 | 2.1167e-05 | 4.2045e-05 | 1.0778e-06
0 | 6.4373e-07 | 6.4556e-07 | 3.3101e-07 | 0 | 0 | 1.2188e-05 | 8.59e-05 | 0.00027581 | 0.00014244 | 3.9941e-07 | 9.4164e-05 | 2.3361e-05 | 0.00020543 | 1.7115e-05 | 2.2293e-05 | 5.0873e-05 | 1.1428e-06
0 | 7.081e-07 | 4.9324e-07 | 3.7942e-07 | 0 | 0 | 7.6199e-05 | 8.5078e-05 | 0.00045007 | 0.00014858 | 4.2604e-07 | 8.6875e-05 | 3.9973e-05 | 0.00021212 | 2.9695e-05 | 2.689e-05 | 0.00011473 | 1.3376e-06
0 | 7.081e-07 | 6.1013e-07 | 3.5287e-07 | 0 | 0 | 9.7876e-05 | 8.3639e-05 | 0.00051259 | 0.0001566 | 4.5267e-07 | 0.00010121 | 9.1358e-05 | 0.00020747 | 9.9448e-05 | 2.4598e-05 | 0.0001995 | 1.783e-05
0 | 7.081e-07 | 5.8146e-07 | 1.4162e-06 | 0 | 0 | 0.00014229 | 7.7959e-05 | 0.00046648 | 0.00029636 | 3.5601e-05 | 9.629e-05 | 0.00016872 | 0.0002045 | 0.00025044 | 3.4481e-05 | 0.00025921 | 0.00028904
0 | 7.081e-07 | 5.1476e-07 | 1.5895e-06 | 0 | 0 | 0.0001516 | 9.1362e-05 | 0.00038655 | 0.00016715 | 6.3639e-05 | 0.000109 | 0.0001227 | 0.00065281 | 0.00014227 | 4.532e-05 | 0.00022479 | 0.00014243
0 | 7.081e-07 | 6.7428e-07 | 4.8091e-07 | 0 | 0 | 0.00019632 | 8.6019e-05 | 0.00029652 | 0.00015285 | 1.8213e-05 | 9.7185e-05 | 5.248e-05 | 0.00020645 | 0.00011638 | 6.2443e-05 | 0.00017353 | 0.00013953
0 | 7.081e-07 | 1.0687e-06 | 5.5273e-07 | 0 | 0 | 0.00015033 | 8.066e-05 | 0.00027342 | 0.00012516 | 8.2944e-05 | 9.4827e-05 | 8.4749e-05 | 6.3975e-05 | 0.00011761 | 6.741e-05 | 0.00016172 | 0.00012702
0 | 7.7248e-07 | 7.9594e-07 | 4.9184e-07 | 0 | 0 | 0.0001838 | 9.2371e-05 | 0.0001911 | 0.00037709 | 0.00012645 | 0.00010464 | 9.0812e-05 | 6.2842e-05 | 0.00012109 | 8.349e-05 | 0.00012385 | 8.984e-05
0 | 6.4373e-07 | 8.4523e-07 | 4.8403e-07 | 0 | 0 | 0.0001345 | 9.4352e-05 | 0.00017718 | 0.00061527 | 0.0001141 | 0.00010177 | 0.0001235 | 5.2251e-05 | 0.00017367 | 4.5854e-05 | 0.00012392 | 4.2854e-06
0 | 7.081e-07 | 9.4963e-07 | 9.6181e-07 | 0 | 0 | 0.00015603 | 8.3684e-05 | 0.00016364 | 0.00016072 | 3.9249e-05 | 0.00010321 | 8.0095e-05 | 0.0005936 | 0.00011821 | 2.4541e-05 | 8.2147e-05 | 3.9478e-06
4.7467e-06 | 7.081e-07 | 8.0486e-07 | 3.1915e-06 | 0 | 0 | 0.00017466 | 9.4675e-05 | 0.00015874 | 0.0002459 | 5.5513e-05 | 9.8659e-05 | 6.8714e-05 | 0.00035673 | 0.00017541 | 3.6187e-05 | 8.6673e-05 | 0.00014061
0 | 7.081e-07 | 6.2263e-07 | 5.215e-07 | 0 | 0 | 0.00014529 | 9.5655e-05 | 0.00015954 | 0.00031729 | 6.3948e-05 | 0.00010253 | 9.186e-05 | 0.00025275 | 0.00013086 | 3.08e-05 | 9.9517e-05 | 6.5529e-05
0 | 7.081e-07 | 7.2165e-07 | 5.0277e-07 | 0 | 0 | 0.00011165 | 9.3188e-05 | 0.00015138 | 0.00033615 | 0.00011245 | 0.00010692 | 0.00015868 | 0.00022931 | 7.2968e-05 | 3.9235e-05 | 9.0346e-05 | 0.0001001
3.56e-06 | 7.081e-07 | 3.801e-06 | 6.2409e-06 | 0 | 0 | 9.9506e-05 | 9.4324e-05 | 0.00023973 | 0.00030212 | 0.00011973 | 0.00011006 | 0.00031181 | 3.3842e-05 | 0.00025368 | 4.0503e-05 | 0.00012013 | 8.6682e-05
0 | 7.081e-07 | 9.6545e-06 | 5.4274e-06 | 0 | 0 | 0.00010899 | 0.00010038 | 0.00043204 | 0.00022557 | 0.00010337 | 0.0001175 | 0.00041453 | 3.7269e-05 | 0.00044138 | 4.2266e-05 | 0.00019367 | 0.00013748
0 | 7.081e-07 | 9.4875e-06 | 4.3891e-06 | 0 | 0 | 0.00016441 | 8.4923e-05 | 0.00038944 | 0.00021015 | 0.00010248 | 0.00011345 | 0.00018874 | 0.0001936 | 0.00023509 | 7.654e-05 | 0.00015695 | 0.0001262
0 | 7.081e-07 | 9.3573e-06 | 3.6131e-06 | 0 | 0 | 0.00013165 | 9.3306e-05 | 0.00032108 | 0.00015581 | 7.8231e-06 | 0.00010763 | 0.00011165 | 0.00023096 | 0.00017425 | 8.822e-05 | 0.00014257 | 3.8127e-05
0 | 1.2488e-06 | 8.6362e-06 | 4.4375e-06 | 0 | 0 | 0.00010629 | 9.165e-05 | 0.00027143 | 0.00015047 | 4.2604e-07 | 0.00011071 | 6.8077e-05 | 0.00023144 | 5.7825e-05 | 4.8607e-05 | 0.00014837 | 2.6544e-05
0 | 7.081e-07 | 5.3804e-06 | 1.5708e-06 | 0 | 0 | 0.00011479 | 8.5094e-05 | 0.00012188 | 0.00021026 | 3.9941e-07 | 0.0001048 | 8.4623e-05 | 0.00012415 | 7.0701e-05 | 0.00020377 | 0.00012632 | 1.0778e-06
0 | 7.081e-07 | 6.9936e-07 | 1.4927e-06 | 0 | 0 | 0.00010043 | 8.2698e-05 | 7.5828e-05 | 0.00017207 | 4.2604e-07 | 0.00010278 | 1.452e-05 | 3.6051e-05 | 2.8801e-05 | 4.7074e-05 | 8.3913e-05 | 1.0778e-06
0 | 7.081e-07 | 4.9511e-07 | 3.8722e-07 | 0 | 0 | 6.2722e-05 | 8.4109e-05 | 9.1129e-05 | 0.0001341 | 3.9941e-07 | 9.5863e-05 | 1.6307e-05 | 3.5797e-05 | 1.657e-05 | 1.7101e-05 | 3.4739e-05 | 1.0778e-06
0 | 6.4373e-07 | 5.9516e-07 | 3.2321e-07 | 0 | 0 | 3.0354e-05 | 8.9842e-05 | 0.00010953 | 0.00013792 | 4.7929e-07 | 9.1764e-05 | 2.6598e-05 | 3.6363e-05 | 1.624e-05 | 1.5458e-05 | 4.7353e-05 | 1.2207e-06
0 | 7.081e-07 | 5.6369e-07 | 3.4663e-07 | 0 | 0 | 3.7092e-05 | 8.4096e-05 | 0.00014343 | 6.5302e-05 | 4.2604e-07 | 9.1069e-05 | 7.0647e-06 | 3.6476e-05 | 8.9384e-06 | 1.5929e-05 | 5.3234e-05 | 1.0129e-06
0 | 5.24e-06 | 4.7359e-07 | 3.2321e-07 | 0 | 0 | 2.0476e-05 | 8.4814e-05 | 0.00014997 | 8.1504e-05 | 3.9941e-07 | 9.3092e-05 | 7.6492e-06 | 3.5712e-05 | 9.8614e-06 | 1.8524e-05 | 3.191e-05 | 1.0129e-06
1.3477e-06 | 6.9266e-06 | 5.5119e-07 | 3.6068e-07 | 0 | 0 | 7.5487e-06 | 8.0994e-05 | 0.00015079 | 0.00015553 | 4.2604e-07 | 8.9158e-05 | 1.3801e-05 | 3.5343e-05 | 1.9136e-05 | 1.9498e-05 | 5.4108e-05 | 1.2207e-06
0 | 8.5488e-06 | 5.6369e-07 | 3.4975e-07 | 0 | 0 | 4.8985e-06 | 7.8829e-05 | 0.00019675 | 9.8125e-05 | 3.9941e-07 | 8.8646e-05 | 1.2143e-05 | 3.5343e-05 | 9.3279e-06 | 1.8431e-05 | 6.8958e-05 | 1.2077e-06
0 | 7.403e-06 | 4.7359e-07 | 3.5912e-07 | 0 | 2.3545e-06 | 2.8601e-05 | 8.6694e-05 | 0.00031045 | 0.00017305 | 1.7308e-05 | 8.7337e-05 | 4.2121e-05 | 3.5797e-05 | 3.871e-05 | 1.9018e-05 | 7.3775e-05 | 1.6622e-06
0 | 3.9525e-06 | 5.3441e-07 | 4.982e-06 | 0 | 7.8482e-07 | 4.8338e-05 | 8.1546e-05 | 0.00039139 | 0.0001156 | 7.6181e-05 | 0.00010286 | 0.00015995 | 3.6023e-05 | 0.0001084 | 2.4744e-05 | 0.00012042 | 3.8231e-05
0 | 7.081e-07 | 5.9824e-07 | 6.4013e-06 | 0 | 0 | 0.00011704 | 7.4975e-05 | 0.00047006 | 0.00022983 | 0.00010465 | 0.00010256 | 0.00017747 | 0.00029285 | 0.00021513 | 4.626e-05 | 0.00020249 | 6.4151e-05
0 | 7.081e-07 | 1.235e-06 | 4.9822e-06 | 0 | 0 | 0.00018187 | 8.5746e-05 | 0.00041383 | 0.00018522 | 5.9246e-05 | 9.7057e-05 | 0.00017909 | 0.00011937 | 0.00019148 | 8.9549e-05 | 0.0002596 | 0.00017688
1.1867e-06 | 7.7248e-07 | 9.8915e-06 | 4.3824e-06 | 0 | 0 | 0.0002742 | 7.9583e-05 | 0.00030915 | 0.00019374 | 0.00012251 | 9.6305e-05 | 0.00027588 | 3.5683e-05 | 0.00024112 | 5.1732e-05 | 0.00022655 | 3.1647e-05
0 | 7.081e-07 | 1.0679e-05 | 2.6962e-06 | 0 | 0 | 0.00030395 | 8.2826e-05 | 0.00026021 | 0.00017405 | 0.0001244 | 0.00010171 | 0.00028175 | 2.5601e-05 | 0.00020807 | 0.00018513 | 0.00022605 | 6.8359e-05
0 | 8.1625e-07 | 9.9538e-06 | 1.975e-06 | 0 | 0 | 0.00025557 | 9.1379e-05 | 0.000299 | 0.00022165 | 0.00011194 | 0.00010473 | 0.00028447 | 4.8371e-05 | 0.00021737 | 0.00013758 | 0.00015437 | 6.419e-05
0 | 7.081e-07 | 9.1073e-06 | 9.771e-07 | 0 | 0 | 0.00028204 | 8.6791e-05 | 0.00027887 | 0.00023129 | 3.7971e-05 | 0.00010608 | 0.00014298 | 0.00058865 | 0.00018709 | 0.0001055 | 0.0001436 | 0.00011052
0 | 7.081e-07 | 5.0271e-06 | 1.3272e-07 | 0 | 0 | 0.00024609 | 9.0178e-05 | 0.00026083 | 0.00028377 | 5.3952e-05 | 0.00010368 | 0.00020905 | 0.00043668 | 0.00020617 | 3.3149e-05 | 0.00013124 | 5.897e-05
0 | 7.081e-07 | 6.2399e-06 | 1.0211e-06 | 0 | 0 | 0.00021564 | 8.7426e-05 | 0.00028135 | 0.00039424 | 0.00010539 | 0.00010954 | 0.00019193 | 0.00040717 | 0.000137 | 3.403e-05 | 0.00010163 | 0.00010286
0 | 7.7248e-07 | 6.8967e-06 | 1.171e-07 | 0 | 0 | 0.00021086 | 9.8565e-05 | 0.00030515 | 0.00043307 | 0.00014396 | 0.00010327 | 0.00022994 | 0.00037068 | 0.00012606 | 3.0158e-05 | 0.00012829 | 7.5774e-05
7.12e-06 | 7.081e-07 | 7.1963e-06 | 2.6387e-07 | 0 | 0 | 0.00013948 | 8.8207e-05 | 0.00043916 | 0.00028132 | 0.00011262 | 0.00010588 | 0.00046502 | 3.7467e-05 | 0.00029988 | 3.0244e-05 | 0.00018589 | 0.00020728
4.7467e-06 | 7.081e-07 | 7.8059e-06 | 1.0258e-06 | 0 | 0 | 0.00015222 | 8.8837e-05 | 0.00064037 | 0.00032157 | 0.00015621 | 0.00011538 | 0.00048045 | 4.8031e-05 | 0.00036562 | 4.2887e-05 | 0.0002173 | 0.00011711
0 | 7.081e-07 | 9.3488e-06 | 4.3781e-06 | 0 | 3.8704e-06 | 0.00014201 | 0.0001026 | 0.00060851 | 0.00018283 | 8.4302e-05 | 0.00011054 | 0.00021821 | 3.6363e-05 | 0.00022967 | 4.9431e-05 | 0.00017466 | 5.6814e-05
0 | 7.081e-07 | 8.2935e-06 | 3.9925e-06 | 0 | 0 | 0.00013218 | 8.09e-05 | 0.00047536 | 0.00034598 | 7.8018e-06 | 0.00011027 | 9.8766e-05 | 4.8484e-05 | 0.00010045 | 5.2509e-05 | 0.00014361 | 5.597e-05
0 | 6.4373e-07 | 8.0807e-06 | 2.8979e-06 | 0 | 0 | 0.00012079 | 8.0898e-05 | 0.00036416 | 0.00030313 | 1.6775e-05 | 0.00011211 | 4.8218e-05 | 3.5683e-05 | 5.0131e-05 | 4.2313e-05 | 0.0001374 | 2.5245e-05
0 | 7.081e-07 | 7.1844e-06 | 2.2156e-06 | 0 | 0 | 9.6653e-05 | 9.4561e-05 | 0.00024503 | 0.00018275 | 4.2604e-07 | 0.00010645 | 4.6581e-05 | 3.489e-05 | 7.0717e-05 | 5.9408e-05 | 0.0001351 | 1.3557e-05
0 | 7.081e-07 | 6.7111e-06 | 2.6356e-06 | 0 | 0 | 6.0985e-05 | 7.9732e-05 | 0.00015535 | 0.00011251 | 3.9941e-07 | 0.00010205 | 3.9216e-05 | 3.5004e-05 | 1.6453e-05 | 3.531e-05 | 0.00011629 | 1.1428e-06
0 | 8.1625e-07 | 1.5927e-06 | 3.0915e-07 | 0 | 0 | 4.1755e-05 | 8.2727e-05 | 0.00014903 | 9.7014e-05 | 4.2604e-07 | 9.6394e-05 | 1.8551e-05 | 4.4604e-05 | 1.8555e-05 | 3.6731e-05 | 5.7894e-05 | 1.3376e-06
0 | 9.7847e-07 | 9.6336e-07 | 3.3101e-07 | 0 | 0 | 2.8539e-05 | 8.7611e-05 | 0.00016714 | 0.00021383 | 3.9941e-07 | 9.3027e-05 | 2.7223e-05 | 3.4211e-05 | 1.6946e-05 | 4.5472e-05 | 3.3712e-05 | 1.0908e-06
0 | 1.7252e-06 | 5.4137e-07 | 3.4975e-07 | 0 | 0 | 1.2757e-05 | 7.9564e-05 | 0.0001759 | 5.3653e-05 | 4.2604e-07 | 9.3917e-05 | 2.268e-05 | 3.4211e-05 | 6.4516e-06 | 4.3781e-05 | 6.1446e-05 | 1.0129e-06
0 | 3.1414e-06 | 8.8845e-07 | 4.6217e-07 | 0 | 0 | 2.3771e-05 | 9.0267e-05 | 0.00018004 | 0.00012215 | 4.5267e-07 | 9.4631e-05 | 4.0151e-05 | 3.455e-05 | 1.1434e-05 | 4.6851e-05 | 3.6634e-05 | 1.1558e-06
0 | 4.6993e-06 | 6.6334e-07 | 4.0596e-07 | 0 | 0 | 5.9479e-06 | 8.2611e-05 | 0.0001889 | 0.00014665 | 4.2604e-07 | 8.88e-05 | 4.0639e-05 | 3.455e-05 | 3.153e-05 | 3.9564e-05 | 3.6737e-05 | 1.1428e-06
0 | 5.034e-06 | 1.4548e-06 | 3.7942e-07 | 0 | 0 | 2.1577e-05 | 7.7899e-05 | 0.00019878 | 0.00011466 | 4.2604e-07 | 8.531e-05 | 4.6771e-05 | 3.455e-05 | 2.3701e-05 | 4.2944e-05 | 6.2017e-05 | 1.4674e-06
0 | 6.1155e-06 | 6.7263e-06 | 3.9815e-07 | 0 | 0 | 3.5681e-05 | 8.7302e-05 | 0.00032902 | 0.00018191 | 2.5962e-05 | 8.7976e-05 | 5.6265e-05 | 3.455e-05 | 4.1287e-05 | 3.9623e-05 | 7.6624e-05 | 2.6492e-06
0 | 5.3044e-06 | 7.2341e-07 | 4.2001e-07 | 0 | 0 | 5.7932e-05 | 7.9208e-05 | 0.00058984 | 0.00011165 | 7.5435e-05 | 9.3378e-05 | 0.00012292 | 3.3842e-05 | 0.00014235 | 4.2293e-05 | 0.00013954 | 1.3376e-06
0 | 1.4486e-06 | 2.3802e-06 | 4.3875e-07 | 0 | 0 | 0.00012501 | 8.4181e-05 | 0.000528 | 0.00041817 | 0.00010648 | 0.00010103 | 0.00019146 | 0.00013881 | 0.00030837 | 4.6004e-05 | 0.00025415 | 0.00014763
0 | 7.081e-07 | 2.8595e-06 | 4.731e-07 | 0 | 0 | 0.00018692 | 8.5038e-05 | 0.00031871 | 0.00012396 | 0.00012457 | 0.00010001 | 0.00027269 | 4.704e-05 | 0.00032032 | 4.3131e-05 | 0.00027233 | 0.00018309
0 | 7.081e-07 | 1.5892e-06 | 5.2619e-07 | 0 | 0 | 0.00026624 | 8.5653e-05 | 0.00023625 | 0.0001855 | 0.0002142 | 9.9816e-05 | 0.00035541 | 3.6505e-05 | 0.00018538 | 4.8771e-05 | 0.00025785 | 0.00029119
0 | 7.081e-07 | 1.4707e-06 | 5.418e-07 | 0 | 0 | 0.00033778 | 8.9297e-05 | 0.00020162 | 0.0002051 | 0.0002257 | 0.00010531 | 0.00024162 | 0.00015024 | 0.00016842 | 4.0018e-05 | 0.00022018 | 0.00058104
0 | 7.081e-07 | 1.2959e-06 | 7.5228e-06 | 0 | 0 | 0.00036461 | 8.6276e-05 | 0.00016688 | 0.00036634 | 0.00020214 | 0.00010709 | 0.00021941 | 3.9988e-05 | 0.00020218 | 0.00010066 | 0.00016395 | 0.00029839
0 | 1.4486e-06 | 1.6737e-06 | 5.1838e-07 | 0 | 0 | 0.00026096 | 8.9067e-05 | 0.0001451 | 0.0001629 | 7.3438e-05 | 0.00011088 | 0.00015017 | 0.00055448 | 0.00015518 | 0.00019028 | 0.00012486 | 5.9528e-05
0 | 7.081e-07 | 1.6233e-06 | 5.3399e-07 | 0 | 1.3142e-07 | 0.00024182 | 9.4743e-05 | 0.00010057 | 0.00013559 | 6.5631e-05 | 0.00010468 | 0.00013705 | 0.00035017 | 0.00016328 | 0.00011342 | 0.00019667 | 9.5227e-05
0 | 7.081e-07 | 1.4588e-06 | 4.6998e-07 | 0 | 0 | 0.00025401 | 0.00010112 | 0.000116 | 0.00010367 | 0.00010874 | 0.00010407 | 0.00015554 | 0.00039221 | 0.00020148 | 5.1043e-05 | 0.00013272 | 0.00013204
4.7466e-06 | 7.081e-07 | 8.385e-07 | 4.5905e-07 | 0 | 1.3142e-07 | 0.00027575 | 9.4951e-05 | 0.000136 | 0.00014742 | 0.00014335 | 0.00010683 | 0.00025137 | 0.00034816 | 0.00026643 | 4.3369e-05 | 0.00014255 | 0.00059902
1.1867e-05 | 7.081e-07 | 7.3596e-06 | 2.67e-07 | 0 | 0 | 0.00028763 | 0.00010438 | 0.00023655 | 0.00028022 | 0.00014831 | 0.00011122 | 0.00037724 | 2.5601e-05 | 0.00051858 | 1.8224e-05 | 0.00012567 | 0.00087668
1.068e-05 | 7.081e-07 | 2.8116e-05 | 2.6918e-06 | 0 | 0 | 0.00025932 | 9.0196e-05 | 0.00017305 | 0.0003425 | 7.339e-05 | 0.00011717 | 0.00046157 | 2.7867e-05 | 0.00065487 | 3.3181e-05 | 0.00018148 | 1.7272e-06
1.3053e-05 | 7.081e-07 | 5.9467e-05 | 6.308e-07 | 0 | 0 | 0.00022619 | 9.8159e-05 | 0.00020783 | 0.00020451 | 6.037e-05 | 0.00011036 | 0.00026814 | 3.0019e-05 | 0.0002722 | 3.9114e-05 | 0.00020755 | 6.7411e-05
4.7467e-06 | 7.081e-07 | 5.9002e-05 | 3.2649e-06 | 0 | 0 | 0.00026288 | 9.2941e-05 | 0.00026328 | 0.00010251 | 3.9941e-07 | 0.00011007 | 0.00012085 | 0.0003009 | 9.338e-05 | 5.1264e-05 | 0.00020783 | 0.00017566
0 | 7.081e-07 | 3.7281e-05 | 3.04e-06 | 0 | 0 | 0.0002001 | 9.2668e-05 | 0.00028901 | 0.0002038 | 4.7929e-07 | 0.00010786 | 8.469e-05 | 0.00012417 | 7.5178e-05 | 4.5021e-05 | 0.00015714 | 0.00016452
0 | 7.081e-07 | 5.9116e-06 | 3.5194e-06 | 0 | 0 | 0.00011029 | 8.6695e-05 | 0.00014303 | 0.00019183 | 3.9941e-07 | 0.00010249 | 3.8626e-05 | 3.7156e-05 | 1.8805e-05 | 4.0785e-05 | 0.00013274 | 9.959e-05
0 | 6.4373e-07 | 6.8218e-07 | 1.0992e-06 | 0 | 0 | 4.8786e-05 | 9.1486e-05 | 9.4923e-05 | 0.00011506 | 4.2604e-07 | 9.5876e-05 | 3.6512e-05 | 3.6703e-05 | 1.7077e-05 | 3.8425e-05 | 9.5658e-05 | 1.0129e-06
0 | 7.081e-07 | 4.7359e-07 | 3.6849e-07 | 0 | 0 | 4.9542e-05 | 8.3154e-05 | 8.6638e-05 | 0.00010093 | 3.9941e-07 | 9.5742e-05 | 6.1329e-05 | 3.6731e-05 | 8.6822e-06 | 3.9841e-05 | 6.6202e-05 | 1.1558e-06
0 | 6.4373e-07 | 6.6334e-07 | 3.2321e-07 | 0 | 0 | 2.1394e-05 | 9.0089e-05 | 0.00012114 | 0.00014961 | 4.2604e-07 | 9.2007e-05 | 4.0426e-05 | 3.0926e-05 | 1.2284e-05 | 3.5604e-05 | 4.7968e-05 | 3.3556e-05
0 | 7.081e-07 | 6.0994e-07 | 3.2321e-07 | 0 | 0 | 1.2633e-05 | 8.9637e-05 | 0.00012809 | 0.00012364 | 4.2604e-07 | 9.1699e-05 | 1.8915e-05 | 3.0699e-05 | 9.5553e-06 | 4.0006e-05 | 3.2768e-05 | 2.4076e-05
0 | 7.081e-07 | 7.0772e-07 | 1.3912e-06 | 0 | 0 | 6.1852e-06 | 8.4309e-05 | 0.00017107 | 6.4684e-05 | 4.5267e-07 | 9.2595e-05 | 1.9317e-05 | 3.625e-05 | 8.1137e-06 | 3.7059e-05 | 2.7362e-05 | 1.0908e-06
0 | 6.4373e-07 | 5.5386e-07 | 1.3912e-06 | 0 | 0 | 7.9987e-06 | 7.7424e-05 | 0.00025976 | 0.00015277 | 3.7278e-06 | 8.9258e-05 | 3.2587e-05 | 3.5938e-05 | 1.2503e-05 | 3.7909e-05 | 4.6761e-05 | 1.3376e-06
0 | 4.4933e-06 | 5.5423e-07 | 2.4967e-06 | 0 | 0 | 4.4346e-06 | 8.3607e-05 | 0.00032203 | 5.2927e-05 | 4.2151e-05 | 8.4885e-05 | 2.7524e-05 | 3.625e-05 | 1.5695e-05 | 3.7954e-05 | 7.1716e-05 | 1.9349e-06
0 | 3.4118e-06 | 9.8507e-07 | 1.4661e-06 | 0 | 0 | 2.1518e-05 | 8.4529e-05 | 0.00046493 | 0.00020924 | 4.1858e-05 | 9.3245e-05 | 6.879e-05 | 3.591e-05 | 9.018e-05 | 4.1572e-05 | 9.3986e-05 | 1.5324e-06
0 | 7.081e-07 | 1.7114e-06 | 2.4779e-06 | 0 | 0 | 0.00011998 | 8.4917e-05 | 0.00044553 | 0.00037167 | 7.6048e-05 | 9.1855e-05 | 0.0001203 | 3.6136e-05 | 0.00016111 | 3.9703e-05 | 0.00018636 | 1.1428e-06
0 | 6.4373e-07 | 1.4281e-06 | 3.0291e-07 | 0 | 0 | 0.00013038 | 8.2604e-05 | 0.00038093 | 0.00018964 | 0.00010536 | 9.7639e-05 | 0.00014754 | 0.00027076 | 0.00024527 | 3.7611e-05 | 0.00027619 | 5.2957e-05
0 | 7.7248e-07 | 1.3039e-06 | 3.154e-07 | 0 | 0 | 0.0002902 | 9.5655e-05 | 0.00034053 | 0.00027518 | 5.2057e-05 | 9.8213e-05 | 0.00016581 | 2.5516e-05 | 0.00020939 | 4.5345e-05 | 0.00033927 | 0.00034239
0 | 7.081e-07 | 2.7695e-06 | 2.7137e-06 | 0 | 0 | 0.00041642 | 8.34e-05 | 0.00026648 | 7.9979e-05 | 3.7406e-05 | 0.00010773 | 0.000191 | 3.4324e-05 | 9.7684e-05 | 2.3843e-05 | 0.00028587 | 0.00024346
0 | 7.081e-07 | 2.1958e-06 | 1.3412e-06 | 0 | 0 | 0.00040802 | 9.3255e-05 | 0.00018624 | 0.00015628 | 8.0681e-05 | 0.00011932 | 0.00025713 | 2.3591e-05 | 0.00018654 | 5.1236e-05 | 0.00019392 | 0.00013887
0 | 7.081e-07 | 2.0421e-06 | 5.2775e-07 | 0 | 0 | 0.00031048 | 8.7551e-05 | 0.00015106 | 0.00015532 | 8.0335e-05 | 0.00012358 | 0.0002283 | 2.2316e-05 | 0.00016077 | 0.00015336 | 0.0001649 | 0.00030877
0 | 7.081e-07 | 2.27e-06 | 1.8581e-07 | 0 | 0 | 0.00031767 | 9.9146e-05 | 0.00014399 | 0.0002434 | 3.9462e-05 | 0.00011463 | 0.00022668 | 0.00055387 | 0.00019604 | 0.00013211 | 0.00013027 | 0.0002744
0 | 7.081e-07 | 1.0299e-06 | 2.3561e-06 | 0 | 0 | 0.00029821 | 9.9556e-05 | 0.00012907 | 9.6578e-05 | 5.6077e-05 | 0.00011079 | 0.00019805 | 0.00026037 | 0.00015995 | 2.4943e-05 | 0.000114 | 0.00017462
0 | 7.081e-07 | 1.5499e-06 | 2.3561e-06 | 0 | 0 | 0.00026626 | 0.00010577 | 0.00016446 | 0.0002325 | 0.00010502 | 0.00010733 | 0.00029364 | 0.0004019 | 0.00012585 | 3.6977e-05 | 0.00010885 | 0.00032456
0 | 7.081e-07 | 4.2941e-06 | 2.709e-06 | 0 | 0 | 0.00030834 | 9.0411e-05 | 0.0002352 | 0.00025412 | 0.00010829 | 0.00010256 | 0.00031562 | 0.00037488 | 0.00010445 | 4.9047e-05 | 0.0001718 | 0.00027749
0 | 7.081e-07 | 9.0214e-06 | 2.6903e-06 | 0 | 0 | 0.00030184 | 0.00010347 | 0.00014284 | 0.00026358 | 0.00010628 | 0.00010697 | 0.00054618 | 7.9336e-05 | 0.00060271 | 5.6702e-05 | 0.00019977 | 1.0778e-06
3.3694e-06 | 7.7248e-07 | 7.4696e-06 | 2.0111e-06 | 0 | 0 | 0.00031718 | 9.7217e-05 | 0.00021391 | 0.00037152 | 6.037e-05 | 0.00012038 | 0.00053028 | 0.00023087 | 0.0007958 | 5.3365e-05 | 0.00024318 | 0.00049113
6.7387e-07 | 7.081e-07 | 6.7236e-06 | 1.7878e-06 | 0 | 0 | 0.00032506 | 9.2776e-05 | 0.00026987 | 0.00028092 | 5.9502e-05 | 0.00012463 | 0.00020124 | 0.00022917 | 0.00034335 | 5.5513e-05 | 0.00024541 | 0.00049395
0 | 7.081e-07 | 6.3536e-06 | 4.0674e-06 | 0 | 0 | 0.00029619 | 9.716e-05 | 0.00024083 | 0.00019754 | 4.2604e-07 | 0.00011568 | 7.1852e-05 | 0.00018084 | 9.2962e-05 | 4.6919e-05 | 0.00019952 | 0.00061472
0 | 7.081e-07 | 6.5179e-06 | 3.0182e-06 | 0 | 0 | 0.00022272 | 9.266e-05 | 0.00017204 | 8.8597e-05 | 3.9941e-07 | 0.00010992 | 6.8819e-05 | 4.0922e-05 | 3.3262e-05 | 3.9032e-05 | 0.00016181 | 0.00015944
0 | 7.081e-07 | 5.6024e-06 | 3.0025e-06 | 0 | 0 | 0.00015142 | 8.8577e-05 | 0.00012658 | 0.00019391 | 4.7929e-07 | 0.00010849 | 5.3807e-05 | 4.0214e-05 | 2.8367e-05 | 3.2188e-05 | 0.00013184 | 1.4635e-05
0 | 7.081e-07 | 8.6176e-07 | 2.4998e-06 | 0 | 0 | 8.5264e-05 | 9.1057e-05 | 0.00010865 | 8.1975e-05 | 4.2604e-07 | 0.00010452 | 4.799e-05 | 3.8629e-05 | 2.475e-05 | 1.9038e-05 | 7.8117e-05 | 1.1428e-06
0 | 7.081e-07 | 6.0807e-07 | 5.1057e-07 | 0 | 0 | 2.9445e-05 | 9.313e-05 | 0.00010901 | 0.00012749 | 3.9941e-07 | 0.0001116 | 7.2782e-05 | 3.9506e-05 | 1.8551e-05 | 1.717e-05 | 6.386e-05 | 1.0129e-06
0 | 6.4373e-07 | 5.1476e-07 | 5.1057e-07 | 0 | 0 | 2.9186e-05 | 8.2631e-05 | 0.00017281 | 0.00014325 | 4.2604e-07 | 0.00010171 | 1.3943e-05 | 3.8289e-05 | 1.5636e-05 | 1.7059e-05 | 4.8534e-05 | 1.7272e-06
0 | 7.081e-07 | 4.9324e-07 | 4.9184e-07 | 0 | 0 | 7.4799e-06 | 8.9237e-05 | 0.0001955 | 9.7296e-05 | 3.9941e-07 | 9.2157e-05 | 1.2339e-05 | 3.7949e-05 | 1.348e-05 | 1.7942e-05 | 4.9102e-05 | 1.0908e-06
0 | 7.081e-07 | 8.9931e-07 | 4.9964e-07 | 0 | 0 | 8.4061e-06 | 8.9474e-05 | 0.00021911 | 0.00014725 | 4.2604e-07 | 9.8065e-05 | 1.0106e-05 | 3.7807e-05 | 1.5603e-05 | 1.9165e-05 | 4.5609e-05 | 1.1558e-06
0 | 6.4373e-07 | 6.4803e-07 | 4.731e-07 | 0 | 0 | 1.0041e-05 | 8.217e-05 | 0.00033637 | 0.00016758 | 8.8936e-06 | 8.9934e-05 | 1.7177e-05 | 3.7496e-05 | 1.727e-05 | 1.6139e-05 | 4.6151e-05 | 1.8232e-05
0 | 7.081e-07 | 7.657e-07 | 5.1838e-07 | 0 | 0 | 4.6411e-05 | 8.1787e-05 | 0.00045655 | 0.0001937 | 4.2684e-05 | 9.1801e-05 | 3.1974e-05 | 3.7014e-05 | 6.306e-05 | 1.9035e-05 | 0.00013677 | 6.8307e-05
0 | 6.4373e-07 | 1.2768e-06 | 3.9035e-07 | 0 | 0 | 6.4547e-05 | 8.7098e-05 | 0.00047684 | 0.00020024 | 4.2604e-05 | 9.5836e-05 | 9.1386e-05 | 3.6901e-05 | 6.5224e-05 | 3.725e-05 | 0.00025158 | 1.9999e-06
0 | 7.7248e-07 | 1.3507e-06 | 6.5578e-07 | 0 | 0 | 0.00010215 | 8.7028e-05 | 0.0003323 | 7.8343e-05 | 7.6927e-05 | 9.6956e-05 | 9.2457e-05 | 3.591e-05 | 9.5188e-05 | 3.9728e-05 | 0.00025263 | 5.9463e-05
0 | 7.081e-07 | 1.1706e-06 | 5.9879e-06 | 0 | 0 | 8.7071e-05 | 7.4489e-05 | 0.00026263 | 0.00043626 | 0.0001063 | 9.4479e-05 | 0.00010521 | 0.00037101 | 0.00013408 | 2.9898e-05 | 0.00020976 | 5.049e-05
0 | 7.081e-07 | 4.2248e-06 | 2.2952e-07 | 0 | 0 | 0.00011512 | 8.6918e-05 | 0.00021921 | 0.00015099 | 5.7908e-05 | 9.7603e-05 | 0.00013188 | 3.7836e-05 | 0.00010759 | 2.7456e-05 | 0.00021578 | 0.00012464
1.6224e-06 | 7.081e-07 | 4.0986e-06 | 1.9205e-06 | 0 | 0 | 0.00015492 | 8.5553e-05 | 0.00021796 | 9.8887e-05 | 5.1244e-05 | 9.9391e-05 | 0.0001128 | 3.591e-05 | 0.00011611 | 3.6327e-05 | 0.00016511 | 0.0007569
3.1461e-06 | 7.081e-07 | 1.2024e-06 | 3.9035e-07 | 0 | 0 | 0.00011846 | 8.9743e-05 | 0.00013155 | 0.00013633 | 8.9725e-05 | 9.9076e-05 | 0.00016738 | 2.3676e-05 | 7.3903e-05 | 3.1037e-05 | 0.0001754 | 0.00011591
0 | 7.081e-07 | 1.6284e-06 | 9.6962e-07 | 0 | 0 | 0.00013054 | 9.1147e-05 | 5.9322e-05 | 0.00023171 | 0.00018807 | 9.8359e-05 | 0.00015625 | 2.5941e-05 | 8.7374e-05 | 3.5795e-05 | 0.00010192 | 0.00033738
0 | 7.081e-07 | 1.2193e-06 | 2.0766e-07 | 0 | 3.9443e-07 | 0.00010841 | 9.5552e-05 | 6.4128e-05 | 0.00016695 | 0.00012468 | 0.00010452 | 5.927e-05 | 0.00054644 | 7.743e-05 | 3.0371e-05 | 0.00011119 | 0.00067955
0 | 7.081e-07 | 1.3467e-06 | 2.3733e-07 | 0 | 0 | 0.00015062 | 9.6139e-05 | 4.3819e-05 | 5.5739e-05 | 0.00010236 | 9.5748e-05 | 9.2758e-05 | 0.00026657 | 8.3928e-05 | 2.5788e-05 | 0.00010792 | 0.00043806
4.7467e-06 | 7.081e-07 | 2.358e-06 | 1.7019e-07 | 0 | 0 | 0.00010844 | 0.00010525 | 5.9917e-05 | 0.00020267 | 0.00014769 | 0.00010427 | 0.00013806 | 0.00039376 | 0.00010071 | 3.1014e-05 | 9.2192e-05 | 0.00058939
1.1606e-05 | 7.081e-07 | 1.6562e-06 | 3.3101e-07 | 0 | 1.3142e-07 | 0.00013961 | 0.00010006 | 0.00010281 | 0.0001553 | 0.00015903 | 0.00010475 | 0.00024716 | 0.00033845 | 0.00013418 | 3.4325e-05 | 0.00010523 | 7.3201e-05
9.4881e-06 | 7.081e-07 | 5.818e-06 | 3.4975e-07 | 0 | 0 | 0.00014244 | 9.8468e-05 | 0.00016168 | 0.00020718 | 7.3699e-05 | 0.00012364 | 0.00040234 | 0.0001589 | 0.00043706 | 3.5327e-05 | 0.00011659 | 7.6161e-05
0 | 7.081e-07 | 7.5762e-06 | 3.2321e-07 | 0 | 0 | 0.00019326 | 9.3348e-05 | 0.00033111 | 0.00036967 | 6.1089e-05 | 0.00012817 | 0.00052376 | 0.00019456 | 0.0005456 | 7.2482e-05 | 0.00022924 | 0.00017166
0 | 7.081e-07 | 7.5773e-06 | 3.3664e-06 | 0 | 0 | 0.00015966 | 9.9008e-05 | 0.00032243 | 0.00024093 | 5.9757e-05 | 0.00011685 | 0.0002315 | 0.00020784 | 0.00034884 | 5.0137e-05 | 0.00021833 | 4.2958e-05
0 | 7.081e-07 | 7.7092e-06 | 4.5655e-06 | 0 | 0 | 0.0001124 | 9.919e-05 | 0.00035982 | 0.00024003 | 4.2604e-07 | 0.00011685 | 0.00010882 | 0.00034341 | 0.00013699 | 5.0965e-05 | 0.00023751 | 6.6583e-06
0 | 7.081e-07 | 7.6193e-06 | 6.0582e-06 | 0 | 0 | 0.0001363 | 8.9593e-05 | 0.00029916 | 0.00010204 | 3.9941e-07 | 0.00011301 | 8.8252e-05 | 0.00037194 | 0.00010157 | 4.1596e-05 | 0.00014358 | 1.0129e-06
0 | 7.081e-07 | 6.9676e-06 | 3.7177e-06 | 0 | 0 | 0.00011464 | 8.9116e-05 | 0.00028372 | 0.00018209 | 4.7929e-07 | 0.00010222 | 5.3309e-05 | 0.00017997 | 4.8146e-05 | 3.5707e-05 | 0.00012165 | 3.3348e-05
0 | 7.081e-07 | 1.4948e-06 | 4.3875e-07 | 0 | 0 | 3.4586e-05 | 8.8126e-05 | 8.3077e-05 | 0.00012781 | 4.2604e-07 | 9.7581e-05 | 8.2621e-05 | 3.7949e-05 | 2.4587e-05 | 2.231e-05 | 0.0001062 | 4.962e-05
0 | 7.081e-07 | 7.176e-07 | 4.9964e-07 | 0 | 0 | 1.9881e-05 | 9.1872e-05 | 8.7377e-05 | 0.00019206 | 3.9941e-07 | 9.362e-05 | 1.7971e-05 | 3.7156e-05 | 1.3146e-05 | 2.1112e-05 | 4.5904e-05 | 1.3376e-06
0 | 7.081e-07 | 7.8304e-07 | 4.3563e-07 | 0 | 0 | 2.6659e-05 | 8.9639e-05 | 0.00013002 | 9.6681e-05 | 4.2604e-07 | 9.1807e-05 | 1.4068e-05 | 3.7722e-05 | 8.219e-06 | 2.2096e-05 | 4.7544e-05 | 1.0908e-06
0 | 6.4373e-07 | 8.3444e-07 | 4.3563e-07 | 0 | 0 | 9.4406e-06 | 7.7243e-05 | 0.00017918 | 0.0001023 | 3.9941e-07 | 8.8488e-05 | 6.2508e-06 | 3.7581e-05 | 9.2535e-06 | 1.9081e-05 | 3.9895e-05 | 1.0129e-06
0 | 7.081e-07 | 1.1287e-06 | 4.3563e-07 | 0 | 0 | 1.1851e-05 | 8.8077e-05 | 0.00023118 | 0.00022241 | 4.2604e-07 | 8.9547e-05 | 6.5636e-06 | 3.7722e-05 | 1.7081e-05 | 2.2651e-05 | 3.8678e-05 | 1.0908e-06
0 | 7.081e-07 | 1.0907e-06 | 4.247e-07 | 0 | 0 | 6.0533e-06 | 8.5533e-05 | 0.00029338 | 5.269e-05 | 8.8403e-06 | 8.4131e-05 | 1.1954e-05 | 4.8937e-05 | 8.991e-06 | 2.0948e-05 | 5.0265e-05 | 2.3115e-06
0 | 7.081e-07 | 8.5994e-07 | 4.4343e-07 | 0 | 2.498e-06 | 3.6737e-05 | 8.0519e-05 | 0.00039901 | 0.00020399 | 4.2471e-05 | 8.4495e-05 | 2.0896e-05 | 3.6901e-05 | 5.7735e-05 | 1.8926e-05 | 0.00010978 | 1.2856e-06
0 | 7.081e-07 | 1.1864e-06 | 3.4194e-07 | 0 | 2.6295e-07 | 6.2843e-05 | 7.7633e-05 | 0.00048368 | 6.7386e-05 | 4.2391e-05 | 9.8261e-05 | 7.3231e-05 | 3.7241e-05 | 9.4502e-05 | 3.5611e-05 | 0.00021817 | 1.4674e-06
0 | 7.081e-07 | 1.6007e-06 | 7.0169e-06 | 0 | 0 | 0.0001025 | 8.0357e-05 | 0.00042411 | 0.00028485 | 7.7725e-05 | 9.2596e-05 | 0.00012746 | 3.6136e-05 | 0.0001392 | 5.0093e-05 | 0.00032834 | 0.00012904
1.6481e-06 | 7.081e-07 | 1.3279e-06 | 1.577e-07 | 0 | 6.5738e-07 | 0.00013239 | 8.4505e-05 | 0.00036576 | 0.00017661 | 0.00010622 | 9.3473e-05 | 6.0013e-05 | 0.00037858 | 6.0426e-05 | 3.8292e-05 | 0.0002027 | 0.00074858
0 | 7.081e-07 | 1.5111e-06 | 2.0766e-07 | 0 | 6.8805e-05 | 0.00019096 | 8.1034e-05 | 0.00017342 | 0.00020878 | 5.2403e-05 | 0.0001015 | 8.2557e-05 | 3.5457e-05 | 0.00024104 | 3.1049e-05 | 0.00014245 | 0.00010037
0 | 7.081e-07 | 2.0743e-06 | 4.8091e-07 | 0 | 0 | 0.00019676 | 8.4556e-05 | 0.00012153 | 0.00061484 | 3.7278e-05 | 9.3626e-05 | 0.0001959 | 2.3449e-05 | 0.00014507 | 2.5522e-05 | 0.00013182 | 3.3348e-05
0 | 7.081e-07 | 1.5688e-06 | 5.1526e-07 | 0 | 0 | 0.00020276 | 9.9842e-05 | 6.0757e-05 | 0.00031062 | 8.0814e-05 | 9.6975e-05 | 0.00013454 | 3.2738e-05 | 0.00016127 | 3.2068e-05 | 0.00013245 | 0.00010951
0 | 7.081e-07 | 1.4762e-06 | 5.6054e-07 | 0 | 1.3142e-07 | 0.00016923 | 8.7419e-05 | 6.1359e-05 | 0.00017445 | 8.0574e-05 | 9.9978e-05 | 0.00012446 | 2.073e-05 | 9.8752e-05 | 2.7244e-05 | 9.1172e-05 | 3.5556e-05
0 | 7.081e-07 | 1.3163e-06 | 5.5273e-07 | 0 | 0 | 0.00015817 | 0.00010153 | 5.0112e-05 | 0.0001787 | 3.9648e-05 | 0.00010162 | 0.00013205 | 0.00056123 | 3.8368e-05 | 2.5205e-05 | 0.00010738 | 6.7242e-05
0 | 6.4373e-07 | 1.0124e-06 | 1.5083e-06 | 0 | 0 | 0.00012905 | 0.00010118 | 3.5252e-05 | 0.00011739 | 5.6407e-05 | 0.00010345 | 7.2728e-05 | 0.00019048 | 9.7822e-05 | 2.1536e-05 | 7.8909e-05 | 6.1528e-05
0 | 7.081e-07 | 1.9065e-06 | 2.9385e-06 | 0 | 0 | 0.00012194 | 9.9012e-05 | 4.1374e-05 | 0.00027622 | 6.5125e-05 | 0.0001104 | 0.00018865 | 0.00037941 | 9.0244e-05 | 2.5155e-05 | 7.8005e-05 | 0.00013351
0 | 7.081e-07 | 1.9433e-06 | 4.8622e-06 | 0 | 2.2351e-06 | 0.00012544 | 0.00010076 | 2.3637e-05 | 0.00020356 | 6.4981e-05 | 0.00010585 | 0.00024855 | 0.00034211 | 0.00013313 | 2.2995e-05 | 0.00013912 | 0.00066404
9.4933e-06 | 7.081e-07 | 5.1199e-06 | 4.1002e-06 | 0 | 0 | 0.00020103 | 0.00010737 | 8.4748e-05 | 0.00018073 | 6.3847e-05 | 0.00011532 | 0.0004323 | 3.0019e-05 | 0.00045922 | 3.8822e-05 | 0.00018935 | 8.8721e-05
0 | 7.081e-07 | 6.9926e-06 | 3.777e-06 | 0 | 1.1833e-06 | 0.00020533 | 0.00010323 | 0.00023155 | 0.00034468 | 6.1445e-05 | 0.00011739 | 0.00051069 | 2.1155e-05 | 0.0006627 | 5.9331e-05 | 0.00017723 | 1.6116e-05
0 | 7.081e-07 | 7.166e-06 | 3.9847e-06 | 0 | 0 | 0.00018777 | 0.00010533 | 0.00030654 | 0.0005616 | 6.0625e-05 | 0.00011192 | 0.00030752 | 2.2854e-05 | 0.0004388 | 5.6792e-05 | 0.00023499 | 0.00013903
0 | 9.7847e-07 | 6.9189e-06 | 2.3374e-06 | 0 | 0 | 0.00017338 | 9.6612e-05 | 0.0002592 | 0.00016075 | 4.7929e-07 | 0.00011104 | 9.6937e-05 | 3.4182e-05 | 9.9173e-05 | 4.5701e-05 | 0.00018683 | 2.2622e-05
0 | 7.081e-07 | 6.8954e-06 | 2.0298e-07 | 0 | 0 | 0.00019279 | 9.762e-05 | 0.00020982 | 0.00038196 | 4.5267e-07 | 0.00010948 | 7.8471e-05 | 3.625e-05 | 7.9435e-05 | 4.634e-05 | 0.0001537 | 6.9073e-05
0 | 7.081e-07 | 6.5318e-06 | 3.5756e-07 | 0 | 0 | 0.00015251 | 9.0067e-05 | 0.00022649 | 0.00011798 | 4.2604e-07 | 0.00010308 | 7.9169e-05 | 2.5488e-05 | 3.147e-05 | 3.3527e-05 | 0.00012106 | 4.6023e-05
0 | 7.081e-07 | 6.9468e-07 | 4.5436e-07 | 0 | 0 | 5.4549e-05 | 8.9518e-05 | 0.00021843 | 0.00016344 | 4.2604e-07 | 0.00010178 | 2.6871e-05 | 3.5202e-05 | 2.8301e-05 | 1.9748e-05 | 0.00012209 | 5.5217e-05
0 | 7.081e-07 | 5.0921e-07 | 5.1057e-07 | 0 | 0 | 5.3083e-05 | 9.1695e-05 | 0.00016568 | 0.00011587 | 3.9941e-07 | 9.6209e-05 | 2.2078e-05 | 3.7043e-05 | 9.3237e-06 | 1.7963e-05 | 4.4284e-05 | 1.2207e-06
0 | 7.081e-07 | 4.8529e-07 | 5.1057e-07 | 0 | 0 | 3.027e-05 | 8.5691e-05 | 5.5871e-05 | 7.0022e-05 | 4.7929e-07 | 9.5038e-05 | 2.8465e-05 | 3.6816e-05 | 6.2144e-06 | 1.7541e-05 | 3.9094e-05 | 1.0908e-06
0 | 6.4373e-07 | 5.5199e-07 | 5.1057e-07 | 0 | 0 | 4.4691e-05 | 9.0887e-05 | 8.2182e-05 | 8.8664e-05 | 4.2604e-07 | 9.4732e-05 | 2.4686e-05 | 3.6929e-05 | 8.1576e-06 | 1.8449e-05 | 3.3239e-05 | 1.0778e-06
0 | 7.081e-07 | 4.9511e-07 | 5.2931e-07 | 0 | 0 | 1.6244e-05 | 9.4343e-05 | 0.00011424 | 0.00011739 | 3.9941e-07 | 9.4531e-05 | 2.1361e-05 | 3.6929e-05 | 9.669e-06 | 1.6339e-05 | 6.6311e-05 | 1.0908e-06
0 | 7.081e-07 | 5.6369e-07 | 5.0745e-07 | 0 | 0 | 7.5072e-06 | 8.0496e-05 | 0.00023202 | 0.00010859 | 6.8699e-06 | 9.146e-05 | 4.2608e-05 | 3.659e-05 | 1.3122e-05 | 1.7626e-05 | 6.0454e-05 | 1.4155e-06
0 | 7.081e-07 | 6.3733e-07 | 5.4805e-07 | 0 | 0 | 2.9445e-05 | 8.5581e-05 | 0.00030779 | 0.00016818 | 4.2551e-05 | 8.8738e-05 | 3.3041e-05 | 3.6363e-05 | 5.4395e-05 | 1.9427e-05 | 6.994e-05 | 1.9869e-06
0 | 6.4373e-07 | 6.064e-06 | 4.9964e-07 | 0 | 0 | 6.7862e-05 | 8.85e-05 | 0.00047895 | 7.265e-05 | 4.2311e-05 | 0.00010243 | 8.6891e-05 | 3.6561e-05 | 5.7559e-05 | 3.6045e-05 | 0.00020569 | 2.1947e-06
0 | 7.081e-07 | 4.6614e-06 | 4.4968e-07 | 0 | 0 | 0.000133 | 8.4374e-05 | 0.00033386 | 0.00026677 | 7.6314e-05 | 9.478e-05 | 0.00013465 | 3.6674e-05 | 0.00013981 | 6.2346e-05 | 0.00028348 | 2.5712e-06
0 | 7.7248e-07 | 1.6535e-06 | 5.1057e-07 | 0 | 0 | 0.00011595 | 8.1937e-05 | 0.00017505 | 0.00019321 | 0.00010608 | 0.00010028 | 9.7766e-05 | 0.00032783 | 0.00010985 | 0.00012772 | 0.00023505 | 0.00060963
0 | 5.7936e-07 | 8.8947e-06 | 4.6529e-07 | 0 | 2.6295e-07 | 0.0002014 | 8.9834e-05 | 7.8288e-05 | 0.00017451 | 5.1418e-05 | 9.5866e-05 | 5.0022e-05 | 3.455e-05 | 0.00012922 | 0.00010309 | 0.00021702 | 0.0002958
7.2106e-07 | 3.8624e-07 | 5.2441e-06 | 5.4805e-07 | 0 | 3.9443e-07 | 0.00017843 | 8.4489e-05 | 3.1658e-05 | 0.00016941 | 3.7518e-05 | 9.9074e-05 | 5.2619e-05 | 2.4582e-05 | 6.0702e-05 | 5.4339e-05 | 0.00015731 | 0.00063245
0 | 3.2187e-07 | 2.5405e-06 | 4.6373e-07 | 0 | 0 | 0.00014412 | 9.6287e-05 | 5.3418e-05 | 0.00012767 | 0.0001478 | 9.6731e-05 | 0.00010617 | 2.2911e-05 | 4.6926e-05 | 3.7695e-05 | 0.00010173 | 0.0009208
0 | 3.2187e-07 | 1.3747e-06 | 4.6998e-07 | 0 | 1.3142e-07 | 0.00016866 | 0.00010128 | 1.6768e-05 | 8.9552e-05 | 0.00014332 | 0.00010389 | 0.00015125 | 2.141e-05 | 9.9288e-05 | 3.0207e-05 | 7.7081e-05 | 0.0002884
0 | 3.2187e-07 | 9.466e-07 | 1.5458e-07 | 0 | 0 | 0.00011722 | 0.00010613 | 1.5763e-05 | 0.0001175 | 0.00010548 | 0.00010332 | 4.9906e-05 | 0.00053305 | 4.5154e-05 | 2.5498e-05 | 8.4865e-05 | 9.2682e-05
0 | 3.2187e-07 | 1.2231e-06 | 1.4052e-07 | 0 | 0 | 0.00013188 | 0.00010148 | 9.1006e-06 | 8.9969e-05 | 0.00010348 | 0.0001025 | 6.5771e-05 | 0.00018577 | 4.5062e-05 | 2.0363e-05 | 9.1643e-05 | 8.4659e-05
0 | 1.1268e-06 | 1.6455e-06 | 1.093e-07 | 0 | 0 | 0.00012971 | 0.00011019 | 2.781e-05 | 8.9508e-05 | 0.00012229 | 0.00010534 | 0.0001188 | 0.00077917 | 8.6495e-05 | 2.8859e-05 | 7.5461e-05 | 0.00024264
3.56e-06 | 3.2187e-07 | 5.0574e-07 | 3.8254e-07 | 0 | 0 | 9.6843e-05 | 0.00010295 | 2.1211e-05 | 0.00041429 | 0.00011088 | 0.00010774 | 0.00020165 | 0.0010522 | 0.00018023 | 2.9029e-05 | 7.6928e-05 | 0.00067207
8.3066e-06 | 3.2187e-07 | 6.2918e-07 | 4.5436e-07 | 0 | 2.6295e-07 | 0.00014589 | 0.00011037 | 4.0555e-05 | 0.00044568 | 0.00011113 | 0.00011591 | 0.0004593 | 0.00085054 | 0.00045077 | 3.3187e-05 | 0.00014394 | 8.4812e-05
0 | 3.2187e-07 | 9.1295e-07 | 3.7942e-07 | 0 | 0 | 0.00015011 | 0.00011016 | 5.5197e-05 | 0.00040367 | 0.00010876 | 0.00012125 | 0.00043418 | 0.00088152 | 0.00075638 | 4.1027e-05 | 0.0001851 | 0.00068643
0 | 3.8624e-07 | 5.9525e-06 | 2.6247e-06 | 0 | 0 | 0.00017617 | 0.00010555 | 6.0741e-05 | 0.00027589 | 0.00010751 | 0.00011581 | 0.00018471 | 0.00027122 | 0.00024683 | 8.779e-05 | 0.00020125 | 0.00071317
0 | 3.2187e-07 | 5.7558e-06 | 4.0299e-06 | 0 | 0 | 0.0002113 | 9.3298e-05 | 0.00023732 | 0.00018122 | 4.6704e-05 | 0.00011834 | 0.00012633 | 0.00026618 | 0.00016213 | 5.8061e-05 | 0.0001756 | 0.00023275
0 | 5.1499e-07 | 5.7532e-06 | 2.7215e-06 | 0 | 0 | 0.00016762 | 0.00010152 | 0.0001939 | 0.00025516 | 4.6252e-05 | 0.00012671 | 6.8144e-05 | 0.00024998 | 5.3037e-05 | 4.6915e-05 | 0.00012851 | 1.3353e-06
0 | 7.081e-07 | 5.7958e-06 | 1.7206e-06 | 0 | 0 | 0.000121 | 9.6272e-05 | 0.00012609 | 5.4771e-05 | 4.6065e-05 | 0.00010884 | 9.2513e-05 | 0.00024163 | 3.9884e-05 | 3.3988e-05 | 0.00011914 | 1.0778e-06
0 | 7.081e-07 | 3.3965e-06 | 3.6068e-07 | 0 | 0 | 7.7142e-05 | 9.3077e-05 | 0.00015275 | 0.00012268 | 4.5879e-05 | 0.00010445 | 3.4604e-05 | 0.00023537 | 5.2164e-05 | 2.0494e-05 | 0.00012228 | 9.9993e-07
0 | 6.4373e-07 | 5.3441e-07 | 3.7629e-07 | 0 | 0 | 3.5585e-05 | 9.6309e-05 | 9.9932e-05 | 7.9801e-05 | 4.5879e-05 | 0.0001008 | 1.9209e-05 | 0.00022463 | 1.0784e-05 | 1.6175e-05 | 8.3736e-05 | 1.0129e-06
0 | 7.081e-07 | 6.4228e-07 | 3.7942e-07 | 0 | 0 | 1.3746e-05 | 8.6065e-05 | 5.3616e-05 | 8.5328e-05 | 4.6012e-05 | 9.5682e-05 | 2.5755e-05 | 0.0002297 | 8.1e-06 | 1.7004e-05 | 4.0175e-05 | 1.1558e-06
0 | 7.081e-07 | 5.9049e-07 | 4.4343e-07 | 0 | 0 | 1.2711e-05 | 8.9919e-05 | 7.3296e-05 | 0.00018931 | 4.5719e-05 | 9.7193e-05 | 3.178e-05 | 0.00022917 | 1.2774e-05 | 1.8446e-05 | 5.096e-05 | 1.2077e-06
0 | 6.4373e-07 | 4.8342e-07 | 4.247e-07 | 0 | 0 | 1.2324e-05 | 9.7969e-05 | 0.00015462 | 0.00011864 | 4.5826e-05 | 9.5626e-05 | 2.0494e-05 | 0.00010385 | 9.8583e-06 | 1.6265e-05 | 4.2537e-05 | 1.6622e-06
0 | 7.081e-07 | 8.7685e-07 | 4.1689e-07 | 0 | 0 | 6.6342e-06 | 9.0564e-05 | 0.00022872 | 0.00019789 | 5.2855e-05 | 8.8234e-05 | 2.5125e-05 | 8.3233e-05 | 2.0611e-05 | 1.6193e-05 | 4.4463e-05 | 1.2726e-06
0 | 7.081e-07 | 5.1897e-07 | 4.731e-07 | 0 | 0 | 4.149e-05 | 9.1882e-05 | 0.0003052 | 0.00014193 | 8.7711e-05 | 9.2946e-05 | 3.145e-05 | 8.193e-05 | 4.4256e-05 | 2.31e-05 | 0.00012242 | 1.844e-06
0 | 6.4373e-07 | 1.042e-06 | 4.1689e-07 | 0 | 0 | 7.8901e-05 | 8.7111e-05 | 0.00031046 | 0.00027825 | 8.7125e-05 | 0.0001007 | 6.9381e-05 | 8.108e-05 | 6.8611e-05 | 2.1804e-05 | 0.0001901 | 0.00068922
0 | 7.7248e-07 | 1.243e-06 | 4.6061e-07 | 0 | 0 | 9.4338e-05 | 8.8429e-05 | 0.00038424 | 0.00010232 | 0.00010004 | 9.7599e-05 | 0.00012364 | 8.0344e-05 | 0.00017587 | 5.5006e-05 | 0.00027337 | 0.00048987
0 | 7.081e-07 | 9.0211e-07 | 3.3414e-07 | 0 | 0 | 0.00018198 | 8.8409e-05 | 0.00021206 | 0.00025348 | 0.0001062 | 0.00010846 | 8.7504e-05 | 0.000316 | 0.0001229 | 4.939e-05 | 0.00021308 | 0.00015198
6.7387e-07 | 5.1499e-07 | 1.1278e-06 | 4.7778e-07 | 2.2098e-06 | 0 | 0.00019657 | 8.1643e-05 | 9.9603e-05 | 0.00018986 | 9.7776e-05 | 9.8222e-05 | 6.972e-05 | 7.5416e-05 | 0.00013351 | 4.2567e-05 | 0.00018136 | 0.00020167
7.2106e-07 | 3.2187e-07 | 1.3474e-06 | 3.9815e-07 | 9.941e-07 | 1.3142e-07 | 0.00020899 | 9.5555e-05 | 6.1762e-05 | 7.3901e-05 | 8.1107e-05 | 9.5429e-05 | 0.00010548 | 6.5193e-05 | 0.00012467 | 4.9945e-05 | 0.00015623 | 0.00014898
0 | 3.2187e-07 | 1.5615e-06 | 1.9986e-07 | 0 | 7.8885e-07 | 0.00016489 | 9.8367e-05 | 7.3506e-05 | 0.0002679 | 8.1187e-05 | 9.9386e-05 | 0.00015933 | 0.00015907 | 0.00020532 | 6.0059e-05 | 0.00014552 | 0.00066162
0 | 3.2187e-07 | 1.5451e-06 | 3.4663e-07 | 1.2157e-06 | 0 | 0.00014123 | 9.4901e-05 | 3.3141e-05 | 0.00028718 | 0.00013882 | 0.00010134 | 0.00014911 | 0.00018541 | 0.00037418 | 4.2563e-05 | 9.5938e-05 | 6.6567e-05
0 | 6.4373e-07 | 1.0713e-06 | 4.5436e-07 | 0 | 1.1833e-06 | 0.00011904 | 0.00010498 | 2.6363e-05 | 0.00018115 | 6.6888e-05 | 0.00010587 | 0.00010708 | 0.00072622 | 0.00021531 | 2.8211e-05 | 9.157e-05 | 5.3801e-05
0 | 3.8624e-07 | 1.3186e-06 | 1.1492e-06 | 0 | 2.6295e-06 | 0.00015198 | 0.00011025 | 2.879e-05 | 0.00015084 | 5.5822e-05 | 0.00010479 | 0.00015393 | 0.00030339 | 8.3902e-05 | 2.3211e-05 | 6.5127e-05 | 0.00018543
0 | 3.2187e-07 | 2.1675e-06 | 1.7378e-06 | 0 | 1.8407e-06 | 0.00013179 | 0.00010915 | 5.608e-05 | 0.00013861 | 6.3363e-05 | 0.00010614 | 0.00017311 | 0.00024701 | 0.00011507 | 2.862e-05 | 5.3e-05 | 0.00015242
0 | 3.2187e-07 | 1.4187e-06 | 7.9943e-07 | 0 | 3.6813e-06 | 0.00018869 | 0.00010135 | 6.1507e-05 | 0.00016552 | 6.308e-05 | 0.00010787 | 0.00023468 | 0.00023403 | 0.00017504 | 2.7948e-05 | 0.00011439 | 0.00013093
0 | 3.2187e-07 | 1.6128e-06 | 2.264e-07 | 0 | 2.1036e-06 | 0.00018363 | 0.00010638 | 2.8363e-05 | 0.00014326 | 6.2058e-05 | 0.00011399 | 0.00031669 | 0.00028509 | 0.00038603 | 4.1938e-05 | 0.00010427 | 0.00018362
0 | 1.1268e-06 | 1.4103e-06 | 3.3101e-07 | 0 | 0 | 0.00016338 | 0.00010135 | 4.1145e-05 | 0.00023611 | 6.1062e-05 | 0.00011846 | 0.00049704 | 0.0002367 | 0.0004379 | 6.3235e-05 | 0.00019532 | 0.00014618
0 | 3.2187e-07 | 1.2937e-06 | 2.2047e-06 | 0 | 0 | 0.00017206 | 9.9386e-05 | 7.3725e-05 | 0.00026499 | 6.1291e-05 | 0.00011865 | 0.00020301 | 0.0002381 | 0.00018524 | 6.4454e-05 | 0.00017031 | 5.2022e-05
0 | 3.2187e-07 | 6.9441e-06 | 1.9205e-07 | 0 | 0 | 0.00013762 | 0.0001013 | 0.0001994 | 0.00016269 | 4.2604e-07 | 0.00011388 | 6.8507e-05 | 0.00024786 | 7.2428e-05 | 5.0993e-05 | 0.00013915 | 5.8306e-05
0 | 3.8624e-07 | 6.8694e-06 | 2.3733e-07 | 0 | 0 | 0.00013199 | 0.00010163 | 0.00035849 | 0.0001367 | 4.5267e-07 | 0.00010929 | 6.5294e-05 | 0.00023981 | 2.343e-05 | 5.4435e-05 | 0.00012981 | 0.00016056
0 | 3.2187e-07 | 4.8222e-06 | 3.2008e-07 | 0 | 0 | 9.2666e-05 | 9.6378e-05 | 0.00021383 | 0.000134 | 4.5267e-07 | 0.0001125 | 6.5859e-05 | 0.00025518 | 2.9613e-05 | 5.1463e-05 | 4.6266e-05 | 0.00043488
0 | 3.2187e-07 | 9.5828e-07 | 4.0596e-07 | 0 | 0 | 7.7679e-05 | 9.8091e-05 | 0.00010768 | 0.00011863 | 4.5267e-07 | 0.00010076 | 4.9228e-05 | 8.7973e-05 | 1.5543e-05 | 2.6539e-05 | 0.00010975 | 3.0128e-05
0 | 3.2187e-07 | 5.7351e-07 | 4.6217e-07 | 0 | 0 | 5.2845e-05 | 0.000103 | 0.0001176 | 6.3381e-05 | 4.7929e-07 | 0.00010097 | 4.0844e-05 | 0.00012911 | 1.5068e-05 | 2.2162e-05 | 5.2221e-05 | 1.2389e-05
0 | 3.2187e-07 | 6.9468e-07 | 4.5436e-07 | 0 | 0 | 3.3163e-05 | 9.019e-05 | 0.00013037 | 0.00013237 | 4.5267e-07 | 9.7297e-05 | 2.5395e-05 | 0.00012871 | 1.3389e-05 | 2.1506e-05 | 3.8872e-05 | 1.0908e-06
0 | 3.8624e-07 | 6.3078e-07 | 5.2619e-07 | 0 | 0 | 1.7669e-05 | 9.6925e-05 | 0.00016533 | 9.1051e-05 | 5.0592e-07 | 9.5676e-05 | 2.5861e-05 | 2.9113e-05 | 9.8775e-06 | 2.1342e-05 | 4.4895e-05 | 1.0129e-06
0 | 3.2187e-07 | 6.6193e-07 | 6.0426e-07 | 0 | 0 | 6.1497e-06 | 9.1097e-05 | 0.00016133 | 8.1078e-05 | 4.5267e-07 | 9.7056e-05 | 2.5782e-05 | 2.9481e-05 | 1.0808e-05 | 2.1431e-05 | 4.8391e-05 | 1.3376e-06
0 | 3.2187e-07 | 6.652e-07 | 6.3861e-07 | 0 | 0 | 1.6353e-06 | 0.00010108 | 0.00016698 | 9.1467e-05 | 8.4409e-06 | 9.3464e-05 | 2.7397e-05 | 3.0246e-05 | 9.1199e-06 | 2.1418e-05 | 4.386e-05 | 1.4804e-06
0 | 3.2187e-07 | 5.0307e-07 | 6.2299e-07 | 0 | 0 | 2.55e-06 | 8.9813e-05 | 0.00016818 | 9.4478e-05 | 4.2231e-05 | 8.9115e-05 | 3.0279e-05 | 3.1067e-05 | 1.4946e-05 | 3.0524e-05 | 7.6065e-05 | 2.2985e-06
0 | 3.2187e-07 | 6.9561e-07 | 4.4343e-07 | 0 | 7.8885e-07 | 7.5755e-06 | 9.6647e-05 | 0.00034606 | 0.00010996 | 4.1858e-05 | 9.2873e-05 | 5.4253e-05 | 3.3191e-05 | 3.6107e-05 | 3.3867e-05 | 7.4145e-05 | 2.1947e-06
0 | 3.2187e-07 | 1.7735e-06 | 5.1057e-07 | 0 | 5.259e-07 | 4.3038e-05 | 8.9081e-05 | 0.00036098 | 0.00014923 | 7.6261e-05 | 0.00010077 | 0.00011308 | 3.3191e-05 | 0.00010088 | 3.9193e-05 | 0.00013089 | 1.2064e-05
0 | 3.8624e-07 | 1.0055e-06 | 4.8715e-07 | 0 | 1.0518e-06 | 0.00012258 | 9.6555e-05 | 0.0002039 | 0.00030474 | 0.00010611 | 0.00010321 | 0.00017079 | 9.2182e-05 | 0.0002488 | 3.0907e-05 | 0.00022453 | 0.00014081
0 | 3.2187e-07 | 1.3711e-06 | 5.2931e-07 | 0 | 3.2869e-06 | 0.00022062 | 9.5155e-05 | 0.00020493 | 0.00016192 | 9.7073e-05 | 0.00010629 | 0.00020986 | 3.8334e-05 | 0.00031534 | 3.3996e-05 | 0.00020692 | 0.00020389
0 | 3.2187e-07 | 8.3285e-07 | 6.1987e-07 | 0 | 0 | 0.00034587 | 9.7816e-05 | 0.00019089 | 0.00013844 | 5.9113e-05 | 0.00010763 | 0.00013936 | 0.00028114 | 0.00023908 | 3.1206e-05 | 0.00022739 | 0.00010604
0 | 3.8624e-07 | 7.2294e-07 | 2.8573e-07 | 0 | 0 | 0.00036373 | 9.1338e-05 | 0.00012396 | 0.00014734 | 9.9959e-05 | 0.00010301 | 0.00020469 | 0.00020162 | 0.00026812 | 3.4837e-05 | 0.00019443 | 0.00021121
0 | 3.2187e-07 | 5.5199e-07 | 5.7615e-07 | 0 | 0 | 0.00032397 | 0.00010059 | 0.00011803 | 0.00020292 | 8.0015e-05 | 0.00010635 | 0.00022665 | 7.3859e-05 | 0.00031971 | 4.1236e-05 | 0.00013209 | 0.00012393
0 | 3.8624e-07 | 6.0298e-07 | 8.2129e-07 | 0 | 0 | 0.00024386 | 9.684e-05 | 9.7514e-05 | 0.00014407 | 3.9142e-05 | 0.00010088 | 0.00021695 | 0.0006529 | 0.00030078 | 2.9075e-05 | 0.00011295 | 0.0001673
0 | 3.2187e-07 | 6.9411e-07 | 2.3733e-07 | 0 | 0 | 0.00021464 | 0.00010314 | 9.061e-05 | 0.00017116 | 5.5002e-05 | 0.00010879 | 0.00020151 | 0.00025082 | 0.00013945 | 4.2478e-05 | 7.869e-05 | 8.102e-05
0 | 3.8624e-07 | 6.7035e-07 | 3.8722e-07 | 0 | 0 | 0.00024856 | 0.00011331 | 0.00010119 | 0.00020806 | 6.3283e-05 | 0.00011101 | 0.00018941 | 0.00040425 | 5.7539e-05 | 4.5586e-05 | 8.4053e-05 | 6.2074e-05
7.12e-06 | 3.2187e-07 | 6.0379e-06 | 1.4255e-06 | 0 | 0 | 0.00018238 | 0.00010069 | 0.00012926 | 0.00015792 | 6.2926e-05 | 0.00011436 | 0.00034238 | 0.00035552 | 0.00030785 | 7.2623e-05 | 0.00012923 | 6.4404e-05
0 | 3.2187e-07 | 5.5207e-06 | 2.4623e-06 | 0 | 0 | 0.00020282 | 0.00010855 | 0.00015415 | 0.00019451 | 6.1648e-05 | 0.00011393 | 0.00045865 | 2.7159e-05 | 0.00048153 | 6.7273e-05 | 0.00015731 | 1.8186e-05
0 | 3.8624e-07 | 8.8403e-07 | 1.1445e-06 | 0 | 0 | 0.00019134 | 0.00010877 | 9.5886e-05 | 0.00026451 | 6.1136e-05 | 0.00011932 | 0.00038445 | 2.9594e-05 | 0.00049501 | 8.3338e-05 | 0.00019709 | 1.6465e-05
0 | 3.2187e-07 | 8.2567e-07 | 7.2448e-07 | 0 | 0 | 0.00016858 | 0.00010043 | 9.3895e-05 | 0.00018395 | 6.1041e-05 | 0.0001174 | 0.00025059 | 3.3644e-05 | 0.00023315 | 8.6637e-05 | 0.00017835 | 0.00013774
0 | 3.2187e-07 | 6.7603e-07 | 1.4458e-06 | 0 | 0 | 0.00018395 | 0.00010168 | 9.3308e-05 | 0.00016669 | 6.8699e-06 | 0.00011805 | 0.00010407 | 3.489e-05 | 5.6265e-05 | 7.0779e-05 | 0.00014354 | 9.4125e-05
0 | 3.8624e-07 | 5.6369e-07 | 3.1852e-07 | 0 | 0 | 0.00014682 | 9.8174e-05 | 0.00011713 | 0.00019031 | 4.2604e-07 | 0.00011321 | 7.0011e-05 | 3.8968e-05 | 4.7552e-05 | 6.866e-05 | 0.00011133 | 0.00013703
0 | 3.2187e-07 | 5.6369e-07 | 2.0766e-07 | 0 | 0 | 0.00011648 | 0.00010338 | 0.00011708 | 0.00010346 | 4.7929e-07 | 0.00010782 | 6.2399e-05 | 4.4293e-05 | 5.2212e-05 | 5.7095e-05 | 0.00011106 | 4.4205e-05
0 | 3.2187e-07 | 8.3038e-07 | 1.6238e-07 | 0 | 0 | 5.4884e-05 | 9.9329e-05 | 0.00012312 | 0.00018033 | 4.2604e-07 | 0.00010243 | 9.655e-05 | 3.7269e-05 | 1.1422e-05 | 5.5079e-05 | 7.7088e-05 | 3.8387e-05
0 | 3.2187e-07 | 6.6661e-07 | 1.78e-07 | 0 | 0 | 3.2373e-05 | 9.9997e-05 | 0.00012066 | 0.0001513 | 4.2604e-07 | 0.00010242 | 5.8436e-05 | 3.7949e-05 | 2.9298e-05 | 2.3025e-05 | 8.1112e-05 | 1.2077e-06
0 | 3.8624e-07 | 7.6713e-07 | 1.3272e-07 | 0 | 0 | 1.8008e-05 | 0.00010093 | 0.0001246 | 0.00016439 | 4.5267e-07 | 0.00010439 | 5.3244e-05 | 0.00014942 | 2.2241e-05 | 2.7812e-05 | 7.4484e-05 | 1.1428e-06
0 | 3.2187e-07 | 5.0453e-07 | 1.4052e-07 | 0 | 0 | 4.3509e-06 | 9.7184e-05 | 0.00012449 | 0.00014207 | 4.2604e-07 | 9.7227e-05 | 5.6594e-05 | 0.00024541 | 1.1518e-05 | 2.7051e-05 | 3.443e-05 | 1.1428e-06
0 | 3.2187e-07 | 6.1976e-07 | 1.3272e-07 | 0 | 0 | 3.4985e-06 | 9.5015e-05 | 0.00015601 | 0.00012917 | 4.5267e-07 | 9.6893e-05 | 3.7062e-05 | 4.3817e-05 | 1.0874e-05 | 1.899e-05 | 3.352e-05 | 1.0778e-06
0 | 3.2187e-07 | 5.7164e-07 | 1.4052e-07 | 0 | 0 | 3.7804e-06 | 9.3551e-05 | 0.00016491 | 0.0001699 | 6.3107e-06 | 9.7034e-05 | 3.2675e-05 | 3.6844e-05 | 1.3551e-05 | 1.7945e-05 | 4.7929e-05 | 1.4804e-06
0 | 3.2187e-07 | 6.6848e-07 | 1.2491e-07 | 0 | 0 | 1.251e-05 | 9.0636e-05 | 0.00021802 | 6.5238e-05 | 4.1938e-05 | 9.1613e-05 | 2.7577e-05 | 3.5683e-05 | 2.3413e-05 | 1.8182e-05 | 9.3362e-05 | 1.3376e-06
0 | 3.8624e-07 | 2.0889e-06 | 1.3272e-07 | 0 | 0 | 2.9898e-05 | 9.5489e-05 | 0.00024071 | 0.00014198 | 4.1778e-05 | 9.3291e-05 | 6.527e-05 | 3.4437e-05 | 6.9065e-05 | 2.7264e-05 | 8.778e-05 | 1.7401e-06
0 | 3.8624e-07 | 6.0298e-07 | 1.0149e-07 | 0 | 0 | 8.9097e-05 | 9.6107e-05 | 0.00027191 | 0.00015143 | 7.5515e-05 | 0.00010215 | 0.00011212 | 4.5595e-05 | 0.00013032 | 2.9366e-05 | 0.00016824 | 4.8347e-05
0 | 3.2187e-07 | 6.776e-07 | 1.2491e-07 | 0 | 0 | 9.164e-05 | 9.7541e-05 | 0.00021639 | 0.00019731 | 0.00010656 | 0.00010703 | 0.0001711 | 7.2131e-05 | 0.00020249 | 1.8835e-05 | 0.00022627 | 0.00036638
8.3066e-06 | 3.8624e-07 | 1.01e-06 | 8.1973e-07 | 0 | 0 | 0.00019564 | 9.3178e-05 | 0.00016516 | 0.00024883 | 9.6764e-05 | 0.00010522 | 0.00016061 | 0.00014652 | 0.00017934 | 3.0026e-05 | 0.00021815 | 0.00049328
3.56e-06 | 3.8624e-07 | 1.2254e-06 | 5.2306e-07 | 0 | 0 | 0.00021259 | 0.00010553 | 0.0001374 | 0.0001072 | 8.3237e-05 | 0.00010393 | 0.00020538 | 0.00022799 | 0.00023705 | 2.0392e-05 | 0.00023071 | 0.00020151
0 | 3.2187e-07 | 1.268e-06 | 1.4833e-07 | 0 | 0 | 0.00028636 | 9.4586e-05 | 0.00012035 | 0.00034219 | 0.00012649 | 0.00010276 | 0.0002218 | 0.0003033 | 0.00020658 | 1.861e-05 | 0.00016141 | 0.00069602
0 | 3.8624e-07 | 8.3098e-07 | 1.8502e-06 | 0 | 2.6295e-07 | 0.00028464 | 0.00010236 | 6.5891e-05 | 0.00071921 | 0.00012264 | 0.0001097 | 0.00022618 | 0.00033463 | 0.00019015 | 2.4251e-05 | 0.00012236 | 0.00095967
0 | 3.8624e-07 | 8.5613e-07 | 1.5645e-06 | 0 | 0 | 0.00025127 | 0.00010707 | 5.4262e-05 | 0.00021962 | 6.8992e-05 | 0.00011409 | 0.00020376 | 0.00065972 | 0.00014758 | 3.2336e-05 | 0.00011857 | 0.00013477
0 | 3.8624e-07 | 9.4072e-07 | 1.2694e-06 | 0 | 0 | 0.0002322 | 0.00010151 | 6.2613e-05 | 0.00010466 | 5.4618e-05 | 0.0001129 | 0.00016848 | 0.00024448 | 0.00016384 | 2.0088e-05 | 0.00011508 | 3.9062e-05
0 | 3.8624e-07 | 7.5466e-07 | 5.0745e-07 | 0 | 0 | 0.00021145 | 0.00011361 | 0.00014356 | 0.00013107 | 6.3e-05 | 0.00011517 | 0.00018301 | 0.00039378 | 7.7348e-05 | 0.00016263 | 0.00010879 | 5.1529e-05
0 | 3.8624e-07 | 5.0761e-07 | 4.7778e-07 | 0 | 0 | 0.00018395 | 0.00011078 | 0.00012249 | 0.00016563 | 6.2952e-05 | 0.00011593 | 0.0004113 | 0.00035018 | 0.0001854 | 9.9458e-05 | 0.00012043 | 4.5574e-05
0 | 3.2187e-07 | 5.6182e-07 | 5.7459e-07 | 0 | 0 | 0.00026383 | 0.00010914 | 9.5041e-05 | 0.0003112 | 6.2031e-05 | 0.00011784 | 0.00054509 | 0.00015885 | 0.00052644 | 0.00020834 | 0.00017656 | 0.00015602
0 | 3.8624e-07 | 6.7314e-06 | 4.8871e-07 | 0 | 0 | 0.00026921 | 0.00010914 | 8.0882e-05 | 0.00042141 | 6.0141e-05 | 0.00012432 | 0.00048964 | 0.0003405 | 0.00054061 | 8.7825e-05 | 0.00022151 | 0.00058763
0 | 3.2187e-07 | 6.567e-06 | 4.2157e-07 | 0 | 0 | 0.00030564 | 0.00011233 | 8.1156e-05 | 0.0003733 | 6.0039e-05 | 0.0001219 | 0.00020382 | 0.0002894 | 0.00038516 | 5.0136e-05 | 0.00018416 | 1.1428e-06
0 | 3.2187e-07 | 6.1999e-06 | 2.5294e-07 | 0 | 0 | 0.00030951 | 0.00010602 | 0.00010022 | 0.0001881 | 4.5267e-07 | 0.00012424 | 0.00011575 | 0.00023057 | 9.5845e-05 | 3.7226e-05 | 0.00018778 | 4.0713e-05
0 | 3.2187e-07 | 5.7084e-06 | 1.9205e-07 | 0 | 0 | 0.0002546 | 0.00010441 | 0.00010375 | 0.00028427 | 4.7929e-07 | 0.00011595 | 4.5623e-05 | 0.00024301 | 2.3648e-05 | 5.1654e-05 | 0.0001479 | 4.0556e-05
0 | 3.8624e-07 | 5.7789e-06 | 1.4052e-07 | 0 | 0 | 0.00019773 | 0.00010174 | 8.8163e-05 | 6.1922e-05 | 4.5267e-07 | 0.00010934 | 2.7017e-05 | 0.00011396 | 3.072e-05 | 3.4849e-05 | 0.00011791 | 0.00014573
0 | 3.2187e-07 | 1.9253e-06 | 1.171e-07 | 0 | 0 | 0.00012766 | 9.5825e-05 | 8.3675e-05 | 9.2236e-05 | 4.7929e-07 | 0.00010495 | 4.0641e-05 | 3.8175e-05 | 8.9706e-06 | 2.1358e-05 | 0.0001251 | 6.0359e-05
0 | 3.2187e-07 | 6.6661e-07 | 1.2491e-07 | 0 | 0 | 7.4373e-05 | 8.7617e-05 | 4.7488e-05 | 0.00010059 | 4.5267e-07 | 9.8213e-05 | 3.0559e-05 | 3.8402e-05 | 1.0884e-05 | 2.0537e-05 | 5.9064e-05 | 1.5354e-05
0 | 3.2187e-07 | 5.6061e-07 | 1.171e-07 | 0 | 0 | 3.9752e-05 | 0.00010215 | 4.6341e-05 | 7.0965e-05 | 4.5267e-07 | 9.5693e-05 | 2.1262e-05 | 3.8062e-05 | 1.3655e-05 | 1.7906e-05 | 4.9057e-05 | 1.0129e-06
0 | 3.2187e-07 | 4.8529e-07 | 1.171e-07 | 0 | 0 | 7.1278e-06 | 8.9624e-05 | 7.9962e-05 | 0.00010167 | 4.7929e-07 | 9.8959e-05 | 3.2537e-05 | 3.86e-05 | 1.2784e-05 | 1.899e-05 | 4.7614e-05 | 1.1428e-06
0 | 3.2187e-07 | 5.6369e-07 | 1.2491e-07 | 0 | 0 | 6.4867e-06 | 9.2668e-05 | 9.5736e-05 | 8.9873e-05 | 4.5267e-07 | 9.684e-05 | 3.1529e-05 | 4.905e-05 | 9.6793e-06 | 2.0331e-05 | 5.0889e-05 | 1.0778e-06
0 | 3.2187e-07 | 7.0772e-07 | 1.171e-07 | 0 | 0 | 2.9687e-06 | 0.00010099 | 9.8197e-05 | 6.5061e-05 | 6.2308e-06 | 9.3156e-05 | 2.5259e-05 | 3.7722e-05 | 9.0287e-06 | 1.8127e-05 | 4.8588e-05 | 1.4025e-06
0 | 3.2187e-07 | 1.197e-06 | 1.171e-07 | 0 | 0 | 3.229e-05 | 8.6754e-05 | 0.00027379 | 0.00016969 | 4.2284e-05 | 9.0383e-05 | 6.6225e-05 | 3.7128e-05 | 5.8935e-05 | 2.3662e-05 | 0.00011149 | 1.7272e-06
0 | 5.1499e-07 | 1.0713e-06 | 2.1859e-07 | 0 | 0 | 9.6865e-05 | 8.6227e-05 | 0.00031176 | 7.4135e-05 | 4.2178e-05 | 0.00010404 | 9.1226e-05 | 3.7921e-05 | 6.9314e-05 | 2.6005e-05 | 0.00020461 | 2.2596e-06
0 | 7.081e-07 | 4.8342e-07 | 6.6515e-06 | 0 | 0 | 0.00011843 | 9.7591e-05 | 0.00018815 | 0.00026163 | 7.714e-05 | 9.871e-05 | 0.00011121 | 3.7014e-05 | 8.4821e-05 | 3.1525e-05 | 0.00027707 | 5.7373e-05
0 | 7.081e-07 | 8.8743e-07 | 5.215e-07 | 0 | 0 | 0.00016834 | 8.6448e-05 | 0.00018975 | 0.0002341 | 0.00010763 | 0.00010171 | 9.9275e-05 | 8.3912e-05 | 0.00018851 | 3.7119e-05 | 0.00021437 | 9.5772e-05
0 | 4.5061e-07 | 2.0235e-06 | 4.5436e-07 | 0 | 0 | 0.00024483 | 9.5831e-05 | 8.949e-05 | 0.00017233 | 0.00010153 | 0.00010221 | 0.00015487 | 3.9761e-05 | 0.0001183 | 2.4681e-05 | 0.00022028 | 0.0011937
7.2106e-07 | 3.2187e-07 | 4.2126e-06 | 5.2931e-07 | 0 | 0 | 0.00028355 | 9.9423e-05 | 5.2312e-05 | 0.0001384 | 8.3956e-05 | 0.00010231 | 0.00012515 | 2.4214e-05 | 5.6184e-05 | 4.1278e-05 | 0.0001905 | 0.00063722
0 | 1.0624e-06 | 8.3096e-06 | 4.9652e-07 | 0 | 0 | 0.00023207 | 9.3988e-05 | 3.9602e-05 | 0.0004765 | 8.4143e-05 | 0.00010279 | 0.00011244 | 3.3758e-05 | 0.00010284 | 5.3404e-05 | 0.00012598 | 0.00012855
0 | 3.2187e-07 | 9.1488e-07 | 4.3563e-07 | 0 | 1.3142e-07 | 0.0002012 | 0.00010949 | 3.1784e-05 | 0.00036889 | 8.0441e-05 | 0.00010348 | 0.00010324 | 2.1155e-05 | 7.7269e-05 | 4.9528e-05 | 9.2002e-05 | 3.5024e-05
0 | 3.8624e-07 | 9.8078e-07 | 5.2931e-07 | 0 | 0 | 0.00018677 | 0.00010516 | 2.6112e-05 | 0.00015989 | 4.1651e-05 | 0.00011128 | 8.1063e-05 | 0.00047861 | 5.0962e-05 | 2.6819e-05 | 8.4467e-05 | 0.00012303
0 | 3.2187e-07 | 1.0581e-06 | 4.731e-07 | 0 | 0 | 0.00013916 | 0.00012036 | 2.136e-05 | 0.00011854 | 9.7495e-05 | 0.00010727 | 8.0799e-05 | 0.00019485 | 4.4424e-05 | 2.0138e-05 | 7.8686e-05 | 2.0676e-05
0 | 3.2187e-07 | 9.1301e-07 | 5.3399e-07 | 0 | 0 | 0.00016744 | 0.00011046 | 1.4708e-05 | 0.00056782 | 7.3982e-05 | 0.00011097 | 0.00011373 | 0.00037315 | 9.4584e-05 | 2.4874e-05 | 0.00010765 | 5.884e-05
0.00031958 | 3.2187e-07 | 6.9485e-06 | 4.8091e-07 | 0 | 2.6295e-07 | 0.00017098 | 0.00011404 | 2.2895e-05 | 0.00069969 | 0.00011798 | 0.00011958 | 0.00026671 | 0.0003449 | 0.00020498 | 3.7034e-05 | 0.00012672 | 0.00017623
0.00036615 | 3.8624e-07 | 9.0212e-07 | 2.3421e-07 | 0 | 7.8885e-07 | 0.00018701 | 0.00012425 | 1.88e-05 | 0.00036857 | 6.6238e-05 | 0.0001317 | 0.00033564 | 2.1467e-05 | 0.0005174 | 3.4166e-05 | 0.00016764 | 3.2167e-05
0 | 3.2187e-07 | 9.5729e-07 | 3.7942e-07 | 0 | 1.3142e-07 | 0.00017336 | 0.0001076 | 7.2943e-05 | 0.00034637 | 0.00013194 | 0.00013415 | 0.00051412 | 2.3194e-05 | 0.00052853 | 0.00014542 | 0.00025925 | 0.0001924
0 | 3.2187e-07 | 1.4306e-06 | 2.9354e-07 | 0 | 0 | 0.00023298 | 0.00011295 | 7.3279e-05 | 0.00019303 | 0.00013099 | 0.00012621 | 0.00027563 | 3.2936e-05 | 0.00020364 | 0.00012033 | 0.00021225 | 0.00011719
0 | 3.8624e-07 | 1.55e-06 | 3.0135e-07 | 0 | 0 | 0.00024955 | 0.00010963 | 5.8878e-05 | 0.00017737 | 2.8827e-05 | 0.00012115 | 0.00014584 | 5.3446e-05 | 0.000115 | 4.4848e-05 | 0.00022422 | 8.8887e-05
0 | 3.2187e-07 | 2.7409e-06 | 3.6849e-07 | 0 | 0 | 0.00019336 | 0.00010517 | 5.9727e-05 | 0.00010582 | 2.02e-05 | 0.00011897 | 7.3005e-05 | 0.00013236 | 4.6647e-05 | 4.4902e-05 | 0.00013207 | 5.606e-05
0 | 3.2187e-07 | 6.3091e-06 | 3.2321e-07 | 0 | 5.259e-07 | 0.00016227 | 0.00010616 | 0.00017684 | 0.00010978 | 4.7929e-07 | 0.00011611 | 6.5749e-05 | 4.0894e-05 | 2.6252e-05 | 0.00020534 | 0.00012481 | 1.0778e-06
0 | 3.2187e-07 | 3.3718e-06 | 4.6998e-07 | 0 | 2.6295e-07 | 6.9481e-05 | 0.00010511 | 0.00013769 | 0.00010414 | 4.7929e-07 | 0.0001163 | 4.4905e-05 | 4.4293e-05 | 1.6347e-05 | 5.6135e-05 | 8.9634e-05 | 1.1428e-06
0 | 2.1898e-06 | 4.0149e-07 | 3.9064e-07 | 0 | 0 | 2.0742e-05 | 0.00010358 | 0.00020092 | 5.3805e-05 | 5.0296e-07 | 0.00010979 | 3.2787e-05 | 4.44e-05 | 1.1193e-05 | 1.7039e-05 | 5.6843e-05 | 1.0345e-06
0 | 2.2372e-06 | 3.3978e-07 | 3.3112e-07 | 0 | 0 | 7.8268e-06 | 9.5051e-05 | 3.2392e-05 | 7.9441e-05 | 4.7338e-07 | 0.00010395 | 3.7155e-05 | 3.99e-05 | 1.0197e-05 | 1.7565e-05 | 3.5938e-05 | 1.1008e-06
0 | 2.1898e-06 | 3.0941e-07 | 3.9064e-07 | 0 | 0 | 4.1061e-06 | 9.8629e-05 | 6.9903e-05 | 5.0772e-05 | 5.9172e-07 | 0.00010103 | 2.1018e-05 | 4.0026e-05 | 4.7803e-06 | 1.7618e-05 | 3.8554e-05 | 1.114e-06
0 | 2.0123e-06 | 3.591e-07 | 3.3112e-07 | 0 | 0 | 2.7149e-06 | 9.8386e-05 | 0.00012984 | 4.3586e-05 | 5.0296e-07 | 0.00010302 | 2.2759e-05 | 4.0529e-05 | 5.0936e-06 | 1.8579e-05 | 4.7902e-05 | 1.8302e-06
0 | 2.1898e-06 | 3.6876e-07 | 3.2244e-07 | 0 | 0 | 2.1801e-06 | 9.0312e-05 | 0.00015938 | 4.1279e-05 | 9.8817e-06 | 9.6791e-05 | 3.2171e-05 | 5.3871e-05 | 4.9346e-06 | 1.8528e-05 | 5.4534e-05 | 1.2334e-06
0 | 2.1898e-06 | 4.5108e-07 | 1.4232e-05 | 0 | 0 | 2.927e-05 | 9.8142e-05 | 0.00028605 | 7.407e-05 | 4.6983e-05 | 9.4293e-05 | 3.6964e-05 | 4.0498e-05 | 3.3377e-05 | 1.6393e-05 | 0.0001144 | 2.5066e-06
0 | 2.0123e-06 | 3.6416e-07 | 1.5453e-05 | 0 | 0 | 5.4994e-05 | 9.6771e-05 | 0.00027861 | 0.00010651 | 4.6983e-05 | 0.00011133 | 8.0098e-05 | 4.012e-05 | 3.1621e-05 | 0.00011277 | 0.00024296 | 0.00015422
0 | 2.717e-06 | 3.8765e-07 | 3.0424e-06 | 0 | 0 | 9.5078e-05 | 8.9015e-05 | 0.00024943 | 0.0001148 | 8.4853e-05 | 0.00010314 | 0.00010901 | 5.384e-05 | 0.00014488 | 7.0605e-05 | 0.00031949 | 0.00010933
0 | 2.1898e-06 | 2.9909e-06 | 1.0523e-05 | 0 | 0 | 0.00010482 | 9.8208e-05 | 0.00020524 | 9.2837e-05 | 0.00012983 | 0.00010212 | 8.3134e-05 | 3.9774e-05 | 0.00010333 | 5.2598e-05 | 0.00021892 | 0.00087138
0 | 2.1898e-06 | 1.0923e-06 | 2.3848e-06 | 0 | 8.1809e-07 | 0.00017488 | 0.00010414 | 5.8156e-05 | 0.00033369 | 0.00011518 | 9.8325e-05 | 7.3434e-05 | 3.8767e-05 | 6.2574e-05 | 2.1439e-05 | 0.00014513 | 0.00021196
0 | 2.1898e-06 | 1.0647e-06 | 2.6291e-07 | 0 | 0 | 0.00019821 | 9.6265e-05 | 0.0001089 | 0.0001047 | 0.00017834 | 0.0001062 | 3.7422e-05 | 3.8232e-05 | 4.5597e-05 | 2.3166e-05 | 0.00012398 | 7.2477e-05
7.2648e-05 | 2.0123e-06 | 9.9017e-07 | 1.7362e-07 | 0 | 0 | 0.00018681 | 0.00010339 | 3.0403e-05 | 8.9517e-05 | 0.00017055 | 0.00010518 | 8.8939e-05 | 3.6627e-05 | 7.73e-05 | 2.7502e-05 | 0.00010455 | 0.00050315
3.1246e-06 | 2.2372e-06 | 7.1295e-07 | 1.4758e-07 | 0 | 1.3635e-07 | 0.00013111 | 0.00010037 | 2.7376e-05 | 0.00016291 | 9.9474e-05 | 0.00011365 | 9.7596e-05 | 2.2278e-05 | 0.00014662 | 2.463e-05 | 0.00011262 | 0.00035074
0 | 2.0123e-06 | 7.8985e-07 | 1.4138e-07 | 0 | 0 | 0.00012843 | 0.00010486 | 2.4208e-05 | 0.00048177 | 4.3787e-05 | 0.00010833 | 7.6363e-05 | 0.00049405 | 6.4841e-05 | 2.0073e-05 | 8.7761e-05 | 8.6477e-06
0 | 2.1898e-06 | 7.6867e-07 | 1.3517e-07 | 0 | 0 | 0.00010973 | 0.00011748 | 2.1038e-05 | 6.7293e-05 | 5.7397e-07 | 0.00011196 | 2.2386e-05 | 0.00020663 | 7.0309e-05 | 1.6835e-05 | 8.9308e-05 | 4.3409e-06
0 | 2.0597e-06 | 7.1143e-07 | 2.5175e-07 | 0 | 0 | 0.00010803 | 0.00011982 | 1.0494e-05 | 6.1498e-05 | 8.0285e-05 | 0.00011297 | 8.1615e-05 | 0.00042072 | 3.7975e-05 | 2.0288e-05 | 9.2602e-05 | 0.00045811
0 | 2.0123e-06 | 7.1885e-07 | 3.2244e-07 | 0 | 2.7269e-07 | 0.00012632 | 0.00012742 | 1.0715e-05 | 9.9887e-05 | 8.0687e-05 | 0.00011843 | 0.0001196 | 0.00038124 | 0.00028386 | 3.7106e-05 | 0.00011827 | 0.00020424
0 | 2.1898e-06 | 8.4588e-07 | 7.8625e-07 | 0 | 5.4539e-07 | 0.00012331 | 0.00011984 | 1.1251e-05 | 0.00013792 | 8.0415e-05 | 0.00012552 | 0.00042026 | 0.00015888 | 0.00058328 | 4.4439e-05 | 0.00013719 | 0.00053689
0 | 2.0123e-06 | 1.3204e-06 | 1.157e-06 | 0 | 0 | 0.00020277 | 0.0001202 | 1.0836e-05 | 0.00021057 | 5.1598e-06 | 0.00012868 | 0.00041171 | 0.00020759 | 0.00053531 | 6.6186e-05 | 0.000134 | 4.2493e-05
0 | 2.2372e-06 | 1.0827e-06 | 1.0826e-06 | 0 | 0 | 0.00020194 | 0.00010796 | 2.6349e-05 | 0.00017862 | 5.0296e-07 | 0.00012574 | 0.00022102 | 0.0002113 | 9.4269e-05 | 9.6874e-05 | 0.0001963 | 1.3183e-05
0 | 2.1898e-06 | 1.2299e-06 | 1.3642e-06 | 0 | 5.4539e-07 | 0.00015834 | 0.00011769 | 0.00014384 | 0.00016454 | 4.7338e-07 | 0.00012996 | 0.00018636 | 0.00022423 | 0.00010785 | 7.6092e-05 | 0.00018446 | 1.313e-06
0 | 2.0123e-06 | 8.8234e-07 | 8.2097e-07 | 0 | 0 | 0.00012844 | 0.00010951 | 0.00013471 | 0.00012505 | 5.6213e-07 | 0.00012343 | 6.3747e-05 | 0.00022373 | 7.574e-05 | 4.1306e-05 | 0.00012824 | 0.00013045
0 | 2.1898e-06 | 5.6611e-07 | 1.5117e-06 | 0 | 2.7269e-07 | 0.00014631 | 0.00010054 | 0.00015355 | 0.00010593 | 5.3255e-07 | 0.00011982 | 5.3829e-05 | 5.3588e-05 | 2.432e-05 | 2.0583e-05 | 0.00017077 | 1.6949e-05
0 | 2.1898e-06 | 3.1393e-07 | 1.3766e-06 | 0 | 0 | 7.1461e-05 | 0.00011288 | 0.00013414 | 7.6408e-05 | 5.0296e-07 | 0.00011281 | 6.6836e-05 | 3.8893e-05 | 1.7025e-05 | 1.7905e-05 | 0.00010438 | 5.793e-05
0 | 2.0123e-06 | 1.0337e-06 | 2.0586e-07 | 0 | 0 | 4.8472e-05 | 0.00010274 | 2.5826e-05 | 4.4259e-05 | 5.3255e-07 | 0.00010948 | 4.6586e-05 | 3.927e-05 | 4.7184e-06 | 1.7018e-05 | 6.9626e-05 | 1.1804e-06
0 | 2.1898e-06 | 6.1562e-07 | 2.4803e-07 | 0 | 7.2277e-07 | 1.8669e-05 | 9.622e-05 | 3.505e-05 | 4.6846e-05 | 5.3255e-07 | 0.00010333 | 2.6273e-05 | 3.9145e-05 | 5.8613e-06 | 1.8797e-05 | 4.9943e-05 | 1.2334e-06
0 | 2.2372e-06 | 6.0725e-07 | 3.46e-07 | 0 | 0 | 6.5229e-06 | 0.0001061 | 6.272e-05 | 4.8609e-05 | 5.0296e-07 | 0.00010081 | 2.4305e-05 | 3.927e-05 | 5.6282e-06 | 1.7322e-05 | 3.2917e-05 | 1.0345e-06
0 | 2.1898e-06 | 3.3012e-07 | 2.1826e-07 | 0 | 0 | 7.5248e-06 | 9.6183e-05 | 0.00011199 | 4.4751e-05 | 4.7338e-07 | 0.00010494 | 2.3458e-05 | 3.9648e-05 | 6.7242e-06 | 1.726e-05 | 5.1363e-05 | 1.1008e-06
0 | 2.1898e-06 | 3.2046e-07 | 1.885e-07 | 0 | 0 | 8.0807e-06 | 9.6926e-05 | 0.00015304 | 4.2814e-05 | 9.8226e-06 | 0.00010238 | 3.0991e-05 | 5.1605e-05 | 9.848e-06 | 2.1066e-05 | 4.7184e-05 | 1.0345e-06
0 | 2.0123e-06 | 3.591e-07 | 5.1879e-07 | 0 | 0 | 2.2792e-05 | 9.67e-05 | 0.00021878 | 5.7799e-05 | 4.6864e-05 | 9.7065e-05 | 5.3064e-05 | 3.9019e-05 | 4.1069e-05 | 3.1595e-05 | 0.00011153 | 1.1671e-06
0 | 2.1898e-06 | 2.9515e-07 | 9.5904e-07 | 0 | 0 | 7.0848e-05 | 9.6006e-05 | 0.000251 | 6.5212e-05 | 4.645e-05 | 0.00011178 | 8.6909e-05 | 3.9113e-05 | 3.9788e-05 | 4.0222e-05 | 0.00024266 | 9.4219e-05
0 | 2.1898e-06 | 3.8765e-07 | 6.7133e-07 | 0 | 0 | 0.00010968 | 8.9133e-05 | 0.00022889 | 0.00012975 | 8.6125e-05 | 0.00010535 | 8.8855e-05 | 3.9239e-05 | 0.00017507 | 6.2107e-05 | 0.00028422 | 0.00016947
5.5356e-06 | 2.2372e-06 | 8.1676e-07 | 1.1868e-06 | 0 | 1.3635e-07 | 0.00015829 | 9.9173e-05 | 0.00013609 | 0.0001057 | 0.00015981 | 0.00010219 | 7.3732e-05 | 3.798e-05 | 9.6036e-05 | 4.6881e-05 | 0.00020569 | 0.00020071
0 | 7.8774e-06 | 1.9657e-06 | 5.1176e-07 | 0 | 1.0908e-06 | 0.00020255 | 9.7404e-05 | 4.6337e-05 | 0.00026295 | 0.00011604 | 0.00010367 | 5.7394e-05 | 3.7131e-05 | 5.2727e-05 | 3.5684e-05 | 0.00017639 | 0.00014152
0 | 3.4342e-06 | 1.3859e-05 | 2.1206e-07 | 0 | 0 | 0.00017589 | 9.8824e-05 | 1.6086e-05 | 0.00051386 | 0.00013625 | 0.00010709 | 9.011e-05 | 3.5746e-05 | 7.371e-05 | 3.3444e-05 | 0.00015983 | 0.00015742
0 | 2.1898e-06 | 1.0641e-06 | 2.3848e-06 | 0 | 0 | 0.00016979 | 0.00010695 | 1.3148e-05 | 0.00033408 | 0.00016956 | 0.00010661 | 0.00011682 | 2.3285e-05 | 0.00018932 | 3.5684e-05 | 0.00012735 | 8.7265e-05
0 | 2.2372e-06 | 7.1295e-07 | 2.2757e-06 | 0 | 1.3635e-07 | 0.00014634 | 0.00011876 | 1.061e-05 | 0.00040427 | 0.00012812 | 0.00011373 | 8.9633e-05 | 2.1492e-05 | 6.6221e-05 | 4.0513e-05 | 8.7539e-05 | 7.3291e-05
0 | 2.0123e-06 | 8.7679e-07 | 7.664e-07 | 0 | 0 | 0.00018472 | 0.00011256 | 1.0441e-05 | 8.6166e-05 | 4.3906e-05 | 0.00011224 | 6.7058e-05 | 0.0004897 | 3.415e-05 | 3.6377e-05 | 6.8246e-05 | 7.9979e-06
0 | 2.0123e-06 | 1.403e-05 | 4.6257e-07 | 0 | 0 | 0.0001229 | 0.00011815 | 1.0599e-05 | 5.609e-05 | 5.0296e-07 | 0.00011173 | 4.274e-05 | 0.00019834 | 2.1852e-05 | 3.1403e-05 | 6.6422e-05 | 7.1528e-05
0 | 2.1898e-06 | 9.6194e-05 | 4.6629e-07 | 0 | 0 | 0.00012082 | 0.00012712 | 1.0218e-05 | 5.2005e-05 | 9.1125e-06 | 0.00012032 | 0.0001725 | 0.00041739 | 5.7863e-05 | 3.5598e-05 | 4.4274e-05 | 8.8968e-05
0 | 2.0123e-06 | 9.7651e-05 | 1.2215e-06 | 0 | 0 | 0.0001595 | 0.0001214 | 1.0712e-05 | 0.00010384 | 0.0001207 | 0.00012391 | 0.00019908 | 0.00037491 | 0.00013915 | 4.9155e-05 | 8.8819e-05 | 5.9637e-06
8.3034e-06 | 2.2372e-06 | 8.5778e-05 | 1.0206e-06 | 0 | 2.7269e-07 | 9.5357e-05 | 0.0001267 | 1.0201e-05 | 0.00011432 | 0.00013505 | 0.00014162 | 0.00038948 | 1.9258e-05 | 0.00044664 | 4.4979e-05 | 0.00014649 | 0.00016741
1.1071e-05 | 2.0123e-06 | 4.6947e-05 | 4.9234e-07 | 0 | 0 | 0.00015763 | 0.00012115 | 1.0256e-05 | 0.00016414 | 8.4243e-05 | 0.00013583 | 0.00058064 | 2.3506e-05 | 0.00041622 | 6.4243e-05 | 0.00019079 | 0.00014888
0 | 2.1898e-06 | 1.1632e-05 | 3.0755e-07 | 0 | 0 | 0.00017929 | 0.00011569 | 9.9358e-06 | 0.00021471 | 1.3343e-05 | 0.0001312 | 0.00034035 | 0.00017486 | 0.00018329 | 0.00016286 | 0.00020165 | 0.00014884
0 | 2.0597e-06 | 1.2323e-06 | 2.1826e-07 | 0 | 0 | 0.00019148 | 0.00012028 | 1.9376e-05 | 0.00023412 | 5.6213e-07 | 0.0001288 | 0.00012546 | 0.00015242 | 0.00010506 | 8.7359e-05 | 0.00015886 | 6.6484e-05
5.5356e-06 | 2.1898e-06 | 1.249e-06 | 3.7824e-07 | 0 | 0 | 0.00019076 | 0.00011866 | 9.8355e-06 | 6.7852e-05 | 4.7338e-07 | 0.00012743 | 6.8917e-05 | 3.7382e-05 | 7.3134e-05 | 5.3419e-05 | 0.00012647 | 1.0345e-06
2.7678e-06 | 2.1898e-06 | 1.2182e-06 | 1.4534e-06 | 0 | 1.4455e-06 | 9.6457e-05 | 0.0001157 | 1.4352e-05 | 5.2662e-05 | 5.0296e-07 | 0.00012125 | 3.3789e-05 | 3.9019e-05 | 8.2623e-05 | 3.7584e-05 | 0.00010201 | 1.0345e-06
0 | 2.0123e-06 | 1.1138e-06 | 4.9459e-07 | 0 | 0 | 4.2136e-05 | 0.00010208 | 1.4267e-05 | 6.5553e-05 | 9.6628e-06 | 0.00011724 | 3.2599e-05 | 3.927e-05 | 1.2575e-05 | 1.6862e-05 | 0.00013693 | 4.7572e-05
0 | 2.2372e-06 | 5.2729e-07 | 7.1432e-07 | 0 | 0 | 3.2217e-05 | 0.00010628 | 9.6403e-06 | 4.1907e-05 | 5.0296e-07 | 0.00011013 | 3.0511e-05 | 3.9774e-05 | 6.4438e-06 | 1.6065e-05 | 5.4405e-05 | 1.1286e-05
0 | 2.1898e-06 | 4.2993e-07 | 8.8546e-07 | 0 | 0 | 2.5111e-05 | 0.00010349 | 9.894e-06 | 5.0114e-05 | 7.8699e-07 | 0.00010471 | 3.2481e-05 | 3.9805e-05 | 6.2527e-06 | 1.5618e-05 | 3.7998e-05 | 1.0345e-06
0 | 2.0123e-06 | 3.0114e-07 | 5.4701e-07 | 0 | 0 | 2.0047e-05 | 0.00010191 | 5.5121e-05 | 6.0182e-05 | 5.0296e-07 | 0.00010023 | 2.7189e-05 | 4.0026e-05 | 5.8803e-06 | 1.6079e-05 | 3.6738e-05 | 1.3793e-06
0 | 2.1898e-06 | 2.9148e-07 | 5.5288e-07 | 0 | 0 | 7.1876e-06 | 0.00010631 | 4.5131e-05 | 4.7792e-05 | 4.7338e-07 | 0.00010341 | 2.6126e-05 | 4.0026e-05 | 5.8763e-06 | 1.5441e-05 | 4.3553e-05 | 1.1671e-06
0 | 2.1898e-06 | 2.9009e-07 | 6.6855e-07 | 0 | 0 | 5.6088e-06 | 0.00010273 | 0.00013152 | 4.4872e-05 | 7.7397e-06 | 0.00010057 | 2.4702e-05 | 3.99e-05 | 5.4694e-06 | 1.7376e-05 | 4.3844e-05 | 1.2997e-06
0 | 2.1898e-06 | 3.0114e-07 | 1.0244e-06 | 0 | 0 | 2.0612e-05 | 9.1433e-05 | 0.00023509 | 5.0954e-05 | 4.6864e-05 | 9.6144e-05 | 4.4679e-05 | 3.9774e-05 | 6.0292e-05 | 1.668e-05 | 9.0942e-05 | 1.1671e-06
0 | 2.0123e-06 | 5.6082e-07 | 1.0095e-06 | 0 | 0 | 5.105e-05 | 0.00010101 | 0.00023385 | 7.6673e-05 | 4.645e-05 | 0.00010439 | 0.00012846 | 3.9617e-05 | 8.447e-05 | 0.00015656 | 0.00025797 | 0.0003745
0 | 2.1898e-06 | 8.7283e-07 | 1.7275e-06 | 0 | 0 | 0.00012694 | 9.9892e-05 | 0.0001102 | 0.00013843 | 8.5415e-05 | 0.00010478 | 0.0001192 | 3.9396e-05 | 0.00013961 | 9.0413e-05 | 0.0002847 | 0.00019765
0 | 2.2372e-06 | 1.2075e-06 | 1.6308e-06 | 0 | 0 | 0.00013232 | 9.4937e-05 | 0.00010464 | 6.3684e-05 | 0.00017067 | 0.00010026 | 0.00013771 | 3.7634e-05 | 0.00011583 | 5.4135e-05 | 0.00025025 | 0.00012808
0 | 2.1898e-06 | 1.5253e-06 | 9.1894e-07 | 0 | 0 | 0.00012933 | 0.00011029 | 6.41e-05 | 0.00010381 | 0.00018587 | 0.00010416 | 8.8067e-05 | 3.6092e-05 | 9.2442e-05 | 3.2056e-05 | 0.00018084 | 0.00034111
0 | 2.0123e-06 | 1.3843e-06 | 2.1368e-06 | 0 | 2.7269e-07 | 0.0001677 | 0.00010186 | 1.7589e-05 | 9.3165e-05 | 0.00014659 | 0.0001051 | 7.4241e-05 | 2.3915e-05 | 6.0249e-05 | 3.0745e-05 | 0.00012119 | 0.00079239
0 | 2.2372e-06 | 1.0888e-06 | 8.557e-07 | 0 | 4.0904e-07 | 0.0001353 | 0.00010571 | 2.356e-05 | 0.00023773 | 0.00019211 | 0.00010622 | 4.8194e-05 | 3.26e-05 | 9.1262e-05 | 2.252e-05 | 9.8649e-05 | 0.00032889
0 | 2.1898e-06 | 7.6362e-07 | 4.5637e-07 | 0 | 1.3635e-07 | 0.00011959 | 0.00010688 | 1.3424e-05 | 0.00020934 | 0.00016689 | 0.00011129 | 0.00010838 | 2.2782e-05 | 3.5246e-05 | 2.1618e-05 | 0.0001168 | 0.00011933
0 | 2.0123e-06 | 8.7033e-07 | 4.6257e-07 | 0 | 0 | 0.00013275 | 0.00011029 | 1.3588e-05 | 6.2073e-05 | 0.00014671 | 0.00010974 | 9.3325e-05 | 0.00050882 | 4.8145e-05 | 1.7261e-05 | 6.9662e-05 | 7.1699e-05
0 | 2.1898e-06 | 7.0827e-07 | 4.6009e-07 | 0 | 0 | 0.00010144 | 0.00011694 | 1.314e-05 | 6.4252e-05 | 7.7231e-05 | 0.0001157 | 5.183e-05 | 0.00021562 | 3.2264e-05 | 1.3938e-05 | 8.3516e-05 | 1.2334e-06
0 | 2.0597e-06 | 1.0984e-06 | 4.6257e-07 | 0 | 0 | 9.0091e-05 | 0.00012555 | 1.3112e-05 | 6.5855e-05 | 7.7728e-05 | 0.00011271 | 9.9044e-05 | 0.00042855 | 5.4808e-05 | 3.4457e-05 | 6.0796e-05 | 1.0345e-06
0 | 2.1898e-06 | 1.3664e-06 | 4.8365e-07 | 0 | 0 | 0.00013355 | 0.00012912 | 1.1285e-05 | 0.00015064 | 1.8243e-05 | 0.00012174 | 0.00015859 | 0.00038021 | 0.0001416 | 2.8952e-05 | 9.7435e-05 | 0.00061361
0 | 2.0123e-06 | 8.4583e-07 | 4.6877e-07 | 0 | 0 | 0.00011042 | 0.00012336 | 1.567e-05 | 0.00011777 | 4.7338e-07 | 0.00012236 | 0.00034036 | 0.00015809 | 0.00052645 | 3.133e-05 | 0.00016383 | 0.00017497
0 | 2.2372e-06 | 9.2997e-07 | 4.9234e-07 | 0 | 0 | 0.00012439 | 0.00011902 | 1.4962e-05 | 0.00017422 | 4.3787e-06 | 0.00012769 | 0.00040998 | 0.00020545 | 0.00057991 | 4.6601e-05 | 0.00018779 | 1.1008e-06
0 | 2.0123e-06 | 1.3844e-06 | 4.8985e-07 | 0 | 0 | 0.00014323 | 0.00011884 | 2.5623e-05 | 6.1317e-05 | 4.7338e-07 | 0.00012597 | 0.00020469 | 0.00022445 | 0.00020167 | 4.5692e-05 | 0.00023169 | 3.1936e-05
0 | 2.1898e-06 | 9.8774e-07 | 3.0135e-07 | 0 | 0 | 0.00020515 | 0.00011523 | 2.0615e-05 | 7.2842e-05 | 6.2131e-07 | 0.00012409 | 8.8868e-05 | 0.00022206 | 6.7152e-05 | 3.5745e-05 | 0.00018744 | 1.3833e-05
0 | 2.2372e-06 | 8.5175e-07 | 3.8196e-07 | 0 | 0 | 0.00020957 | 0.00011443 | 2.2324e-05 | 7.2595e-05 | 4.7338e-07 | 0.00012333 | 5.1604e-05 | 0.00018405 | 6.822e-05 | 4.3369e-05 | 0.00013445 | 1.2997e-06
0 | 2.0123e-06 | 9.203e-07 | 4.7993e-07 | 0 | 0 | 0.0001069 | 0.00011755 | 2.48e-05 | 0.00010165 | 5.0296e-07 | 0.00011939 | 4.763e-05 | 4.6602e-05 | 3.217e-05 | 3.8703e-05 | 0.00011832 | 1.1008e-06
0 | 2.1898e-06 | 9.5823e-07 | 4.7993e-07 | 0 | 0 | 6.8379e-05 | 0.00010601 | 2.4512e-05 | 5.6763e-05 | 4.4379e-07 | 0.00011206 | 4.3036e-05 | 3.9774e-05 | 8.5315e-06 | 1.736e-05 | 0.00011124 | 3.5815e-06
0 | 2.0123e-06 | 7.2209e-07 | 4.5637e-07 | 0 | 0 | 4.2059e-05 | 0.00010718 | 3.5316e-05 | 5.0364e-05 | 5.0296e-07 | 0.00010873 | 2.2506e-05 | 3.5494e-05 | 7.7186e-06 | 1.5026e-05 | 5.6189e-05 | 1.0345e-06
0 | 2.1898e-06 | 5.3834e-07 | 1.6742e-07 | 0 | 0 | 3.1428e-05 | 0.00010597 | 9.3079e-05 | 4.1982e-05 | 5.0296e-07 | 0.00010584 | 2.5555e-05 | 3.26e-05 | 7.9267e-06 | 1.5892e-05 | 4.7054e-05 | 1.114e-06
0 | 2.1898e-06 | 4.2457e-07 | 1.4758e-07 | 0 | 0 | 1.5916e-05 | 0.00010215 | 0.00012109 | 4.1628e-05 | 4.7338e-07 | 0.00010484 | 2.7328e-05 | 4.0026e-05 | 8.1501e-06 | 1.5805e-05 | 2.6716e-05 | 1.1008e-06
0 | 2.0123e-06 | 3.0114e-07 | 9.301e-08 | 0 | 0 | 1.5581e-05 | 0.00011105 | 0.00014229 | 5.3722e-05 | 4.7338e-07 | 0.00010646 | 6.1213e-05 | 3.99e-05 | 8.2461e-06 | 1.7331e-05 | 4.7543e-05 | 6.1246e-05
0 | 2.1898e-06 | 2.8043e-07 | 9.301e-08 | 0 | 0 | 1.5385e-05 | 0.00010034 | 0.00015101 | 4.4342e-05 | 9.9409e-06 | 9.867e-05 | 4.5131e-05 | 4.0026e-05 | 8.0218e-06 | 1.6384e-05 | 5.0218e-05 | 1.1008e-06
0 | 2.1898e-06 | 4.9433e-07 | 8.681e-08 | 0 | 0 | 2.9437e-05 | 9.7824e-05 | 0.00022232 | 4.0522e-05 | 4.6923e-05 | 9.5814e-05 | 5.5752e-05 | 2.7093e-05 | 3.4465e-05 | 2.4317e-05 | 9.5045e-05 | 1.2997e-06
0 | 2.0123e-06 | 6.3545e-07 | 4.2661e-07 | 0 | 0 | 5.174e-05 | 9.8956e-05 | 0.00027198 | 9.6241e-05 | 4.6687e-05 | 0.00010258 | 7.8421e-05 | 4.1001e-05 | 4.6593e-05 | 0.00016693 | 0.00022793 | 4.1993e-05
0 | 2.2372e-06 | 5.6191e-07 | 1.2587e-06 | 0 | 0 | 0.00013174 | 0.00010274 | 0.00022219 | 0.00016176 | 8.4734e-05 | 0.00010053 | 9.0919e-05 | 4.1001e-05 | 9.9925e-05 | 0.00012999 | 0.00026637 | 0.00016609
0 | 8.6111e-06 | 9.7249e-07 | 2.6539e-07 | 0 | 0 | 0.00017219 | 9.8949e-05 | 0.00016687 | 0.00018521 | 0.00011944 | 0.00010334 | 7.5402e-05 | 3.9396e-05 | 0.00010133 | 8.0892e-05 | 0.0002122 | 0.00023201
0 | 2.1898e-06 | 9.7775e-07 | 1.064e-06 | 0 | 1.3635e-07 | 0.00013867 | 0.00010193 | 8.2101e-05 | 8.0583e-05 | 0.00014886 | 0.00010154 | 0.00010402 | 2.5803e-05 | 7.9167e-05 | 4.1267e-05 | 0.00013792 | 0.00036575
0 | 2.0597e-06 | 1.0932e-06 | 1.0541e-06 | 0 | 0 | 0.00013142 | 0.0001108 | 3.1135e-05 | 0.00057831 | 8.7861e-05 | 0.00010807 | 6.4232e-05 | 3.6501e-05 | 8.1038e-05 | 3.7007e-05 | 0.00011514 | 0.00026395
0 | 2.1898e-06 | 1.0771e-06 | 5.5186e-07 | 0 | 0 | 0.00015414 | 0.00011545 | 2.4786e-05 | 0.00010608 | 0.00013392 | 0.00010766 | 7.7241e-05 | 2.3915e-05 | 0.00013964 | 3.4548e-05 | 9.1078e-05 | 0.00019333
0 | 2.1898e-06 | 7.7091e-07 | 5.2706e-07 | 0 | 1.3635e-07 | 0.00015477 | 0.00011405 | 2.0968e-05 | 7.1445e-05 | 0.00016679 | 0.00011213 | 8.8378e-05 | 2.1744e-05 | 0.00015126 | 3.2201e-05 | 9.2534e-05 | 0.0001504
0 | 2.0123e-06 | 1.0796e-06 | 4.7745e-07 | 0 | 0 | 0.0001324 | 0.00011698 | 1.2962e-05 | 9.6771e-05 | 0.00012066 | 0.00011417 | 9.7982e-05 | 0.00048663 | 5.6292e-05 | 1.9185e-05 | 6.6139e-05 | 6.5967e-05
0 | 2.2372e-06 | 8.3114e-07 | 4.9854e-07 | 0 | 0 | 0.0001017 | 0.00011886 | 2.976e-05 | 6.1128e-05 | 5.8628e-05 | 0.00011172 | 8.8093e-05 | 0.00021222 | 7.4246e-05 | 1.6696e-05 | 7.3543e-05 | 7.7466e-05
0 | 2.1898e-06 | 4.6755e-05 | 4.5017e-07 | 0 | 0 | 9.4367e-05 | 0.00011456 | 2.9898e-05 | 6.4305e-05 | 4.5977e-05 | 0.00012163 | 0.00010434 | 0.00042331 | 6.0306e-05 | 1.7574e-05 | 8.7135e-05 | 0.00075057
5.5356e-06 | 2.1898e-06 | 9.3727e-06 | 3.5468e-07 | 0 | 1.3635e-07 | 0.00010749 | 0.00012202 | 1.0001e-05 | 7.6589e-05 | 7.7758e-05 | 0.00013293 | 0.00017029 | 0.00038968 | 0.00010011 | 2.0406e-05 | 0.00012306 | 0.00011151
0 | 2.0597e-06 | 1.3557e-06 | 5.3946e-07 | 0 | 0 | 0.00011475 | 0.00012413 | 2.7975e-05 | 6.2769e-05 | 7.7882e-05 | 0.00012821 | 0.0002751 | 2.3002e-05 | 0.00046888 | 3.48e-05 | 0.0001218 | 0.00013862
0 | 2.1898e-06 | 1.4044e-06 | 8.0361e-07 | 0 | 0 | 0.00012152 | 0.00011779 | 2.8627e-05 | 0.00020027 | 0.00010428 | 0.00012412 | 0.00040058 | 2.5048e-05 | 0.0003042 | 5.6688e-05 | 0.00019015 | 7.5781e-05
0 | 2.1898e-06 | 1.3242e-06 | 1.7114e-07 | 0 | 0 | 0.00019542 | 0.00012355 | 1.3827e-05 | 0.00010068 | 3.9444e-05 | 0.00013299 | 0.00023724 | 3.8924e-05 | 0.00015087 | 7.4403e-05 | 0.00018015 | 8.4378e-05
0 | 2.0123e-06 | 7.0714e-07 | 2.4667e-07 | 0 | 0 | 0.00018568 | 0.00012177 | 1.8567e-05 | 6.2928e-05 | 5.3847e-06 | 0.00012663 | 9.7384e-05 | 2.7187e-05 | 0.00010148 | 6.8709e-05 | 0.00016315 | 1.2997e-06
0 | 2.2372e-06 | 1.4638e-05 | 1.5874e-07 | 0 | 0 | 0.00017276 | 0.00011011 | 1.8845e-05 | 7.0212e-05 | 1.0414e-05 | 0.00012343 | 5.9739e-05 | 3.9176e-05 | 3.1598e-05 | 6.749e-05 | 0.00013607 | 1.1671e-06
0 | 2.0123e-06 | 4.2874e-05 | 1.2897e-07 | 0 | 0 | 0.00011438 | 0.00011161 | 1.4753e-05 | 4.0046e-05 | 1.0503e-05 | 0.00011864 | 4.751e-05 | 3.9554e-05 | 1.7629e-05 | 4.193e-05 | 8.8435e-05 | 1.1008e-06
0 | 2.1898e-06 | 1.1342e-06 | 1.4386e-07 | 0 | 0 | 7.8632e-05 | 0.00011546 | 1.4134e-05 | 4.9509e-05 | 2.9906e-05 | 0.00010936 | 4.6117e-05 | 3.8798e-05 | 3.034e-05 | 2.016e-05 | 7.0721e-05 | 1.2997e-06
0 | 2.1898e-06 | 1.0853e-06 | 9.9211e-08 | 0 | 0 | 2.3391e-05 | 0.00011196 | 1.0059e-05 | 5.0469e-05 | 7.6924e-05 | 0.00010903 | 2.1309e-05 | 2.6652e-05 | 1.0662e-05 | 2.0068e-05 | 5.3657e-05 | 1.0345e-06
0 | 2.1898e-06 | 1.0066e-06 | 9.9211e-08 | 0 | 0 | 7.5801e-06 | 0.00010701 | 1.0003e-05 | 4.3253e-05 | 4.5373e-05 | 0.00010236 | 6.6793e-05 | 3.8767e-05 | 5.5961e-06 | 2.0077e-05 | 6.8068e-05 | 1.1671e-06
0 | 2.0123e-06 | 3.9001e-07 | 1.0541e-07 | 0 | 0 | 3.6651e-06 | 0.00011664 | 1.4067e-05 | 4.6907e-05 | 2.3527e-05 | 9.9e-05 | 1.7862e-05 | 3.8893e-05 | 6.0049e-06 | 1.8616e-05 | 3.2862e-05 | 1.114e-06
0 | 2.2372e-06 | 3.2046e-07 | 9.301e-08 | 0 | 0 | 4.7923e-06 | 0.000105 | 3.5984e-05 | 5.7353e-05 | 6.5089e-07 | 0.0001049 | 1.1528e-05 | 3.9396e-05 | 5.9005e-06 | 2.046e-05 | 3.292e-05 | 1.2467e-06
0 | 2.1898e-06 | 4.3637e-07 | 9.9211e-08 | 0 | 0 | 2.9159e-06 | 0.00010769 | 5.6498e-05 | 4.4796e-05 | 7.4853e-06 | 0.00010755 | 1.3486e-05 | 3.9554e-05 | 5.7657e-06 | 2.1194e-05 | 3.2955e-05 | 1.1671e-06
0 | 2.0123e-06 | 2.8633e-07 | 9.9211e-08 | 0 | 0 | 9.125e-06 | 0.00010825 | 8.7429e-05 | 4.6544e-05 | 4.6746e-05 | 0.00010121 | 2.0895e-05 | 4.0183e-05 | 8.1355e-06 | 1.9809e-05 | 8.7798e-05 | 1.0345e-06
0 | 2.1898e-06 | 5.8911e-07 | 9.9211e-08 | 0 | 0 | 2.0938e-05 | 0.00010101 | 0.0001305 | 5.2785e-05 | 4.6154e-05 | 0.00010274 | 4.5874e-05 | 3.754e-05 | 5.4895e-05 | 3.5052e-05 | 0.00011832 | 5.9615e-05
0 | 2.1898e-06 | 3.5842e-07 | 9.301e-08 | 0 | 0 | 8.9137e-05 | 0.00010551 | 0.00012108 | 0.00027844 | 8.4912e-05 | 0.00010242 | 0.00011714 | 2.9201e-05 | 0.00012642 | 4.6857e-05 | 0.00012859 | 0.00011557
0 | 2.2372e-06 | 3.4805e-07 | 1.1002e-07 | 0 | 0 | 0.00012847 | 9.8773e-05 | 8.7456e-05 | 0.00023487 | 0.00011805 | 0.00010551 | 0.00019082 | 3.8673e-05 | 0.00027444 | 0.0001152 | 0.00019842 | 0.00027576
0 | 2.0123e-06 | 4.8526e-07 | 5.4779e-07 | 0 | 0 | 0.00022948 | 0.00010202 | 7.4579e-05 | 8.4131e-05 | 0.00012826 | 0.0001064 | 0.00012962 | 3.9396e-05 | 0.00019737 | 5.3766e-05 | 0.00022434 | 0.00030678
0 | 2.2372e-06 | 9.6653e-07 | 3.3386e-06 | 0 | 0 | 0.00027902 | 0.00010283 | 5.3261e-05 | 7.7031e-05 | 0.00014458 | 0.00010626 | 9.9409e-05 | 0.00015142 | 0.0001562 | 5.3753e-05 | 0.00022801 | 0.00016639
0 | 2.0123e-06 | 9.4732e-07 | 2.2149e-06 | 0 | 0 | 0.0003134 | 0.00010772 | 8.1737e-05 | 6.9216e-05 | 0.00017001 | 0.00011434 | 0.0001133 | 0.00043663 | 0.00011863 | 0.0001358 | 0.00013888 | 0.00026886
0 | 8.6111e-06 | 4.0548e-06 | 1.1943e-05 | 0 | 0 | 0.00031537 | 0.00011279 | 7.2181e-05 | 8.1415e-05 | 0.00030317 | 0.00011727 | 0.00012178 | 2.489e-05 | 9.7391e-05 | 0.00015638 | 0.00013294 | 0.00022752
0 | 7.6524e-06 | 2.2928e-06 | 5.7755e-07 | 0 | 0 | 0.00026135 | 0.00011307 | 3.7575e-05 | 7.2588e-05 | 0.00025421 | 0.00012796 | 0.00011368 | 0.00041295 | 8.5132e-05 | 0.00014213 | 0.00012018 | 0.00012455
0 | 4.8826e-06 | 7.4033e-07 | 7.9369e-07 | 0 | 3.545e-06 | 0.00026765 | 0.00012886 | 1.2481e-05 | 8.5666e-05 | 0.00019315 | 0.00012 | 7.8838e-05 | 0.00021071 | 0.00012247 | 0.00012507 | 0.00012887 | 0.00028762
0 | 2.0123e-06 | 2.0891e-06 | 9.2638e-07 | 0 | 0 | 0.00028911 | 0.00011961 | 2.5751e-05 | 8.8051e-05 | 0.00019235 | 0.00011809 | 8.2997e-05 | 0.00043848 | 0.00015607 | 4.9205e-05 | 0.00012816 | 0.00022651
0 | 5.3443e-06 | 2.0473e-05 | 2.4454e-06 | 0 | 0 | 0.00030138 | 0.00011792 | 4.1731e-05 | 0.00012232 | 0.00019214 | 0.00012322 | 0.00023478 | 0.00056597 | 0.0001811 | 0.00010623 | 0.0001436 | 0.00024043
0 | 6.3622e-06 | 1.243e-06 | 1.4624e-05 | 0 | 0 | 0.00021961 | 0.00011792 | 3.7786e-05 | 0.00010709 | 0.00012257 | 0.00012378 | 0.00053069 | 0.00016331 | 0.00027204 | 7.3104e-05 | 0.0002242 | 0.00033704
0 | 5.3443e-06 | 2.5608e-05 | 3.8093e-06 | 0 | 1.9089e-06 | 0.00020156 | 0.00011531 | 6.7771e-05 | 0.00019225 | 0.00011662 | 0.00013198 | 0.00041473 | 0.00022813 | 0.00045196 | 7.9289e-05 | 0.00020709 | 8.7452e-05
0 | 4.9122e-06 | 2.604e-05 | 3.529e-06 | 0 | 9.5443e-07 | 0.00014831 | 0.0001136 | 8.6186e-05 | 0.00010239 | 0.00011697 | 0.00014107 | 0.0002607 | 0.00023144 | 0.00032972 | 7.6215e-05 | 0.00020475 | 6.297e-05
0 | 2.1898e-06 | 3.6182e-06 | 2.8979e-06 | 0 | 2.7269e-07 | 0.0001569 | 0.00010625 | 0.0001894 | 5.7223e-05 | 0.0001171 | 0.00013214 | 0.00011613 | 0.00023261 | 0.00020703 | 7.3835e-05 | 0.00010651 | 0.00011374
0 | 2.1898e-06 | 2.1286e-06 | 3.0011e-07 | 0 | 0 | 0.00014953 | 0.00011069 | 0.00016532 | 0.00010121 | 6.7122e-05 | 0.00012432 | 8.4805e-05 | 0.00016555 | 0.00013061 | 6.2902e-05 | 0.00011626 | 1.1804e-06
0 | 2.0597e-06 | 6.2923e-07 | 1.1047e-06 | 0 | 5.4539e-07 | 9.1903e-05 | 0.00010925 | 0.00017228 | 9.9305e-05 | 0.00011693 | 0.0001242 | 5.048e-05 | 7.3349e-05 | 0.00016317 | 6.1167e-05 | 9.8441e-05 | 0.00019685
0 | 2.1898e-06 | 4.9002e-07 | 8.5247e-07 | 0 | 5.4539e-07 | 8.7299e-05 | 0.00010769 | 0.00011735 | 4.8616e-05 | 0.00011691 | 0.0001129 | 2.019e-05 | 7.4419e-05 | 5.9026e-05 | 4.0745e-05 | 8.2897e-05 | 1.114e-06
0 | 2.332e-06 | 4.2586e-07 | 4.7993e-07 | 0 | 0 | 3.0301e-05 | 0.00010417 | 0.00012005 | 5.6082e-05 | 0.00012869 | 0.00010898 | 1.0163e-05 | 7.5237e-05 | 4.0504e-05 | 3.7175e-05 | 9.7137e-05 | 1.2334e-06
0 | 2.4268e-06 | 6.9674e-07 | 4.7125e-07 | 0 | 0 | 2.6999e-05 | 9.7536e-05 | 0.0001514 | 6.2845e-05 | 0.00011713 | 0.00010904 | 7.1975e-06 | 7.5111e-05 | 2.8724e-05 | 1.6229e-05 | 5.6451e-05 | 1.2334e-06
0 | 2.4742e-06 | 3.4944e-07 | 4.7125e-07 | 0 | 0 | 1.1763e-05 | 9.5321e-05 | 0.00014219 | 5.1438e-05 | 0.00011736 | 0.00010345 | 7.771e-06 | 7.6212e-05 | 2.7581e-05 | 1.7431e-05 | 4.3834e-05 | 1.1671e-06
0 | 2.4268e-06 | 3.5449e-07 | 5.0722e-07 | 0 | 0 | 4.2071e-06 | 9.6802e-05 | 0.0001552 | 4.9327e-05 | 0.00011723 | 0.00010271 | 4.5888e-06 | 8.7603e-05 | 2.7485e-05 | 1.7222e-05 | 4.6349e-05 | 1.0345e-06
0 | 2.2967e-06 | 3.0114e-07 | 2.0338e-07 | 0 | 0 | 2.594e-06 | 0.00010427 | 0.00015023 | 4.177e-05 | 0.00012356 | 9.9084e-05 | 7.9287e-06 | 0.00010485 | 2.9703e-05 | 1.7322e-05 | 4.501e-05 | 1.2467e-06
0 | 2.9066e-06 | 2.9148e-07 | 9.9211e-08 | 0 | 0 | 4.1665e-06 | 0.00010292 | 0.00017576 | 4.3616e-05 | 0.00016334 | 9.6395e-05 | 1.6782e-05 | 0.00023411 | 2.6859e-05 | 1.6962e-05 | 6.9312e-05 | 1.0345e-06
0 | 1.0532e-05 | 4.357e-07 | 9.301e-08 | 0 | 0 | 1.3111e-05 | 0.00010115 | 0.00026157 | 6.2973e-05 | 0.00016315 | 0.00010707 | 6.0599e-05 | 0.00010727 | 3.9121e-05 | 2.0215e-05 | 0.0001078 | 1.114e-06
0 | 5.081e-06 | 3.4737e-07 | 1.4795e-06 | 0 | 0 | 6.5589e-05 | 9.4385e-05 | 0.00047967 | 4.7065e-05 | 0.00020042 | 0.00010083 | 0.00011415 | 7.9447e-05 | 0.00016572 | 1.9895e-05 | 0.00014735 | 4.1564e-05
0 | 2.0439e-05 | 1.6187e-06 | 1.8838e-06 | 0 | 5.4539e-07 | 0.00014056 | 9.7418e-05 | 0.00038698 | 8.6511e-05 | 0.00016885 | 0.00010194 | 0.00019547 | 7.2657e-05 | 0.00011664 | 4.7518e-05 | 0.00020702 | 0.00014143
4.1517e-06 | 5.3741e-06 | 1.6316e-06 | 5.6811e-06 | 0 | 4.0904e-07 | 0.00020468 | 9.9405e-05 | 0.00010814 | 0.00014875 | 0.00013919 | 0.00010653 | 0.00015243 | 0.00016413 | 0.00018974 | 6.4255e-05 | 0.00023685 | 0.00016879
1.3839e-06 | 5.2706e-06 | 3.7809e-06 | 8.0281e-06 | 0 | 0 | 0.00027356 | 9.6036e-05 | 9.1278e-05 | 7.7265e-05 | 0.00011101 | 0.0001068 | 0.00018628 | 0.00019714 | 0.00019904 | 4.2986e-05 | 0.00019341 | 6.7559e-05
0 | 2.4921e-06 | 9.0238e-06 | 6.6918e-06 | 0 | 0 | 0.00027163 | 0.0001025 | 4.7252e-05 | 5.3578e-05 | 0.00016649 | 0.00011077 | 0.00020232 | 7.7723e-05 | 0.00021068 | 0.00013566 | 0.00013935 | 9.1564e-05
0 | 2.2372e-06 | 9.1299e-06 | 4.6386e-06 | 0 | 1.7725e-06 | 0.00024673 | 0.00011512 | 3.9702e-05 | 0.00010415 | 0.00018078 | 0.00011526 | 0.00013486 | 6.5073e-05 | 0.00013989 | 8.9089e-05 | 0.0001499 | 2.3912e-05
0 | 2.0123e-06 | 9.1507e-06 | 8.1973e-07 | 0 | 0 | 0.00027946 | 0.00011639 | 3.3096e-05 | 8.2898e-05 | 0.00019775 | 0.00011914 | 9.5514e-05 | 0.00031321 | 0.00012356 | 4.001e-05 | 0.00016018 | 8.2499e-05
0 | 2.0123e-06 | 9.1526e-06 | 9.8963e-07 | 0 | 9.2356e-07 | 0.00026972 | 0.00010626 | 2.7526e-05 | 4.5454e-05 | 0.00019753 | 0.00012043 | 0.00012079 | 0.00017928 | 0.00015295 | 3.2854e-05 | 0.00014697 | 0.00010688
0 | 2.0123e-06 | 7.313e-06 | 7.4396e-06 | 0 | 0 | 0.00023193 | 0.00012581 | 4.0825e-05 | 8.4259e-05 | 0.00019808 | 0.00011423 | 0.00024245 | 0.00026509 | 0.00016826 | 3.8479e-05 | 0.00012949 | 0.00010282
0 | 2.2967e-06 | 6.9123e-07 | 1.3346e-05 | 0 | 0 | 0.00023195 | 0.0001244 | 2.7706e-05 | 0.00018563 | 0.00023703 | 0.00011834 | 0.00030667 | 0.00038751 | 0.00012514 | 4.872e-05 | 0.00015719 | 0.00010931
0 | 2.0123e-06 | 1.0541e-06 | 1.7826e-05 | 0 | 0 | 0.0002136 | 0.00012138 | 8.8406e-05 | 0.00015881 | 0.00034062 | 0.00012044 | 0.00052007 | 0.00018614 | 0.00027616 | 4.5033e-05 | 0.00014411 | 5.362e-05
0 | 2.1898e-06 | 1.2257e-06 | 6.8843e-06 | 0 | 0 | 0.00022935 | 0.00011854 | 5.4581e-05 | 0.00044851 | 0.00026992 | 0.00012414 | 0.00056175 | 0.0001394 | 0.00034651 | 4.0206e-05 | 0.00019539 | 0.00070242
0 | 5.1667e-06 | 3.2935e-06 | 2.7097e-06 | 0 | 0 | 0.00028266 | 0.00010953 | 7.9811e-05 | 0.00014963 | 0.0002093 | 0.00012761 | 0.00025482 | 8.002e-05 | 0.0001542 | 4.7509e-05 | 0.00022573 | 0.00016989
0 | 2.1898e-06 | 2.2921e-05 | 1.2575e-06 | 0 | 0 | 0.00021307 | 0.00011636 | 8.1167e-05 | 0.0001347 | 0.00021043 | 0.00012897 | 5.616e-05 | 0.00017588 | 0.00014671 | 6.1054e-05 | 0.00018708 | 0.00011367
0 | 5.1193e-06 | 4.2044e-05 | 9.5863e-07 | 0 | 0 | 0.00021268 | 0.00010492 | 2.6333e-05 | 7.3268e-05 | 0.00020616 | 0.00012476 | 9.5218e-05 | 3.8389e-05 | 4.0491e-05 | 3.3314e-05 | 0.00017216 | 0.00018814
0 | 2.1898e-06 | 4.3114e-07 | 1.8267e-06 | 0 | 0 | 0.00016003 | 0.0001144 | 3.3854e-05 | 8.2981e-05 | 0.00016289 | 0.00012236 | 6.3714e-06 | 2.6558e-05 | 2.6522e-05 | 1.7536e-05 | 0.00011965 | 0.00046265
0 | 2.0123e-06 | 9.833e-07 | 2.3253e-06 | 0 | 0 | 8.3359e-05 | 0.00010523 | 6.9832e-05 | 7.1869e-05 | 0.00016324 | 0.0001169 | 2.0732e-05 | 3.9365e-05 | 1.2497e-05 | 1.7253e-05 | 0.00010348 | 1.0345e-06
0 | 2.332e-06 | 7.8381e-07 | 1.2017e-06 | 0 | 0 | 4.2112e-05 | 0.00010997 | 6.0085e-05 | 8.202e-05 | 0.00016324 | 0.00011033 | 4.958e-06 | 4.0277e-05 | 3.8156e-06 | 1.4301e-05 | 4.9999e-05 | 1.1008e-06
0 | 2.4268e-06 | 4.7555e-07 | 8.7926e-07 | 0 | 0 | 3.9865e-05 | 9.8654e-05 | 9.2342e-05 | 8.1733e-05 | 0.00016323 | 0.00010196 | 4.2258e-06 | 4.0655e-05 | 3.828e-06 | 1.6119e-05 | 3.8422e-05 | 1.0345e-06
0 | 2.2967e-06 | 2.9148e-07 | 5.5476e-07 | 0 | 0 | 2.9795e-05 | 0.00010023 | 0.00015823 | 0.00010157 | 0.0001634 | 0.00010088 | 1.152e-05 | 4.1158e-05 | 3.9941e-06 | 1.7081e-05 | 4.3788e-05 | 1.1804e-06
0 | 2.4268e-06 | 2.9009e-07 | 7.1969e-07 | 0 | 0 | 6.464e-06 | 9.8286e-05 | 0.00017057 | 6.64e-05 | 0.00016315 | 0.00010721 | 3.5398e-05 | 4.1033e-05 | 3.6587e-06 | 1.6438e-05 | 3.2294e-05 | 1.1671e-06
0 | 2.2967e-06 | 4.8629e-07 | 1.1087e-06 | 0 | 0 | 6.5034e-06 | 9.445e-05 | 0.00022153 | 4.8904e-05 | 0.00016271 | 9.8359e-05 | 4.2576e-05 | 4.0403e-05 | 3.7022e-06 | 1.7832e-05 | 5.2606e-05 | 1.1671e-06
0 | 5.081e-06 | 8.2706e-07 | 7.0688e-07 | 0 | 0 | 2.3356e-05 | 9.5314e-05 | 0.000374 | 5.3926e-05 | 0.00016242 | 9.5273e-05 | 5.5025e-05 | 4.012e-05 | 3.4072e-05 | 1.9391e-05 | 0.0001063 | 1.1008e-06
0 | 2.4268e-06 | 7.793e-07 | 9.0778e-07 | 0 | 0 | 3.6056e-05 | 8.8997e-05 | 0.00046225 | 7.4317e-05 | 0.0001373 | 0.00010328 | 9.8562e-05 | 5.2833e-05 | 6.9926e-05 | 2.5028e-05 | 0.00022102 | 0.00017775
0 | 7.2383e-06 | 6.9393e-07 | 7.5611e-06 | 0 | 0 | 0.00010466 | 9.7292e-05 | 0.00034168 | 6.8178e-05 | 8.4971e-05 | 0.0001021 | 8.5798e-05 | 3.9113e-05 | 9.9587e-05 | 6.9304e-05 | 0.00027471 | 0.0006487
0 | 8.8776e-06 | 7.7501e-07 | 5.3344e-06 | 0 | 0 | 0.00014916 | 0.00010224 | 0.00019833 | 9.7053e-05 | 0.00014359 | 0.00010209 | 0.00014471 | 2.5771e-05 | 9.0376e-05 | 3.1615e-05 | 0.00022119 | 0.00012676
0 | 2.1898e-06 | 1.3788e-06 | 3.3306e-06 | 0 | 0 | 0.00024774 | 0.00010231 | 7.3978e-05 | 7.2156e-05 | 0.00011006 | 0.00010058 | 9.0295e-05 | 3.8736e-05 | 0.00015198 | 1.6461e-05 | 0.00019279 | 8.3119e-05
0 | 2.0597e-06 | 1.0567e-06 | 5.0792e-06 | 0 | 0 | 0.000186 | 0.00010419 | 9.9905e-05 | 4.8767e-05 | 7.0947e-05 | 0.00010249 | 0.00010585 | 3.7351e-05 | 9.0437e-05 | 3.2187e-05 | 0.00019828 | 0.00050368
0 | 2.1898e-06 | 6.5537e-07 | 1.1139e-05 | 0 | 0 | 0.0001835 | 0.00010738 | 3.5605e-05 | 0.00015462 | 0.00014015 | 0.00010718 | 0.00015375 | 2.4513e-05 | 0.00020191 | 3.8804e-05 | 0.00011444 | 0.0011166
0 | 2.0123e-06 | 7.6501e-07 | 1.3004e-06 | 0 | 0 | 0.00017811 | 0.00011014 | 1.3753e-05 | 8.6272e-05 | 0.00021433 | 0.00011397 | 7.7597e-05 | 2.2027e-05 | 0.00011625 | 3.834e-05 | 0.00011088 | 0.00021611
0 | 2.0123e-06 | 7.7504e-07 | 5.919e-07 | 0 | 0 | 0.00012303 | 0.0001084 | 1.6685e-05 | 6.7936e-05 | 0.00020155 | 0.00011443 | 7.6138e-05 | 0.00050897 | 7.493e-05 | 2.9752e-05 | 7.7591e-05 | 0.00045735
0 | 2.0597e-06 | 1.3287e-05 | 8.6396e-07 | 0 | 0 | 0.00015683 | 0.00012926 | 1.5683e-05 | 4.6854e-05 | 0.00015917 | 0.00010742 | 8.9656e-05 | 0.00013631 | 6.1787e-05 | 3.0709e-05 | 7.5459e-05 | 1.5692e-06
0 | 2.0123e-06 | 5.3089e-05 | 8.5433e-07 | 0 | 0 | 0.0002177 | 0.00012586 | 1.5625e-05 | 4.9131e-05 | 0.00015942 | 0.00011847 | 0.00011138 | 0.00040408 | 7.5659e-05 | 3.0549e-05 | 8.6547e-05 | 1.1008e-06
0.00010311 | 2.1898e-06 | 5.3506e-05 | 8.4978e-06 | 0 | 0 | 0.00017376 | 0.00012314 | 1.5746e-05 | 0.00010157 | 0.00014703 | 0.0001209 | 0.00017061 | 0.00041004 | 0.00012844 | 2.9538e-05 | 0.00011238 | 3.3584e-05
0.00045333 | 2.0123e-06 | 9.5549e-06 | 5.77e-07 | 0 | 0 | 0.00016181 | 0.00012732 | 2.0361e-05 | 0.00018162 | 8.1036e-05 | 0.00012769 | 0.00040175 | 0.00021475 | 0.00052276 | 3.4228e-05 | 0.00014892 | 6.1246e-05
0.00032246 | 2.0123e-06 | 1.3194e-05 | 2.2322e-06 | 0 | 0.00013521 | 0.00019847 | 0.00013089 | 4.5648e-05 | 0.00023829 | 7.6924e-06 | 0.00013198 | 0.00044371 | 0.00020891 | 0.00056804 | 6.8143e-05 | 0.00019053 | 2.5178e-06
0 | 2.2372e-06 | 7.6368e-06 | 9.9583e-07 | 0 | 9.942e-05 | 0.00018986 | 0.00011921 | 2.9662e-05 | 0.0001572 | 5.3255e-07 | 0.00012656 | 0.00027038 | 0.0002237 | 0.00024996 | 8.0192e-05 | 0.00023248 | 9.7813e-05
0 | 2.0123e-06 | 5.9588e-07 | 6.5355e-07 | 0 | 4.0336e-05 | 0.00014735 | 0.00011008 | 2.1932e-05 | 9.2403e-05 | 6.8048e-07 | 0.00012654 | 0.00015442 | 0.00037398 | 9.4139e-05 | 8.9712e-05 | 0.00019606 | 1.3488e-05
0 | 2.1898e-06 | 9.374e-07 | 6.3123e-07 | 0 | 0 | 0.00010602 | 0.00011982 | 2.4984e-05 | 6.2837e-05 | 8.2521e-05 | 0.00012535 | 0.00013403 | 0.00026709 | 7.5471e-05 | 5.696e-05 | 0.00012422 | 1.2467e-06
0 | 2.0123e-06 | 8.8563e-07 | 7.1556e-07 | 0 | 0 | 9.8386e-05 | 0.00011054 | 3.1834e-05 | 4.6544e-05 | 0.0001169 | 0.00011925 | 9.5142e-05 | 0.00023021 | 5.298e-05 | 2.8343e-05 | 0.0001381 | 1.2334e-06
0 | 2.2372e-06 | 7.8887e-07 | 8.1229e-07 | 0 | 0 | 5.5445e-05 | 0.00010565 | 1.3648e-05 | 4.9486e-05 | 0.00011679 | 0.00010686 | 1.0989e-05 | 0.00011995 | 3.7988e-05 | 1.6133e-05 | 8.3026e-05 | 1.0345e-06
0 | 2.0123e-06 | 4.7287e-07 | 7.292e-07 | 0 | 0 | 3.0688e-05 | 0.00011308 | 3.8095e-05 | 4.2882e-05 | 0.00011643 | 0.0001078 | 6.3954e-05 | 7.5552e-05 | 1.1151e-05 | 1.6229e-05 | 4.2312e-05 | 1.7772e-06
0 | 2.1898e-06 | 4.3498e-07 | 7.1928e-07 | 0 | 0 | 9.682e-06 | 9.8337e-05 | 7.3319e-05 | 4.1082e-05 | 0.00011655 | 0.00010256 | 3.5883e-05 | 7.5898e-05 | 1.0581e-05 | 1.6798e-05 | 4.9872e-05 | 1.0345e-06
0 | 2.1898e-06 | 4.7663e-07 | 5.8534e-07 | 0 | 0 | 7.7001e-06 | 0.00010115 | 0.00010693 | 4.1975e-05 | 0.00011647 | 9.913e-05 | 1.4754e-05 | 8.8925e-05 | 1.5321e-05 | 1.8078e-05 | 3.3474e-05 | 1.1008e-06
0 | 2.0123e-06 | 3.1724e-07 | 7.9369e-07 | 0 | 0 | 4.666e-06 | 0.00010078 | 0.00013915 | 4.7436e-05 | 0.00011622 | 0.00010181 | 3.0264e-05 | 7.5111e-05 | 1.2186e-05 | 1.7768e-05 | 4.3517e-05 | 1.1008e-06
0 | 2.1898e-06 | 3.1724e-07 | 9.3775e-07 | 0 | 0 | 3.1161e-06 | 0.00010471 | 0.00014415 | 4.4183e-05 | 0.00012511 | 0.00010024 | 2.8874e-05 | 8.8894e-05 | 1.1507e-05 | 1.5942e-05 | 4.4878e-05 | 1.1008e-06
0 | 8.1143e-06 | 5.1617e-06 | 1.0761e-06 | 0 | 0 | 1.8687e-05 | 9.1248e-05 | 0.00028923 | 7.5311e-05 | 0.000162 | 9.4923e-05 | 2.9649e-05 | 7.5111e-05 | 2.7228e-05 | 3.712e-05 | 0.00012292 | 1.1671e-06
0 | 2.9602e-06 | 7.7068e-07 | 4.3686e-06 | 0 | 0 | 5.5518e-05 | 9.5054e-05 | 0.0003661 | 9.4328e-05 | 0.00016185 | 0.00010621 | 4.7671e-05 | 0.00016498 | 0.00010397 | 5.3068e-05 | 0.00024224 | 2.6366e-05
0 | 5.504e-06 | 6.652e-07 | 6.0677e-06 | 0 | 0 | 0.00010951 | 9.3507e-05 | 0.00023044 | 0.00028251 | 0.00010794 | 0.00010287 | 8.275e-05 | 0.00020604 | 8.9743e-05 | 6.4528e-05 | 0.00026996 | 0.00049656
0 | 1.1304e-05 | 7.3187e-07 | 4.2296e-06 | 0 | 0 | 0.00014543 | 9.714e-05 | 0.00011465 | 0.00018027 | 0.00011861 | 0.00010808 | 7.2785e-05 | 7.2499e-05 | 0.0001036 | 3.8126e-05 | 0.00019548 | 0.00023391
0 | 4.7525e-06 | 1.7432e-05 | 5.9341e-07 | 0 | 0 | 0.0001663 | 0.00010191 | 3.6226e-05 | 0.00010072 | 0.00011003 | 0.00010198 | 8.7565e-05 | 7.1146e-05 | 5.9273e-05 | 4.2239e-05 | 0.00015554 | 0.00015256
0 | 4.4683e-06 | 1.3604e-06 | 6.0519e-07 | 0 | 0 | 0.00020495 | 0.00010333 | 1.3924e-05 | 0.00023847 | 9.5321e-05 | 0.00010237 | 0.00012811 | 6.973e-05 | 7.1919e-05 | 3.8626e-05 | 0.00011637 | 0.0001442
0 | 2.0123e-06 | 1.1563e-06 | 1.3297e-06 | 0 | 0 | 0.0001489 | 0.00010377 | 1.1678e-05 | 0.00013213 | 0.00015722 | 0.00010738 | 8.4898e-05 | 5.7269e-05 | 0.00014717 | 4.0639e-05 | 6.8696e-05 | 0.00014758
0 | 2.1898e-06 | 8.2027e-07 | 9.1476e-07 | 0 | 0 | 0.0001343 | 0.00010416 | 9.8532e-06 | 6.1017e-05 | 0.0001734 | 0.0001124 | 0.0001672 | 5.513e-05 | 8.2211e-05 | 4.0177e-05 | 8.6406e-05 | 1.2705e-06
0 | 2.4862e-06 | 7.788e-07 | 2.7956e-06 | 0 | 0 | 0.00010918 | 0.00011766 | 9.5993e-06 | 9.4804e-05 | 0.00012613 | 0.00010782 | 7.443e-05 | 0.0004886 | 4.8527e-05 | 3.776e-05 | 8.5099e-05 | 0.00031051
0 | 2.0123e-06 | 6.9861e-07 | 8.5367e-06 | 0 | 0 | 0.00010715 | 0.00011937 | 9.621e-06 | 0.00025198 | 8.216e-05 | 0.00010856 | 5.7377e-05 | 0.00016372 | 3.2995e-05 | 3.6384e-05 | 6.8777e-05 | 0.00047142
0 | 2.0597e-06 | 8.5696e-07 | 4.8449e-06 | 0 | 0 | 0.0001221 | 0.00011695 | 9.7321e-06 | 0.00020186 | 8.1864e-05 | 0.00011472 | 0.00011687 | 0.00026498 | 0.00010291 | 3.9462e-05 | 7.0189e-05 | 0.0005959
5.1556e-06 | 2.0123e-06 | 1.0384e-05 | 2.2016e-06 | 0 | 0 | 0.00011724 | 0.00011785 | 9.6487e-06 | 0.00016259 | 8.1154e-05 | 0.00011625 | 0.00016269 | 0.00026142 | 0.00015141 | 5.4168e-05 | 7.7322e-05 | 0.00057241
0 | 2.0123e-06 | 4.7395e-05 | 6.4859e-07 | 0 | 0 | 0.0001455 | 0.0001313 | 9.6958e-06 | 0.00016393 | 0.00010283 | 0.00011943 | 0.00045941 | 4.6124e-05 | 0.00041886 | 9.8244e-05 | 0.00014743 | 3.0821e-05
0 | 3.6398e-06 | 3.7783e-06 | 1.1335e-06 | 0 | 0 | 0.00016954 | 0.00011449 | 1.4422e-05 | 9.5508e-05 | 7.1322e-05 | 0.00012638 | 0.00044553 | 2.0988e-05 | 0.00051609 | 0.00021035 | 0.00017018 | 8.0423e-05
0 | 2.0597e-06 | 2.0628e-06 | 4.4025e-07 | 0 | 0 | 0.00016472 | 0.00011596 | 9.96e-06 | 0.00015778 | 2.6408e-05 | 0.0001271 | 0.00027117 | 3.4236e-05 | 0.00032296 | 0.0001464 | 0.00020634 | 0.00016309
0 | 2.1898e-06 | 1.1112e-06 | 8.9166e-07 | 0 | 0 | 0.00015596 | 0.00012375 | 1.0091e-05 | 0.00013359 | 3.5829e-05 | 0.00012541 | 0.00011128 | 0.00011536 | 0.00022828 | 0.00017116 | 0.00017544 | 6.6431e-05
0 | 2.0123e-06 | 8.1611e-07 | 8.0361e-07 | 0 | 0 | 0.00015682 | 0.00011351 | 9.8316e-06 | 5.6203e-05 | 1.5326e-06 | 0.00013051 | 8.9014e-05 | 0.0002465 | 9.3242e-05 | 5.752e-05 | 0.00018532 | 0.0001455
0 | 2.1898e-06 | 5.6611e-07 | 4.9482e-07 | 0 | 0 | 0.00011131 | 0.00010973 | 9.7903e-06 | 0.00011632 | 6.5089e-07 | 0.00012061 | 3.553e-05 | 0.0002555 | 2.5624e-05 | 4.6616e-05 | 0.0001075 | 0.00060725
0 | 2.0123e-06 | 5.8794e-07 | 3.7948e-07 | 0 | 0 | 5.1757e-05 | 0.00011182 | 2.3311e-05 | 6.4761e-05 | 5.9172e-07 | 0.00011701 | 1.2055e-05 | 5.2487e-05 | 1.0109e-05 | 4.0212e-05 | 8.4357e-05 | 2.305e-05
0 | 2.1898e-06 | 6.6038e-07 | 4.4149e-07 | 0 | 0 | 2.3682e-05 | 9.8708e-05 | 3.9992e-05 | 5.2035e-05 | 6.2131e-07 | 0.00010422 | 1.4122e-05 | 4.0655e-05 | 5.7375e-06 | 2.5957e-05 | 5.5035e-05 | 7.1352e-06
0 | 2.2372e-06 | 4.8629e-07 | 3.4352e-07 | 0 | 0 | 2.8305e-05 | 9.865e-05 | 4.1597e-05 | 4.4509e-05 | 6.2131e-07 | 9.8427e-05 | 5.563e-06 | 4.141e-05 | 5.8934e-06 | 1.6925e-05 | 2.7534e-05 | 6.8434e-06
0 | 2.0123e-06 | 5.8932e-07 | 3.8196e-07 | 0 | 0 | 1.9075e-05 | 0.00010748 | 5.523e-05 | 5.0447e-05 | 6.2131e-07 | 9.9277e-05 | 4.7641e-06 | 4.2165e-05 | 5.416e-06 | 1.719e-05 | 5.7017e-05 | 2.4403e-06
0 | 2.1898e-06 | 3.7059e-07 | 4.2661e-07 | 0 | 0 | 4.0614e-06 | 9.9208e-05 | 5.4159e-05 | 4.4599e-05 | 6.2131e-07 | 0.00010414 | 5.7626e-06 | 5.384e-05 | 5.9415e-06 | 1.5541e-05 | 4.6665e-05 | 1.1671e-06
0 | 5.0336e-06 | 3.6554e-07 | 4.0925e-07 | 0 | 0 | 5.767e-06 | 0.00010411 | 9.5343e-05 | 4.0197e-05 | 9.5563e-06 | 9.818e-05 | 2.1517e-05 | 4.0152e-05 | 6.572e-06 | 1.601e-05 | 4.7398e-05 | 1.0345e-06
0 | 3.1972e-06 | 3.9774e-07 | 4.0304e-07 | 0 | 0 | 2.4625e-05 | 9.1859e-05 | 0.00016004 | 5.8896e-05 | 4.6657e-05 | 9.9501e-05 | 2.6261e-05 | 5.2329e-05 | 2.5593e-05 | 2.9018e-05 | 0.00010613 | 1.1671e-06
0 | 2.4742e-06 | 5.4977e-07 | 4.0552e-07 | 0 | 0 | 5.0082e-05 | 0.00010051 | 0.00017333 | 5.7466e-05 | 4.6391e-05 | 0.00010508 | 7.9159e-05 | 3.861e-05 | 5.1947e-05 | 0.00010076 | 0.00022908 | 1.1008e-06
0 | 2.4742e-06 | 6.4643e-07 | 1.2513e-06 | 0 | 0 | 0.00013688 | 8.9473e-05 | 0.00017208 | 0.00010955 | 8.4941e-05 | 0.00010381 | 9.9188e-05 | 3.9113e-05 | 0.00016268 | 7.7704e-05 | 0.00028081 | 9.4203e-05
0 | 1.1411e-05 | 1.1133e-06 | 1.8382e-06 | 0 | 0 | 0.0001109 | 0.00010277 | 9.9803e-05 | 0.00010486 | 0.00013701 | 0.00010176 | 9.2221e-05 | 3.7634e-05 | 8.4516e-05 | 4.15e-05 | 0.0002121 | 4.1684e-05
0 | 1.4443e-06 | 1.0913e-06 | 7.5462e-07 | 0 | 0 | 0.00017018 | 9.441e-05 | 4.7398e-05 | 0.0002427 | 0.00012052 | 0.00010072 | 5.9843e-05 | 3.6722e-05 | 3.7333e-05 | 4.4352e-05 | 0.00016645 | 1.1671e-06
0 | 2.3698e-07 | 1.6768e-06 | 8.0733e-07 | 0 | 0 | 0.00015814 | 0.00010754 | 3.8157e-05 | 0.00027706 | 0.00013856 | 0.0001047 | 0.00010622 | 3.6344e-05 | 8.4896e-05 | 3.6099e-05 | 0.00015428 | 1.2123e-06
0 | 2.3698e-07 | 1.5888e-06 | 1.357e-06 | 0 | 0 | 0.00013342 | 0.00010427 | 2.6378e-05 | 7.4153e-05 | 0.00011779 | 0.00010092 | 9.2342e-05 | 3.4236e-05 | 0.00013541 | 2.3682e-05 | 8.0623e-05 | 0.00011203
0 | 2.3698e-07 | 1.3474e-06 | 8.9368e-07 | 0 | 0 | 0.00011974 | 0.00011334 | 1.601e-05 | 0.00064509 | 0.00014918 | 0.00010877 | 7.8701e-05 | 2.0485e-05 | 8.181e-05 | 3.3614e-05 | 9.5124e-05 | 0.000145
0 | 2.3698e-07 | 6.5153e-05 | 3.4647e-06 | 0 | 0 | 0.00013896 | 0.00011825 | 9.6672e-06 | 0.00023406 | 7.6296e-05 | 0.00010537 | 6.2803e-05 | 0.00058739 | 4.5672e-05 | 3.3104e-05 | 5.6517e-05 | 3.9098e-05
0 | 2.8438e-07 | 8.7249e-05 | 4.183e-06 | 0 | 0 | 0.00012314 | 0.0001114 | 1.3966e-05 | 0.00024793 | 3.2657e-05 | 0.00010709 | 8.9784e-05 | 0.00014313 | 4.764e-05 | 2.8943e-05 | 7.266e-05 | 3.671e-05
0 | 2.3698e-07 | 7.8088e-05 | 7.8414e-06 | 0 | 0 | 0.00013152 | 0.00012382 | 9.5647e-06 | 7.112e-05 | 3.2462e-05 | 0.00011224 | 8.9608e-05 | 0.00042773 | 0.00018532 | 3.1975e-05 | 6.8563e-05 | 2.6039e-06
0 | 2.3698e-07 | 1.595e-06 | 5.8721e-06 | 0 | 0 | 0.00012681 | 0.00011861 | 9.6608e-06 | 0.00010487 | 4.5101e-05 | 0.00011104 | 0.00012952 | 0.00034279 | 0.00026665 | 3.4516e-05 | 9.0449e-05 | 0.00014424
0 | 2.3698e-07 | 1.2057e-06 | 7.23e-07 | 0 | 0 | 0.00014765 | 0.00011662 | 2.2265e-05 | 0.00017592 | 8.7036e-05 | 0.00012111 | 0.00038354 | 0.00021951 | 0.00050188 | 4.8696e-05 | 0.00014833 | 5.9203e-05
0 | 2.8438e-07 | 3.3556e-06 | 1.663e-06 | 0 | 8.8662e-07 | 0.00016902 | 0.00011402 | 3.2383e-05 | 0.00014149 | 3.6055e-05 | 0.00014136 | 0.00040705 | 0.00022398 | 0.00051817 | 5.8998e-05 | 0.00020336 | 4.9492e-06
0 | 2.3698e-07 | 3.3968e-06 | 5.0102e-07 | 0 | 0 | 0.00020779 | 0.00011555 | 4.8024e-05 | 7.8458e-05 | 1.1473e-05 | 0.00012525 | 0.00027274 | 0.0002174 | 0.00031693 | 6.154e-05 | 0.00020955 | 2.8143e-05
0 | 2.3698e-07 | 2.695e-06 | 2.7077e-05 | 0 | 0 | 0.00016268 | 0.00010884 | 9.4393e-05 | 0.00017268 | 6.2131e-07 | 0.00012577 | 0.00011691 | 0.00018779 | 0.00015744 | 7.1906e-05 | 0.00019103 | 1.2997e-06
0 | 3.3177e-07 | 2.3469e-06 | 7.0725e-06 | 0 | 0 | 0.0001074 | 0.00011192 | 2.4098e-05 | 0.00011388 | 5.6213e-07 | 0.00012108 | 9.3727e-05 | 7.2531e-05 | 7.475e-05 | 5.5575e-05 | 0.00013063 | 1.2334e-06
0 | 2.8438e-07 | 1.4824e-06 | 5.0461e-06 | 0 | 0 | 7.6269e-05 | 0.00010325 | 2.8349e-05 | 5.7566e-05 | 6.5089e-07 | 0.00011442 | 5.4887e-05 | 7.2499e-05 | 3.9414e-05 | 4.571e-05 | 8.7116e-05 | 1.1008e-06
0 | 2.3698e-07 | 4.7868e-07 | 1.5874e-07 | 0 | 0 | 7.1225e-05 | 0.00010144 | 1.5891e-05 | 4.6459e-05 | 6.8048e-07 | 0.00011083 | 2.4977e-05 | 7.2436e-05 | 3.9724e-05 | 3.7348e-05 | 9.2387e-05 | 8.3843e-06
0 | 2.3698e-07 | 3.0114e-07 | 1.4138e-07 | 0 | 0 | 1.0957e-05 | 0.0001112 | 2.4737e-05 | 4.5425e-05 | 5.3255e-07 | 0.00010615 | 1.5689e-05 | 7.4671e-05 | 3.0879e-05 | 3.442e-05 | 5.9677e-05 | 6.0995e-06
0 | 2.3698e-07 | 3.0114e-07 | 1.7982e-07 | 0 | 0 | 1.4248e-05 | 9.9872e-05 | 3.7361e-05 | 4.823e-05 | 6.8048e-07 | 0.00010021 | 5.7575e-05 | 7.6842e-05 | 2.9952e-05 | 3.04e-05 | 3.5117e-05 | 1.1671e-06
0 | 2.3698e-07 | 2.2838e-07 | 1.7734e-07 | 0 | 0 | 1.4667e-05 | 0.00010302 | 4.2184e-05 | 4.1907e-05 | 5.3255e-07 | 9.8622e-05 | 5.0423e-05 | 9.1726e-05 | 3.2866e-05 | 1.8656e-05 | 5.2065e-05 | 1.4372e-06
0 | 2.3698e-07 | 3.3978e-07 | 2.1578e-07 | 0 | 0 | 1.5073e-05 | 0.00010981 | 6.6673e-05 | 4.5923e-05 | 6.2131e-07 | 0.00010293 | 1.5211e-05 | 7.7534e-05 | 2.9939e-05 | 1.6183e-05 | 3.0843e-05 | 1.114e-06
0 | 2.3698e-07 | 4.2993e-07 | 2.1826e-07 | 0 | 0 | 6.4864e-06 | 9.3666e-05 | 0.00016588 | 5.8669e-05 | 9.4379e-06 | 9.8315e-05 | 2.068e-05 | 7.6055e-05 | 3.3005e-05 | 1.4867e-05 | 4.8489e-05 | 1.0345e-06
0 | 2.3698e-07 | 3.0941e-07 | 2.3935e-07 | 0 | 0 | 1.5142e-05 | 0.00010429 | 0.00026402 | 6.4819e-05 | 4.6894e-05 | 9.3638e-05 | 4.4643e-05 | 7.5143e-05 | 4.5229e-05 | 2.1635e-05 | 9.7442e-05 | 2.5066e-06
0 | 2.3698e-07 | 9.4197e-07 | 2.6043e-07 | 0 | 0 | 7.6685e-05 | 9.1213e-05 | 0.00036388 | 8.7126e-05 | 4.6568e-05 | 0.0001081 | 0.00011174 | 7.6496e-05 | 7.3548e-05 | 2.8171e-05 | 0.00021519 | 0.00011318
0 | 2.8438e-07 | 4.6948e-07 | 3.5468e-07 | 0 | 0 | 9.6697e-05 | 0.00010293 | 0.00022794 | 0.00012307 | 8.6036e-05 | 0.00010052 | 0.00010138 | 8.2789e-05 | 0.000111 | 6.077e-05 | 0.00023131 | 9.3879e-05
0 | 2.3698e-07 | 1.1848e-06 | 4.7993e-07 | 0 | 0 | 0.00013677 | 9.6069e-05 | 0.00015889 | 8.7225e-05 | 0.00011956 | 0.00010568 | 0.00010308 | 6.4349e-05 | 0.00010381 | 5.0599e-05 | 0.00021408 | 0.00018067
4.8052e-06 | 2.3698e-07 | 1.2598e-06 | 1.242e-06 | 0 | 0 | 0.0001828 | 0.0001118 | 6.8293e-05 | 0.00011395 | 0.00011481 | 0.00010015 | 7.9911e-05 | 6.6898e-05 | 8.1564e-05 | 4.0399e-05 | 0.00020041 | 0.00054476
0 | 2.8438e-07 | 1.7495e-06 | 1.1943e-06 | 0 | 0 | 0.00019355 | 0.00010868 | 4.7232e-05 | 8.0039e-05 | 0.00018239 | 0.00010737 | 0.00011156 | 6.9699e-05 | 7.0802e-05 | 3.9202e-05 | 0.00014728 | 0.00039338
0 | 2.3698e-07 | 1.452e-06 | 1.4872e-06 | 0 | 0 | 0.00015659 | 0.00010787 | 2.3079e-05 | 0.00010046 | 0.00024833 | 0.00010264 | 0.00010222 | 5.7112e-05 | 8.2598e-05 | 4.0253e-05 | 9.4097e-05 | 0.00010886
0 | 4.4412e-07 | 9.541e-07 | 9.1476e-07 | 0 | 0 | 0.00013025 | 0.0001061 | 1.1804e-05 | 8.1756e-05 | 0.00024804 | 0.00011021 | 0.00013132 | 5.5948e-05 | 0.00011182 | 6.6842e-05 | 6.0544e-05 | 9.8497e-05
0 | 2.3698e-07 | 1.1647e-06 | 8.883e-07 | 0 | 0 | 9.7527e-05 | 0.00011619 | 9.6345e-06 | 9.9116e-05 | 0.00015268 | 0.00011076 | 9.934e-05 | 0.00064029 | 5.5183e-05 | 3.0063e-05 | 7.5932e-05 | 3.2705e-05
0 | 2.8438e-07 | 1.3351e-06 | 5.4355e-06 | 0 | 0 | 0.00012674 | 0.00011674 | 9.6549e-06 | 5.084e-05 | 7.9823e-05 | 0.00010814 | 4.5493e-05 | 0.0002891 | 2.9527e-05 | 3.1102e-05 | 5.7858e-05 | 9.9508e-05
0 | 9.471e-07 | 1.2498e-06 | 1.2389e-05 | 0 | 0 | 0.00010727 | 0.00011913 | 1.3071e-05 | 4.6022e-05 | 6.3578e-05 | 0.00011091 | 9.5661e-05 | 0.00027966 | 3.5571e-05 | 3.2371e-05 | 6.8894e-05 | 9.0073e-05
2.7678e-06 | 2.3698e-07 | 1.1985e-06 | 5.6674e-07 | 0 | 0 | 0.00012774 | 0.00012648 | 1.3644e-05 | 6.0795e-05 | 6.4035e-05 | 0.00011234 | 0.00016845 | 0.00027537 | 0.00018451 | 4.9904e-05 | 7.8982e-05 | 8.6455e-05
0 | 2.3698e-07 | 1.1155e-06 | 4.6133e-07 | 0 | 0 | 0.00014026 | 0.00011867 | 1.3853e-05 | 0.00016187 | 0.00010308 | 0.00011763 | 0.00033272 | 6.8585e-05 | 0.00054142 | 5.8231e-05 | 0.00011844 | 0.00019321
0 | 4.9151e-07 | 1.3271e-06 | 1.3517e-07 | 0 | 0 | 0.00018538 | 0.00010448 | 4.1195e-05 | 0.00011346 | 0.00011633 | 0.00012472 | 0.00040209 | 4.0152e-05 | 0.00052091 | 3.934e-05 | 0.00014202 | 9.6292e-05
0 | 2.3698e-07 | 1.645e-06 | 3.1127e-07 | 0 | 0 | 0.00018901 | 0.0001208 | 0.00028123 | 0.00010016 | 0.00011608 | 0.00013456 | 0.00022397 | 4.3047e-05 | 0.00022395 | 4.1593e-05 | 0.00019001 | 0.0007619
0 | 4.7396e-07 | 7.1233e-07 | 4.7745e-07 | 0 | 0 | 0.00019704 | 0.00011668 | 0.00033256 | 0.00011345 | 0.00011566 | 0.00013548 | 0.00010925 | 4.5816e-05 | 0.00018676 | 6.8083e-05 | 0.00018221 | 0.00017709
0 | 2.3698e-07 | 5.5692e-07 | 2.7283e-07 | 0 | 0 | 0.00011903 | 0.00010797 | 0.00033228 | 0.00013733 | 0.00011498 | 0.00013144 | 6.3235e-05 | 6.0007e-05 | 5.6533e-05 | 6.6644e-05 | 0.00015997 | 4.7145e-05
0 | 2.8438e-07 | 1.0548e-06 | 3.1996e-07 | 0 | 0 | 8.7183e-05 | 0.0001084 | 0.00026493 | 4.7156e-05 | 0.0001149 | 0.00011331 | 0.00010339 | 4.5595e-05 | 4.9435e-05 | 3.3053e-05 | 0.00011499 | 5.3801e-06
0 | 2.3698e-07 | 7.6794e-07 | 3.9684e-07 | 0 | 0 | 4.3219e-05 | 0.00010462 | 0.00025092 | 5.6105e-05 | 0.00011428 | 0.00011644 | 2.7059e-05 | 4.4274e-05 | 4.9276e-05 | 1.6953e-05 | 7.2331e-05 | 1.1671e-06
0 | 2.3698e-07 | 6.5425e-07 | 4.3901e-07 | 0 | 0 | 3.2356e-05 | 0.00010775 | 8.6667e-05 | 5.9002e-05 | 0.0001142 | 0.00010409 | 9.0647e-06 | 5.7521e-05 | 5.8157e-06 | 1.3587e-05 | 4.0715e-05 | 1.5782e-06
0 | 2.3698e-07 | 6.8108e-07 | 3.3732e-07 | 0 | 0 | 1.8115e-05 | 9.672e-05 | 0.00014273 | 5.0311e-05 | 0.00011414 | 9.8347e-05 | 4.8758e-06 | 4.2669e-05 | 1.2698e-05 | 1.4972e-05 | 4.961e-05 | 1.7639e-06
0 | 5.2136e-07 | 3.9044e-07 | 3.7328e-07 | 0 | 0 | 6.003e-06 | 0.00010981 | 0.00016574 | 4.4857e-05 | 0.00011399 | 9.4391e-05 | 4.5074e-06 | 5.4972e-05 | 4.8855e-06 | 1.6557e-05 | 4.2243e-05 | 1.0345e-06
0 | 1.9239e-06 | 4.1383e-07 | 3.522e-07 | 0 | 0 | 3.1981e-06 | 9.7731e-05 | 0.00016131 | 4.4705e-05 | 4.6391e-06 | 9.8055e-05 | 5.1317e-06 | 4.141e-05 | 4.5936e-06 | 1.6306e-05 | 5.3481e-05 | 1.2997e-06
0 | 2.1785e-06 | 5.7161e-07 | 3.9436e-07 | 0 | 0 | 2.2968e-05 | 9.7345e-05 | 0.00017999 | 4.4388e-05 | 9.2604e-06 | 8.916e-05 | 1.2224e-05 | 4.0907e-05 | 1.6908e-05 | 1.7212e-05 | 4.8276e-05 | 1.0212e-06
0 | 3.4213e-06 | 5.2719e-07 | 7.3954e-07 | 0 | 0 | 2.6608e-05 | 8.9376e-05 | 0.00038602 | 4.1574e-05 | 4.6509e-05 | 9.1498e-05 | 2.0446e-05 | 5.2959e-05 | 1.9166e-05 | 3.6277e-05 | 0.00011107 | 1.1671e-06
0 | 3.6284e-06 | 1.2285e-06 | 5.5062e-07 | 0 | 0 | 8.1209e-05 | 9.9044e-05 | 0.00037042 | 5.3155e-05 | 4.645e-05 | 0.00010634 | 4.0361e-05 | 4.0372e-05 | 5.0759e-05 | 3.7246e-05 | 0.0002393 | 7.7028e-05
0 | 1.7642e-06 | 7.6612e-07 | 1.2662e-06 | 0 | 0 | 0.00015024 | 9.5929e-05 | 0.00033575 | 9.7906e-05 | 8.4202e-05 | 0.00011042 | 0.00010579 | 4.2512e-05 | 0.00016322 | 6.1931e-05 | 0.00027721 | 0.00053336
0 | 1.1292e-05 | 9.1659e-07 | 2.8457e-06 | 0 | 0 | 0.00019938 | 9.5627e-05 | 0.00021877 | 6.9728e-05 | 0.00011869 | 0.00010933 | 9.8448e-05 | 5.0945e-05 | 5.9862e-05 | 3.2994e-05 | 0.0002277 | 0.00074941
0 | 5.2136e-07 | 5.7754e-06 | 2.1971e-06 | 0 | 0 | 0.00025687 | 0.00010418 | 8.6469e-05 | 6.2442e-05 | 0.00010991 | 0.00010179 | 0.00014541 | 3.8893e-05 | 8.1479e-05 | 2.5745e-05 | 0.0002179 | 0.00049912
0 | 7.285e-07 | 1.424e-06 | 1.7445e-06 | 0 | 8.1809e-07 | 0.00028044 | 9.4033e-05 | 2.6832e-05 | 0.00010807 | 0.00013399 | 0.00010698 | 0.00014265 | 2.5173e-05 | 0.00010028 | 2.3251e-05 | 0.00016715 | 0.00028783
0 | 9.8425e-06 | 1.1154e-06 | 2.4112e-06 | 0 | 0 | 0.00020356 | 0.00010675 | 4.9187e-05 | 0.00010499 | 0.00021324 | 0.00010662 | 9.451e-05 | 3.6376e-05 | 9.1077e-05 | 1.7003e-05 | 0.00011744 | 0.0006363
0 | 3.007e-06 | 8.1605e-07 | 2.1475e-06 | 0 | 0 | 0.00017246 | 0.00011279 | 1.8091e-05 | 8.3821e-05 | 0.00016323 | 0.0001146 | 0.0001325 | 2.2782e-05 | 0.00010328 | 1.9777e-05 | 0.00010391 | 0.00010505
0 | 4.7396e-07 | 1.4561e-06 | 4.8365e-07 | 0 | 4.6178e-07 | 0.00016419 | 0.00011335 | 1.7126e-05 | 0.00011818 | 0.00011757 | 0.00010936 | 5.0932e-05 | 0.00057297 | 7.1003e-05 | 2.5576e-05 | 0.00010414 | 0.00016933
0 | 5.2136e-07 | 6.9542e-07 | 1.8825e-06 | 0 | 0 | 0.00013087 | 0.00010706 | 1.6751e-05 | 0.00014314 | 7.3935e-05 | 0.00010709 | 2.5075e-05 | 0.00014464 | 9.0346e-05 | 2.1067e-05 | 9.5912e-05 | 0.00025525
0 | 5.2136e-07 | 9.7004e-07 | 1.1273e-06 | 0 | 0 | 0.00018426 | 0.00012399 | 1.341e-05 | 0.00021159 | 7.0918e-05 | 0.00010994 | 7.7994e-05 | 0.00026916 | 4.4666e-05 | 2.8275e-05 | 0.00010487 | 0.0001285
0 | 5.2136e-07 | 9.5768e-07 | 6.1263e-07 | 0 | 0 | 0.00015527 | 0.00011483 | 9.5885e-06 | 0.00011252 | 7.0148e-05 | 0.00011312 | 0.00016952 | 0.00027364 | 4.873e-05 | 2.8062e-05 | 0.00010014 | 5.601e-05
0 | 4.7396e-07 | 7.4922e-07 | 2.0797e-06 | 0 | 0 | 0.00019046 | 0.00010945 | 3.0034e-05 | 5.9327e-05 | 6.1835e-06 | 0.00011651 | 0.0003153 | 5.4658e-05 | 0.00021029 | 4.2403e-05 | 7.875e-05 | 7.8354e-05
0 | 5.2136e-07 | 7.7494e-07 | 3.646e-07 | 0 | 0 | 0.00013927 | 0.00011611 | 4.2645e-05 | 0.00014177 | 3.7278e-06 | 0.00012015 | 0.00033543 | 2.4418e-05 | 0.00036114 | 4.7846e-05 | 0.00017091 | 0.00038736
0 | 5.2136e-07 | 1.0029e-06 | 3.46e-07 | 0 | 0 | 0.00013649 | 0.00011687 | 5.6334e-05 | 0.00015561 | 9.9409e-06 | 0.00011739 | 0.00028776 | 3.7886e-05 | 0.00014824 | 5.315e-05 | 0.0001972 | 0.00017274
0 | 5.2136e-07 | 5.3617e-07 | 2.7779e-07 | 0 | 0 | 0.00014209 | 0.00010759 | 5.5121e-05 | 7.5212e-05 | 3.1953e-06 | 0.00011465 | 0.00015877 | 4.0781e-05 | 8.4193e-06 | 6.4862e-05 | 0.00017243 | 7.4775e-05
0 | 5.2136e-07 | 6.241e-07 | 1.885e-07 | 0 | 0 | 0.00012748 | 0.0001118 | 0.00025151 | 6.0084e-05 | 7.6924e-07 | 0.00011134 | 9.9136e-05 | 0.00020088 | 7.8468e-05 | 5.4422e-05 | 0.00012137 | 7.8798e-05
0 | 5.2136e-07 | 6.5503e-07 | 1.632e-06 | 0 | 0 | 8.4638e-05 | 0.00010026 | 0.00028724 | 4.4811e-05 | 6.5089e-07 | 0.00010999 | 5.2349e-05 | 0.00019665 | 0.00012113 | 0.00012774 | 9.6955e-05 | 0.00010004
0 | 5.2136e-07 | 6.1207e-07 | 8.0654e-07 | 0 | 0 | 6.1931e-05 | 9.8128e-05 | 0.00021882 | 3.8412e-05 | 5.6213e-07 | 0.0001023 | 2.0539e-05 | 4.2763e-05 | 4.7346e-05 | 7.3724e-05 | 0.00010837 | 2.931e-06
0 | 4.7396e-07 | 9.7195e-07 | 1.2662e-06 | 0 | 0 | 1.0198e-05 | 9.5864e-05 | 0.00022131 | 4.962e-05 | 6.5089e-07 | 0.00010239 | 1.7102e-05 | 4.8333e-05 | 7.7094e-06 | 1.7861e-05 | 5.2693e-05 | 1.2997e-06
0 | 5.2136e-07 | 8.4691e-07 | 1.6366e-06 | 0 | 0 | 5.5277e-06 | 9.9096e-05 | 0.00024245 | 7.1616e-05 | 5.6213e-07 | 0.00010146 | 1.038e-05 | 4.2417e-05 | 8.0398e-06 | 1.4516e-05 | 4.3568e-05 | 1.1008e-06
0 | 4.7396e-07 | 8.5657e-07 | 2.2761e-06 | 0 | 0 | 4.256e-06 | 9.6489e-05 | 8.1726e-05 | 4.2774e-05 | 6.2131e-07 | 9.4728e-05 | 2.2878e-05 | 4.3959e-05 | 7.0789e-06 | 1.5869e-05 | 3.5437e-05 | 1.0212e-06
0 | 5.2136e-07 | 4.1352e-07 | 2.4518e-06 | 0 | 0 | 1.0423e-05 | 9.3626e-05 | 7.1133e-05 | 4.6548e-05 | 5.3255e-07 | 0.00010049 | 1.318e-05 | 4.4557e-05 | 4.5291e-05 | 1.7212e-05 | 5.4693e-05 | 1.6976e-06
0 | 4.7396e-07 | 3.0114e-07 | 2.8345e-06 | 0 | 0 | 1.7112e-05 | 9.4154e-05 | 0.00014281 | 3.6884e-05 | 9.2604e-06 | 9.2357e-05 | 1.4475e-05 | 5.7773e-05 | 3.3912e-05 | 3.2515e-05 | 4.4237e-05 | 1.4323e-06
0 | 5.2136e-07 | 3.5073e-07 | 2.7382e-06 | 0 | 0 | 2.1818e-05 | 8.9261e-05 | 0.00016161 | 4.5689e-05 | 4.6568e-05 | 9.015e-05 | 4.1519e-05 | 4.2952e-05 | 2.5028e-05 | 5.1261e-05 | 4.9643e-05 | 1.2334e-06
0 | 5.2136e-07 | 4.672e-07 | 3.6237e-06 | 0 | 0 | 4.3724e-05 | 8.4744e-05 | 0.00025688 | 4.4849e-05 | 4.6657e-05 | 9.4311e-05 | 9.4753e-05 | 4.3172e-05 | 5.0349e-05 | 2.542e-05 | 8.3155e-05 | 1.0345e-06
0 | 1.0954e-06 | 4.1165e-07 | 1.3088e-06 | 0 | 0 | 8.6739e-05 | 8.3785e-05 | 0.00038805 | 0.00035534 | 8.4646e-05 | 0.00010364 | 0.00015894 | 5.4217e-05 | 0.00014402 | 0.00010191 | 0.00017062 | 4.0753e-06
0 | 1.4909e-05 | 1.2602e-06 | 1.5489e-06 | 0 | 0 | 0.00016102 | 0.00010578 | 0.00029374 | 0.00031487 | 0.0001338 | 9.7908e-05 | 0.00016158 | 3.927e-05 | 0.00021447 | 8.3352e-05 | 0.00028143 | 0.00011481
0 | 4.3131e-06 | 8.9109e-06 | 6.4983e-07 | 0 | 0 | 0.00024911 | 0.0001019 | 0.00013777 | 0.00045889 | 0.00016555 | 0.00010223 | 0.0001367 | 3.8987e-05 | 0.00016574 | 0.00011608 | 0.00023476 | 0.00016822
0 | 5.2136e-07 | 9.7907e-06 | 6.8952e-07 | 0 | 0 | 0.00028895 | 0.00010753 | 4.2159e-05 | 6.3946e-05 | 0.0003738 | 0.00010222 | 0.00013068 | 2.4638e-05 | 0.00016663 | 2.6041e-05 | 0.0001855 | 0.00010038
0 | 5.2136e-07 | 9.6457e-06 | 1.2773e-06 | 0 | 0 | 0.00024303 | 0.00010979 | 2.8356e-05 | 7.9713e-05 | 0.00040928 | 0.00010381 | 0.00017938 | 3.7162e-05 | 0.00019748 | 2.2712e-05 | 0.00018667 | 0.00024192
0 | 3.3177e-07 | 5.6822e-06 | 7.168e-07 | 0 | 0 | 0.00021983 | 0.00010976 | 1.8117e-05 | 0.00057625 | 0.00041134 | 0.00011356 | 0.00018827 | 1.5954e-05 | 6.3867e-05 | 1.9607e-05 | 0.00014195 | 0.00021204
0 | 2.8438e-07 | 1.0218e-06 | 3.3732e-07 | 0 | 0 | 0.0002176 | 0.00011503 | 2.1874e-05 | 0.00013035 | 0.0003061 | 0.00011605 | 0.00012216 | 0.00048108 | 3.0846e-05 | 0.00020447 | 0.00012215 | 0.00018077
0 | 2.3698e-07 | 1.2616e-05 | 1.8602e-07 | 0 | 0 | 0.0001863 | 0.00011911 | 1.989e-05 | 9.8224e-05 | 0.00026671 | 0.00011583 | 9.9693e-05 | 0.00012796 | 9.0047e-05 | 4.691e-05 | 0.00013313 | 0.00015803
0 | 4.7396e-07 | 5.1018e-05 | 3.7948e-07 | 0 | 0 | 0.00016242 | 0.00012407 | 1.332e-05 | 5.5316e-05 | 0.00025804 | 0.00011922 | 0.00019022 | 0.0002681 | 0.00016256 | 4.4436e-05 | 0.00013677 | 4.0556e-05
0 | 2.3698e-07 | 1.245e-05 | 1.885e-07 | 0 | 0 | 0.00021859 | 0.00012825 | 1.3499e-05 | 8.4847e-05 | 0.00034813 | 0.00012222 | 0.00024402 | 0.0002611 | 0.00019574 | 0.00013505 | 0.00011278 | 1.0451e-05
7.8116e-07 | 2.3698e-07 | 1.6576e-05 | 2.5224e-06 | 0 | 0 | 0.00019455 | 0.00011858 | 9.9552e-06 | 9.255e-05 | 0.00021331 | 0.00013701 | 0.00034409 | 4.742e-05 | 0.00044472 | 0.00012703 | 0.00021244 | 1.8673e-05
0 | 2.8438e-07 | 1.6473e-06 | 1.6519e-06 | 0 | 0 | 0.00019384 | 0.00012336 | 9.8638e-06 | 8.9642e-05 | 0.00012707 | 0.00012951 | 0.00026969 | 0.00010095 | 0.00050734 | 0.00012496 | 0.00018158 | 3.0411e-05
0 | 2.3698e-07 | 1.2342e-05 | 9.4995e-07 | 0 | 0 | 0.0001804 | 0.00011028 | 3.4609e-05 | 0.00011761 | 0.00012198 | 0.00013014 | 0.00026679 | 0.00017442 | 0.00045944 | 3.3005e-05 | 0.0001827 | 1.2334e-06
0 | 2.3698e-07 | 7.2098e-06 | 1.8652e-06 | 0 | 0 | 0.00018251 | 0.00011629 | 2.9427e-05 | 0.00011187 | 0.00012139 | 0.00012489 | 0.00013487 | 0.00018764 | 8.3984e-05 | 5.6034e-05 | 0.00014985 | 1.0212e-06
0 | 2.3698e-07 | 1.2204e-06 | 1.3369e-06 | 0 | 0 | 0.00013575 | 0.00011133 | 2.7606e-05 | 0.00010016 | 0.00012154 | 0.00011934 | 2.8198e-05 | 0.00017709 | 4.9452e-05 | 0.00017803 | 0.00012804 | 1.0345e-06
0 | 2.8438e-07 | 4.1244e-07 | 1.7164e-06 | 0 | 0 | 7.5306e-05 | 0.00010751 | 2.8562e-05 | 6.005e-05 | 0.00010979 | 0.00011489 | 3.8072e-05 | 0.00015633 | 8.7225e-05 | 2.521e-05 | 0.00011652 | 1.1671e-06
0 | 2.3698e-07 | 4.6722e-07 | 1.1161e-06 | 0 | 0 | 6.6754e-05 | 0.0001049 | 5.1929e-05 | 4.7831e-05 | 7.5178e-05 | 0.00010957 | 1.8177e-05 | 3.99e-05 | 4.8174e-05 | 1.9913e-05 | 0.00010681 | 1.0345e-06
0 | 2.3698e-07 | 3.5449e-07 | 7.6144e-07 | 0 | 0 | 4.3487e-05 | 0.00010024 | 5.7422e-05 | 4.8427e-05 | 7.5e-05 | 0.00010611 | 1.3934e-05 | 3.9617e-05 | 6.025e-05 | 1.867e-05 | 6.5506e-05 | 1.0345e-06
0 | 2.3698e-07 | 4.7231e-07 | 9.6607e-07 | 0 | 0 | 2.8907e-05 | 0.00010313 | 5.502e-05 | 9.3072e-05 | 7.4793e-05 | 0.00010478 | 3.716e-05 | 2.8446e-05 | 2.1432e-05 | 2.0774e-05 | 5.7528e-05 | 1.0345e-06
0 | 2.3698e-07 | 3.2046e-07 | 7.5524e-07 | 0 | 0 | 2.1148e-05 | 9.5785e-05 | 6.5829e-05 | 4.23e-05 | 7.4912e-05 | 9.9158e-05 | 1.3099e-05 | 4.0655e-05 | 8.3877e-06 | 1.7436e-05 | 5.8907e-05 | 1.0345e-06
0 | 3.7917e-07 | 3.1907e-07 | 1.305e-06 | 0 | 0 | 7.0893e-06 | 9.7417e-05 | 0.00013432 | 3.8192e-05 | 7.4971e-05 | 0.00010144 | 1.1492e-05 | 4.204e-05 | 8.7529e-06 | 1.8701e-05 | 5.1003e-05 | 1.1008e-06
0 | 4.7396e-07 | 7.2939e-07 | 1.179e-06 | 0 | 0 | 7.2676e-06 | 9.7195e-05 | 0.00014702 | 5.0326e-05 | 7.9705e-05 | 9.2609e-05 | 5.234e-05 | 4.2417e-05 | 1.3749e-05 | 2.0546e-05 | 4.8999e-05 | 1.0345e-06
0 | 5.2136e-07 | 7.1007e-07 | 1.7217e-06 | 0 | 0 | 5.216e-06 | 9.1948e-05 | 0.0001836 | 4.4554e-05 | 0.0001208 | 9.5196e-05 | 7.9243e-06 | 4.2921e-05 | 2.6915e-05 | 1.9453e-05 | 4.6387e-05 | 1.0212e-06
0 | 4.7396e-07 | 5.6953e-07 | 1.9793e-06 | 0 | 0 | 2.496e-05 | 9.2088e-05 | 0.0002863 | 5.842e-05 | 0.00012047 | 9.0176e-05 | 4.0472e-05 | 5.6388e-05 | 9.4095e-05 | 3.0781e-05 | 7.4796e-05 | 1.1671e-06
0 | 5.2136e-07 | 9.7643e-07 | 5.9196e-07 | 0 | 0 | 7.3022e-05 | 9.1628e-05 | 0.00038043 | 8.4918e-05 | 0.00015831 | 9.489e-05 | 0.00011004 | 4.1158e-05 | 0.00015323 | 2.8837e-05 | 0.0001632 | 7.3102e-05
0 | 4.2657e-07 | 3.8863e-06 | 1.2587e-06 | 0 | 0 | 0.00014974 | 9.2068e-05 | 0.00022656 | 7.0512e-05 | 0.00018976 | 0.00010312 | 0.00013986 | 3.433e-05 | 0.0001834 | 4.6535e-05 | 0.00025411 | 0.00037236
0 | 2.3698e-07 | 1.0444e-06 | 1.6221e-06 | 0 | 0 | 0.00022184 | 9.5209e-05 | 8.1551e-05 | 6.0346e-05 | 0.00013068 | 9.7862e-05 | 0.00027908 | 3.0082e-05 | 0.00011186 | 0.00020577 | 0.00024777 | 0.00035461
4.1517e-06 | 2.3698e-07 | 1.0151e-06 | 4.9209e-06 | 0 | 0 | 0.00025624 | 0.00010815 | 3.1665e-05 | 0.0004308 | 0.0002105 | 0.00010639 | 0.0002003 | 3.7005e-05 | 9.5213e-05 | 0.00012919 | 0.00018819 | 3.187e-05
8.3034e-06 | 2.3698e-07 | 9.5288e-07 | 6.4723e-06 | 0 | 0 | 0.00033051 | 0.00010823 | 1.283e-05 | 0.0002657 | 0.00030265 | 0.0001095 | 0.00019098 | 2.2656e-05 | 0.00021252 | 6.429e-05 | 0.00014905 | 0.00040302
0 | 2.3698e-07 | 9.3352e-07 | 8.6512e-06 | 0 | 0 | 0.00026753 | 0.00011267 | 9.7781e-06 | 0.00025298 | 0.00037578 | 0.00012052 | 0.00014976 | 1.2115e-05 | 0.00016978 | 1.8101e-05 | 0.00011522 | 0.00035607
0 | 2.3698e-07 | 6.2184e-07 | 2.572e-06 | 0 | 0.00013698 | 0.0002269 | 0.0001174 | 9.5787e-06 | 5.5409e-05 | 0.00030374 | 0.0001166 | 0.00019442 | 0.00042729 | 7.615e-05 | 2.1797e-05 | 8.6776e-05 | 0.00029466
0 | 2.8438e-07 | 7.4922e-07 | 1.033e-06 | 0 | 0.00018885 | 0.00022931 | 0.00012958 | 9.6644e-06 | 6.6718e-05 | 0.0002773 | 0.00011862 | 0.00014846 | 0.00013334 | 0.00013875 | 1.912e-05 | 0.00012068 | 0.00010461
0 | 2.3698e-07 | 3.5045e-05 | 3.0669e-06 | 0 | 0.00019018 | 0.00022193 | 0.0001305 | 9.5987e-06 | 0.00013791 | 0.00025613 | 0.00012004 | 0.00021153 | 0.00027021 | 9.5465e-05 | 1.4604e-05 | 0.0001605 | 4.2665e-05
0.00035846 | 2.3698e-07 | 4.2215e-05 | 4.4769e-07 | 0 | 0.00018907 | 0.00016217 | 0.00012127 | 9.4915e-06 | 0.00021156 | 0.00025478 | 0.00012348 | 0.00024633 | 0.00025694 | 0.00035902 | 5.7514e-05 | 0.0001108 | 0.00060756
0.00045595 | 2.3698e-07 | 1.3771e-05 | 4.8365e-07 | 0 | 0.00018508 | 0.00019255 | 0.00012543 | 9.6552e-06 | 0.00012987 | 0.00015735 | 0.00012272 | 0.0002907 | 7.6571e-05 | 0.000464 | 3.7491e-05 | 0.00017036 | 6.2705e-05
0.00043457 | 2.8438e-07 | 1.0388e-05 | 4.6257e-07 | 0 | 3.1697e-05 | 0.00022848 | 0.00012594 | 9.8218e-06 | 0.00015632 | 0.00011015 | 0.00013211 | 0.00039812 | 0.00015063 | 0.00052255 | 0.00019543 | 0.00019168 | 0.00068098
0.00034496 | 2.3698e-07 | 2.5244e-05 | 5.2086e-07 | 0 | 0 | 0.00023615 | 0.00012075 | 1.0037e-05 | 8.6621e-05 | 1.2012e-05 | 0.00013183 | 0.00023424 | 5.5381e-05 | 0.00022497 | 2.1642e-05 | 0.00023297 | 2.6498e-05
0 | 7.1094e-07 | 1.3665e-05 | 5.469e-06 | 0 | 0 | 0.00018383 | 0.00011873 | 9.9687e-06 | 0.00012634 | 6.2131e-07 | 0.00012918 | 0.00010518 | 3.5589e-05 | 0.00010473 | 2.0636e-05 | 0.00019065 | 4.354e-05
0 | 2.8438e-07 | 7.132e-07 | 1.379e-06 | 0 | 0 | 0.00022343 | 0.00011058 | 1.0113e-05 | 5.432e-05 | 6.2131e-07 | 0.00013946 | 6.8179e-05 | 2.5079e-05 | 2.9959e-05 | 2.112e-05 | 0.00014192 | 3.3779e-05
0 | 2.3698e-07 | 2.9009e-07 | 7.9617e-07 | 0 | 0 | 0.00017264 | 0.00010917 | 9.7183e-06 | 5.7996e-05 | 5.6213e-07 | 0.00012655 | 8.2373e-05 | 3.8012e-05 | 4.057e-05 | 3.3806e-05 | 6.2924e-05 | 1.3965e-05
0 | 2.3698e-07 | 3.6876e-07 | 2.8647e-07 | 0 | 0 | 0.0001368 | 9.5086e-05 | 9.7927e-06 | 6.0636e-05 | 6.8048e-07 | 0.00012521 | 1.8388e-05 | 3.9491e-05 | 9.0834e-06 | 4.3819e-05 | 8.3668e-05 | 1.2334e-06
0 | 2.3698e-07 | 3.7466e-07 | 2.4183e-07 | 0 | 0 | 5.0274e-05 | 0.00010525 | 9.7547e-06 | 7.7399e-05 | 6.5089e-07 | 0.00010935 | 6.4741e-05 | 4.1033e-05 | 2.7494e-05 | 2.7292e-05 | 5.8371e-05 | 9.5489e-07
0 | 2.3698e-07 | 3.2046e-07 | 2.2322e-07 | 0 | 0 | 2.2808e-05 | 0.00010122 | 9.9626e-06 | 4.8374e-05 | 5.9172e-07 | 0.00010433 | 5.105e-05 | 4.1536e-05 | 7.5007e-06 | 1.6065e-05 | 5.0561e-05 | 5.7731e-05
0 | 2.3698e-07 | 3.3978e-07 | 1.6122e-07 | 0 | 0 | 2.4028e-05 | 0.00010747 | 1.2383e-05 | 4.4879e-05 | 6.8048e-07 | 0.00010858 | 1.9965e-05 | 4.141e-05 | 7.2137e-06 | 1.504e-05 | 2.9098e-05 | 1.0345e-06
0 | 2.8438e-07 | 3.0941e-07 | 9.9211e-08 | 0 | 0 | 4.3473e-06 | 0.00010432 | 3.4108e-05 | 4.5038e-05 | 5.6213e-07 | 0.00010577 | 9.3532e-06 | 4.1788e-05 | 7.9268e-06 | 1.6588e-05 | 3.2022e-05 | 1.0345e-06
0 | 2.3698e-07 | 4.3047e-07 | 9.301e-08 | 0 | 0 | 1.8385e-05 | 9.2034e-05 | 7.4164e-05 | 4.3019e-05 | 1.6095e-05 | 0.00010046 | 1.746e-05 | 5.5098e-05 | 1.0953e-05 | 1.4489e-05 | 4.474e-05 | 1.1008e-06
0 | 2.3698e-07 | 3.591e-07 | 9.301e-08 | 0 | 5.1655e-08 | 2.0528e-05 | 9.8533e-05 | 0.00014297 | 4.2391e-05 | 4.6775e-05 | 9.6787e-05 | 3.012e-05 | 4.1284e-05 | 4.3117e-05 | 1.6611e-05 | 9.0587e-05 | 1.1671e-06
0 | 2.3698e-07 | 6.3865e-07 | 8.681e-08 | 0 | 0 | 7.724e-05 | 9.3682e-05 | 0.00026843 | 6.9464e-05 | 4.645e-05 | 9.955e-05 | 4.5527e-05 | 4.2795e-05 | 6.5467e-05 | 6.7778e-05 | 0.00020073 | 3.9429e-05
0 | 2.3698e-07 | 7.7214e-07 | 9.9211e-08 | 0 | 0 | 0.00010874 | 0.00010238 | 0.00021367 | 0.00011881 | 8.4231e-05 | 0.00010296 | 0.00010923 | 4.0749e-05 | 0.00018399 | 2.8743e-05 | 0.00031038 | 8.348e-05
0 | 2.8438e-07 | 1.2954e-06 | 3.0755e-07 | 1.179e-06 | 0 | 0.0001612 | 0.00010114 | 8.6304e-05 | 0.00039384 | 0.00011695 | 0.00010866 | 0.0001073 | 3.8389e-05 | 0.00013425 | 3.5057e-05 | 0.00025691 | 3.6611e-05
0 | 2.3698e-07 | 1.5519e-06 | 2.2446e-07 | 0 | 1.1362e-06 | 0.00028179 | 9.6731e-05 | 3.1866e-05 | 7.6082e-05 | 4.8403e-05 | 0.00010687 | 0.00014031 | 3.7225e-05 | 8.9195e-05 | 3.4887e-05 | 0.0001906 | 0.00022802
0 | 2.3698e-07 | 1.8124e-06 | 1.0975e-06 | 0 | 0 | 0.00018789 | 0.00010835 | 9.8654e-06 | 8.0991e-05 | 6.7276e-05 | 0.0001143 | 0.00013391 | 3.4991e-05 | 4.867e-05 | 3.2948e-05 | 0.00015977 | 4.7502e-05
9.6104e-07 | 2.8438e-07 | 1.1632e-06 | 6.5479e-07 | 0 | 0 | 0.00019214 | 0.00010923 | 9.8152e-06 | 6.9577e-05 | 0.00013569 | 0.00011643 | 0.00016978 | 2.2782e-05 | 0.00030062 | 5.5049e-05 | 0.00015201 | 9.9725e-05
0 | 2.3698e-07 | 1.3354e-06 | 1.5849e-06 | 0 | 0 | 0.00013413 | 0.00011108 | 9.7375e-06 | 0.00010255 | 0.00020518 | 0.00012159 | 0.00013348 | 1.0415e-05 | 0.00017357 | 3.7305e-05 | 7.9939e-05 | 1.7809e-05
0 | 2.8438e-07 | 1.0955e-06 | 6.4859e-07 | 0 | 0 | 0.00013503 | 0.0001215 | 9.6355e-06 | 0.00010151 | 0.00018266 | 0.0001276 | 0.00010241 | 0.0004107 | 7.02e-05 | 3.0666e-05 | 0.0001092 | 0.00038596
0 | 2.3698e-07 | 1.0425e-06 | 8.9414e-07 | 0 | 0 | 0.00012517 | 0.00012673 | 9.6889e-06 | 5.0893e-05 | 0.00015336 | 0.00011617 | 6.7145e-05 | 0.00013429 | 8.683e-05 | 4.1744e-05 | 8.4426e-05 | 1.4987e-06
0 | 2.8438e-07 | 6.4056e-07 | 4.6257e-07 | 0 | 0 | 0.00018893 | 0.00013186 | 9.7237e-06 | 0.00019807 | 0.00021766 | 0.0001162 | 0.00011629 | 0.00026393 | 0.00019145 | 3.5805e-05 | 8.6678e-05 | 0.00064618
0 | 2.3698e-07 | 9.8556e-07 | 4.5389e-07 | 0 | 0 | 0.00015155 | 0.00013103 | 9.7213e-06 | 0.00016368 | 0.00021579 | 0.00011746 | 0.00020973 | 0.00014549 | 0.00016023 | 5.9687e-05 | 0.00012974 | 0.00040092
0 | 2.8438e-07 | 5.9705e-06 | 4.6257e-07 | 0 | 0 | 0.00021116 | 0.00012768 | 9.8361e-06 | 0.00012982 | 0.00015634 | 0.00012761 | 0.00056619 | 3.4771e-05 | 0.00043567 | 5.7391e-05 | 0.00014875 | 0.00064219
0 | 2.3698e-07 | 1.2513e-05 | 4.8365e-07 | 0 | 9.0898e-05 | 0.00023573 | 0.00012841 | 9.5432e-06 | 0.00010891 | 0.00017351 | 0.00013363 | 0.00049801 | 5.3336e-05 | 0.00059424 | 5.9284e-05 | 0.00020844 | 0.00015487
9.6873e-06 | 2.8438e-07 | 1.7829e-05 | 4.7745e-07 | 0 | 0.00012839 | 0.00018603 | 0.00012253 | 9.6841e-06 | 0.00014256 | 0.00011776 | 0.00013257 | 0.00027804 | 6.3594e-05 | 0.00029289 | 6.6294e-05 | 0.00020764 | 0.00021258
0 | 2.3698e-07 | 2.0688e-05 | 5.7456e-06 | 0 | 3.5791e-05 | 0.00018165 | 0.00012015 | 9.7984e-06 | 9.2183e-05 | 6.332e-05 | 0.00013718 | 0.00010799 | 6.1014e-05 | 8.767e-05 | 6.7122e-05 | 0.00020327 | 8.1498e-05
0 | 2.3698e-07 | 3.3245e-06 | 2.1578e-07 | 0 | 3.3519e-05 | 0.00014381 | 0.00012038 | 9.6456e-06 | 6.1392e-05 | 5.9172e-07 | 0.00012812 | 3.6117e-05 | 6.5577e-05 | 9.949e-05 | 4.7727e-05 | 0.00018567 | 0.00050905
0 | 2.3698e-07 | 4.2082e-07 | 3.6708e-07 | 0 | 0 | 0.00016223 | 0.00010897 | 9.6745e-06 | 6.9063e-05 | 5.6213e-07 | 0.00011816 | 3.972e-05 | 3.8515e-05 | 4.0559e-05 | 2.9469e-05 | 0.00010369 | 0.00022318
0 | 2.3698e-07 | 4.7366e-07 | 9.9211e-08 | 0 | 0 | 6.2894e-05 | 0.00011553 | 9.6206e-06 | 5.1173e-05 | 6.2131e-07 | 0.0001115 | 6.4111e-05 | 3.9648e-05 | 2.0106e-05 | 1.6766e-05 | 9.2718e-05 | 6.8965e-05
0 | 2.3698e-07 | 2.5875e-07 | 1.1161e-07 | 0 | 0 | 4.5222e-05 | 0.00010853 | 9.7367e-06 | 4.3162e-05 | 5.9172e-07 | 0.00010701 | 6.5155e-06 | 4.0529e-05 | 7.592e-06 | 1.7345e-05 | 6.7307e-05 | 1.2997e-06
0 | 2.8438e-07 | 3.3978e-07 | 1.823e-07 | 0 | 0 | 2.4249e-05 | 0.00010536 | 9.5609e-06 | 5.4978e-05 | 6.5089e-07 | 0.00010481 | 6.1292e-06 | 4.0624e-05 | 8.1529e-06 | 1.515e-05 | 3.682e-05 | 1.0875e-06
0 | 2.3698e-07 | 3.9044e-07 | 1.0541e-07 | 0 | 0 | 1.6973e-05 | 9.4141e-05 | 9.6819e-06 | 4.3662e-05 | 5.9172e-07 | 0.00010512 | 7.7193e-06 | 4.0781e-05 | 9.6933e-06 | 1.6611e-05 | 3.5496e-05 | 1.4323e-06
0 | 2.3698e-07 | 2.4909e-07 | 1.1161e-07 | 0 | 0 | 6.6376e-06 | 0.00010601 | 2.2278e-05 | 5.9305e-05 | 6.2131e-07 | 0.00010651 | 4.6477e-06 | 4.1033e-05 | 9.8313e-06 | 1.6689e-05 | 3.3772e-05 | 1.1008e-06
0 | 2.3698e-07 | 3.7842e-07 | 1.0541e-07 | 0 | 0 | 4.6169e-06 | 9.8161e-05 | 6.5993e-05 | 4.3805e-05 | 2.0799e-05 | 9.8984e-05 | 3.6744e-05 | 4.0529e-05 | 3.3151e-05 | 1.4859e-05 | 4.0281e-05 | 1.2334e-06
0 | 2.3698e-07 | 4.1254e-07 | 1.0541e-07 | 0 | 0 | 2.7032e-05 | 9.711e-05 | 0.00023611 | 4.2792e-05 | 4.6628e-05 | 0.00010013 | 0.00010058 | 5.3242e-05 | 5.9697e-05 | 2.3338e-05 | 0.00011463 | 1.565e-06
0 | 2.3698e-07 | 2.1558e-06 | 1.6494e-07 | 0 | 0 | 6.6853e-05 | 9.5514e-05 | 0.00017977 | 5.1952e-05 | 4.648e-05 | 0.00010077 | 7.2028e-05 | 3.99e-05 | 2.4263e-05 | 4.545e-05 | 0.00021011 | 4.1883e-05
0 | 2.3698e-07 | 3.9639e-07 | 1.1781e-07 | 0 | 0 | 0.00010677 | 0.0001004 | 0.00013467 | 0.00013202 | 8.5592e-05 | 0.00010339 | 6.791e-05 | 3.9063e-05 | 9.9296e-05 | 6.5126e-05 | 0.00029042 | 1.2865e-06
0 | 2.3698e-07 | 1.3893e-06 | 4.6257e-07 | 0 | 0 | 0.00010408 | 9.9144e-05 | 0.00011677 | 8.4388e-05 | 0.00011713 | 0.00010783 | 0.00012251 | 3.7131e-05 | 9.1878e-05 | 5.7725e-05 | 0.00020484 | 0.00071795
0 | 2.3698e-07 | 1.9662e-06 | 2.6911e-07 | 0 | 0 | 0.00019366 | 9.7897e-05 | 6.0786e-05 | 5.2973e-05 | 5.0415e-05 | 9.5658e-05 | 0.00013534 | 0.00014422 | 0.00010684 | 4.0336e-05 | 0.00015234 | 0.00048684
0 | 2.8438e-07 | 1.6123e-06 | 4.7745e-07 | 0 | 0 | 0.00019278 | 0.00010628 | 3.2388e-05 | 0.00010605 | 6.79e-05 | 0.00010002 | 0.00019114 | 0.00024114 | 4.6295e-05 | 3.3825e-05 | 0.00012564 | 0.0004675
0 | 2.3698e-07 | 1.1278e-06 | 4.6877e-07 | 0 | 0 | 0.00019529 | 0.00011067 | 3.0948e-05 | 9.7709e-05 | 0.00014584 | 0.00010501 | 0.00018115 | 0.00024068 | 8.5519e-05 | 3.5478e-05 | 0.00012961 | 0.00056687
0 | 2.3698e-07 | 9.1914e-07 | 4.6257e-07 | 0 | 0 | 0.00013032 | 0.00011129 | 2.0945e-05 | 0.00020604 | 0.00015752 | 0.00010961 | 0.00011011 | 0.0002395 | 0.00019021 | 3.981e-05 | 9.7388e-05 | 0.00057567
0 | 2.3698e-07 | 7.0228e-07 | 5.3078e-07 | 0 | 0 | 8.3595e-05 | 0.00011817 | 1.5212e-05 | 0.0004738 | 0.0001137 | 0.00010992 | 8.383e-05 | 0.00082435 | 0.00018534 | 3.1448e-05 | 9.6035e-05 | 0.00040613
0 | 2.8438e-07 | 7.0088e-07 | 4.6009e-07 | 0 | 0 | 8.7159e-05 | 0.00011838 | 1.8786e-05 | 5.4592e-05 | 7.2131e-05 | 0.00011223 | 6.8917e-05 | 0.00028313 | 0.00014576 | 2.0023e-05 | 6.2649e-05 | 0.00039135
0 | 2.3698e-07 | 1.2488e-06 | 8.3461e-07 | 0 | 0 | 0.00017957 | 0.00012682 | 1.9572e-05 | 6.9191e-05 | 7.0681e-05 | 0.00011339 | 7.4117e-05 | 0.00040485 | 0.00013106 | 2.7645e-05 | 0.00010143 | 0.00060302
0 | 2.3698e-07 | 1.1486e-06 | 4.8737e-07 | 0 | 0 | 0.00020259 | 0.00010854 | 2.358e-05 | 8.7211e-05 | 8.8042e-05 | 0.00011495 | 0.00019007 | 0.00040357 | 0.00025428 | 3.0047e-05 | 0.00011454 | 0.00018664
5.5356e-06 | 2.3698e-07 | 1.2158e-06 | 2.4592e-06 | 0 | 2.0598e-06 | 0.00017195 | 0.00012129 | 2.379e-05 | 0.00015971 | 8.2177e-05 | 0.00012594 | 0.00052686 | 0.00025121 | 0.00031341 | 3.5927e-05 | 0.00014656 | 0.00014721
0 | 4.4271e-06 | 1.2145e-06 | 2.04e-06 | 0 | 0 | 0.00015546 | 0.00011803 | 2.7286e-05 | 0.00021027 | 5.3255e-07 | 0.00013094 | 0.00045795 | 0.00024126 | 0.00061428 | 6.2186e-05 | 0.00018259 | 0.0003104
0 | 2.3698e-07 | 1.0889e-06 | 2.2136e-06 | 0 | 0 | 0.00017596 | 0.00011757 | 1.8019e-05 | 0.00022395 | 6.2131e-07 | 0.00012576 | 0.00031618 | 0.00025423 | 0.00025365 | 7.5964e-05 | 0.00020905 | 0.00013718
0 | 2.3698e-07 | 8.7213e-07 | 4.973e-07 | 0 | 0 | 0.00013161 | 0.00011765 | 1.4651e-05 | 0.00012432 | 6.2131e-07 | 0.00012387 | 0.00013296 | 0.0002427 | 8.3303e-05 | 5.8868e-05 | 0.00020554 | 0.00016021
0 | 2.8438e-07 | 4.9594e-07 | 2.7779e-07 | 0 | 0 | 0.00011094 | 0.00011026 | 2.0107e-05 | 7.0833e-05 | 6.2131e-07 | 0.00011893 | 4.1164e-05 | 0.00025518 | 5.8918e-05 | 5.555e-05 | 0.00017633 | 3.3063e-05
0 | 2.3698e-07 | 4.1352e-07 | 3.4352e-07 | 0 | 0 | 9.4859e-05 | 9.9842e-05 | 3.7519e-05 | 5.0575e-05 | 6.5089e-07 | 0.00011283 | 6.1169e-05 | 0.00018676 | 2.3976e-05 | 3.9975e-05 | 9.6218e-05 | 6.0472e-05
0 | 2.3698e-07 | 7.3314e-07 | 1.0555e-05 | 0 | 0 | 4.5315e-05 | 0.00010589 | 1.4526e-05 | 4.6022e-05 | 5.9172e-07 | 0.00011025 | 1.0837e-05 | 3.8389e-05 | 2.1903e-05 | 2.1223e-05 | 9.458e-05 | 1.1008e-06
0 | 2.3698e-07 | 4.6901e-07 | 2.5423e-07 | 0 | 0 | 2.82e-05 | 0.00011045 | 1.9162e-05 | 4.0832e-05 | 5.3255e-07 | 0.00010388 | 9.1908e-06 | 2.6432e-05 | 7.805e-06 | 1.4853e-05 | 3.589e-05 | 1.3528e-06
0 | 2.3698e-07 | 8.5904e-07 | 2.5423e-07 | 0 | 0 | 1.4098e-05 | 9.8801e-05 | 2.776e-05 | 5.3873e-05 | 7.3941e-05 | 0.00010125 | 1.3347e-05 | 3.8515e-05 | 1.6858e-05 | 1.6299e-05 | 3.8913e-05 | 1.1671e-06
0 | 2.3698e-07 | 7.6181e-07 | 2.7531e-07 | 0 | 0 | 7.514e-06 | 0.00010317 | 2.7836e-05 | 4.2693e-05 | 7.864e-05 | 0.00010495 | 1.0085e-05 | 3.8138e-05 | 8.2442e-06 | 1.5198e-05 | 2.6562e-05 | 1.1008e-06
0 | 2.3698e-07 | 4.4679e-07 | 2.6911e-07 | 0 | 0 | 2.4686e-06 | 0.0001079 | 4.2005e-05 | 4.286e-05 | 6.3148e-05 | 0.00010324 | 4.3452e-06 | 3.8138e-05 | 8.6051e-06 | 1.6393e-05 | 3.754e-05 | 1.2997e-06
0 | 2.3698e-07 | 2.9009e-07 | 3.4972e-07 | 0 | 0 | 1.2497e-05 | 9.6801e-05 | 3.3682e-05 | 6.3926e-05 | 2.0533e-05 | 0.00010038 | 1.0432e-05 | 3.8138e-05 | 1.7706e-05 | 1.4509e-05 | 4.1558e-05 | 1.3528e-06
0 | 2.3698e-07 | 4.2457e-07 | 3.7948e-07 | 0 | 0 | 1.9817e-05 | 0.00010095 | 0.00014722 | 6.7088e-05 | 4.6391e-05 | 9.9258e-05 | 3.4935e-05 | 2.552e-05 | 3.6308e-05 | 1.6784e-05 | 0.00012122 | 2.6923e-06
0 | 2.8438e-07 | 5.7508e-07 | 5.0474e-07 | 0 | 0 | 7.9149e-05 | 0.00010389 | 0.00010436 | 4.8699e-05 | 4.6213e-05 | 0.00010389 | 7.0928e-05 | 3.7508e-05 | 7.0593e-05 | 1.9413e-05 | 0.00021993 | 1.8965e-06
0 | 1.6869e-06 | 5.1648e-07 | 4.9854e-07 | 0 | 0 | 0.00010844 | 9.7454e-05 | 8.4746e-05 | 9.4872e-05 | 8.4261e-05 | 0.00011088 | 8.3545e-05 | 3.7477e-05 | 0.00010899 | 5.8794e-05 | 0.00025415 | 3.8103e-05
0 | 8.3066e-06 | 7.1186e-07 | 4.9234e-07 | 0 | 0 | 8.8197e-05 | 9.7656e-05 | 8.1605e-05 | 7.4547e-05 | 0.00012255 | 0.00010801 | 7.9258e-05 | 3.1089e-05 | 0.00021437 | 0.00012968 | 0.00022669 | 4.4429e-05
0 | 1.6589e-06 | 4.1963e-07 | 9.6715e-07 | 0 | 0 | 0.00014238 | 0.0001014 | 5.4669e-05 | 0.00012517 | 5.3125e-05 | 0.0001022 | 8.737e-05 | 2.9296e-05 | 0.00017256 | 2.1941e-05 | 0.00014149 | 5.0783e-06
0 | 4.7396e-07 | 1.3257e-06 | 6.8456e-07 | 0 | 0 | 0.00014014 | 0.00010425 | 4.0706e-05 | 0.00013996 | 8.3255e-05 | 0.00010456 | 7.779e-05 | 3.5998e-05 | 0.00015431 | 2.0916e-05 | 0.0001433 | 7.9561e-05
0 | 2.8438e-07 | 3.8083e-07 | 1.9962e-06 | 0 | 0 | 0.0001411 | 0.00010797 | 4.327e-05 | 0.00011126 | 0.00015876 | 0.00010772 | 0.00016665 | 2.4922e-05 | 0.00011414 | 2.4876e-05 | 0.00011008 | 0.00010314
0 | 2.3698e-07 | 5.2892e-07 | 7.6268e-07 | 0 | 0 | 0.00013293 | 0.00010186 | 4.7312e-05 | 5.3841e-05 | 0.00012027 | 0.00010405 | 9.3307e-05 | 3.6879e-05 | 0.00013744 | 5.405e-05 | 0.00010902 | 7.8938e-05
0 | 2.3698e-07 | 6.0665e-07 | 1.3852e-06 | 0 | 0 | 0.00014694 | 0.00011009 | 5.3875e-05 | 0.00013871 | 4.1775e-05 | 0.00010877 | 8.5368e-05 | 0.00074249 | 3.5895e-05 | 2.3097e-05 | 8.6362e-05 | 9.5091e-05
0 | 2.3698e-07 | 8.1154e-07 | 1.9879e-06 | 0 | 0 | 0.00015752 | 0.00010709 | 3.66e-05 | 0.0001408 | 6.2131e-07 | 0.00011018 | 8.6218e-05 | 0.00032766 | 7.2788e-05 | 1.9124e-05 | 7.0609e-05 | 5.5172e-05
0 | 2.3698e-07 | 7.3817e-07 | 3.1376e-07 | 0 | 0 | 0.00014823 | 0.00010789 | 3.5433e-05 | 7.82e-05 | 5.3255e-07 | 0.00010757 | 0.00013851 | 0.00041205 | 0.00012438 | 2.3783e-05 | 0.00010492 | 4.3368e-06
5.5356e-06 | 2.8438e-07 | 8.6379e-07 | 1.0678e-06 | 0 | 0 | 0.00019041 | 0.00011699 | 3.0008e-05 | 0.00013322 | 6.6699e-05 | 0.00011293 | 0.00024355 | 0.00021001 | 0.00036841 | 2.7951e-05 | 0.00011745 | 1.4323e-06
5.5356e-06 | 2.3698e-07 | 7.0853e-07 | 1.7732e-06 | 0 | 0 | 0.00021648 | 0.00011537 | 1.478e-05 | 0.00026729 | 0.00011853 | 0.00012096 | 0.00046911 | 0.00015611 | 0.00046908 | 3.9894e-05 | 0.00011 | 5.0105e-05
7.5485e-07 | 5.9204e-07 | 5.9455e-07 | 4.8613e-07 | 0 | 0 | 0.00016643 | 0.00010966 | 6.8373e-05 | 0.00010105 | 5.4131e-05 | 0.00011967 | 0.00054903 | 0.00021246 | 0.00044439 | 5.9363e-05 | 0.00022323 | 1.1777e-05
5.5356e-06 | 2.3698e-07 | 4.2773e-07 | 3.7948e-07 | 0 | 0 | 0.00016877 | 9.8759e-05 | 0.00030792 | 0.00015249 | 5.9172e-07 | 0.0001232 | 0.00031048 | 0.00023106 | 0.00020623 | 6.8389e-05 | 0.00023678 | 7.4707e-05
0 | 2.8438e-07 | 3.1535e-07 | 1.7982e-07 | 0 | 0 | 0.00020545 | 0.00010679 | 0.00028702 | 0.00015067 | 5.9172e-07 | 0.00012254 | 0.00015976 | 0.00023358 | 9.5148e-05 | 6.2606e-05 | 0.00019081 | 6.7705e-05
0 | 2.749e-06 | 3.6047e-06 | 1.7114e-07 | 0 | 0 | 0.00018607 | 9.9843e-05 | 0.00021344 | 9.0179e-05 | 5.3255e-07 | 0.00011763 | 0.0001095 | 8.6471e-05 | 7.3933e-05 | 6.574e-05 | 0.00015827 | 9.5131e-05
0 | 2.8438e-06 | 8.9174e-06 | 5.6674e-07 | 0 | 0 | 9.8435e-05 | 9.5467e-05 | 0.00023734 | 9.8102e-05 | 5.6213e-07 | 0.00011238 | 5.6291e-05 | 5.5885e-05 | 6.5362e-05 | 4.0873e-05 | 0.0001283 | 6.2996e-05
0 | 3.1282e-06 | 9.0211e-06 | 3.2244e-07 | 0 | 0 | 6.3057e-05 | 9.8275e-05 | 0.00022906 | 5.1356e-05 | 5.6213e-07 | 0.00010486 | 3.9553e-05 | 4.2291e-05 | 4.396e-06 | 1.9059e-05 | 9.0618e-05 | 6.8726e-05
0 | 5.7349e-06 | 1.0715e-05 | 3.7328e-07 | 0 | 0 | 4.7234e-05 | 0.00010271 | 8.7257e-05 | 6.6165e-05 | 6.5089e-07 | 0.00010354 | 3.9586e-05 | 4.204e-05 | 1.0434e-05 | 1.8843e-05 | 7.1184e-05 | 1.7904e-06
0 | 3.3651e-06 | 8.9947e-06 | 3.6708e-07 | 0 | 0 | 3.0611e-05 | 9.8764e-05 | 0.00015961 | 6.3578e-05 | 5.6213e-07 | 9.9079e-05 | 2.5528e-05 | 5.5256e-05 | 5.6875e-06 | 1.8606e-05 | 3.0647e-05 | 1.6976e-06
0 | 5.4506e-06 | 8.9174e-06 | 3.646e-07 | 0 | 0 | 1.754e-05 | 8.9861e-05 | 0.00019396 | 5.4577e-05 | 5.3255e-07 | 9.8326e-05 | 1.1453e-05 | 4.1788e-05 | 5.1222e-06 | 2.02e-05 | 3.4303e-05 | 1.1671e-06
0 | 3.1282e-06 | 8.8774e-06 | 3.522e-07 | 0 | 0 | 1.4235e-05 | 9.8886e-05 | 0.00025404 | 4.7187e-05 | 5.3255e-07 | 0.00010176 | 7.5924e-06 | 4.1158e-05 | 5.6657e-06 | 1.9249e-05 | 4.295e-05 | 1.1671e-06
0 | 3.3651e-06 | 8.9791e-06 | 3.46e-07 | 0 | 0 | 1.0865e-05 | 9.7487e-05 | 0.00034995 | 5.6922e-05 | 2.0829e-05 | 9.8233e-05 | 1.0181e-05 | 4.7074e-05 | 2.7846e-05 | 1.8779e-05 | 5.1489e-05 | 1.4323e-06
0 | 4.7396e-07 | 9.0333e-06 | 4.2661e-07 | 0 | 1.1362e-06 | 5.3616e-05 | 8.8224e-05 | 0.00057513 | 4.9221e-05 | 4.6213e-05 | 9.5953e-05 | 6.0777e-05 | 4.72e-05 | 5.4066e-05 | 1.9725e-05 | 9.0025e-05 | 1.4323e-06
0 | 5.2136e-07 | 9.6427e-06 | 3.6708e-07 | 0 | 0 | 0.00010635 | 0.0001016 | 0.00053711 | 7.0507e-05 | 4.6273e-05 | 0.0001038 | 0.00010333 | 3.9994e-05 | 6.2936e-05 | 6.1822e-05 | 0.00023717 | 0.00013949
0 | 5.2136e-07 | 8.1315e-06 | 1.3145e-07 | 0 | 0 | 8.1402e-05 | 9.0297e-05 | 0.00036339 | 0.00011577 | 8.5237e-05 | 0.00010188 | 0.0001017 | 3.9717e-05 | 0.0001425 | 6.2003e-05 | 0.00027844 | 0.0001746
0 | 5.2136e-07 | 1.392e-06 | 6.6843e-07 | 0 | 0 | 0.00015284 | 8.4182e-05 | 0.00023444 | 8.5689e-05 | 0.00011733 | 9.9337e-05 | 6.0776e-05 | 3.99e-05 | 0.00012451 | 2.9254e-05 | 0.00023272 | 0.00036692
0 | 4.7396e-07 | 1.2556e-06 | 2.6043e-07 | 0 | 0 | 0.00014354 | 9.643e-05 | 8.1194e-05 | 7.2167e-05 | 4.716e-05 | 9.992e-05 | 6.1399e-05 | 3.4613e-05 | 9.3655e-05 | 3.8237e-05 | 0.00017376 | 0.00030603
1.3839e-06 | 2.8438e-07 | 1.1562e-06 | 4.0925e-07 | 0 | 0 | 0.00012203 | 0.00010077 | 4.1555e-05 | 0.00026411 | 8.3876e-05 | 9.8241e-05 | 7.7034e-05 | 3.6722e-05 | 0.00013391 | 3.5636e-05 | 0.00014027 | 0.0002005
0 | 2.3698e-07 | 1.1112e-06 | 1.472e-06 | 0 | 0 | 0.00016045 | 9.7474e-05 | 4.1816e-05 | 0.00014936 | 0.00016042 | 0.00010092 | 0.00011411 | 3.3103e-05 | 0.00015508 | 4.0213e-05 | 0.00010784 | 0.00013642
0 | 2.3698e-07 | 1.0232e-06 | 1.637e-06 | 0 | 0 | 0.00018139 | 0.00011488 | 1.2639e-05 | 9.5999e-05 | 0.00015926 | 0.0001083 | 8.8822e-05 | 1.0699e-05 | 0.00010767 | 3.5405e-05 | 9.9327e-05 | 0.0001313
0 | 2.3698e-07 | 7.664e-07 | 6.1387e-07 | 0 | 0 | 9.2506e-05 | 0.00011152 | 9.6135e-06 | 6.8745e-05 | 0.00011468 | 0.00010549 | 0.00013406 | 0.00065076 | 5.6932e-05 | 3.4631e-05 | 8.1059e-05 | 2.4264e-05
0 | 2.8438e-07 | 7.4547e-07 | 1.1161e-07 | 0 | 2.1683e-06 | 0.00011113 | 0.00010779 | 9.9171e-06 | 6.6014e-05 | 7.3403e-05 | 0.00010625 | 0.00013519 | 0.00026192 | 0.00015076 | 2.6411e-05 | 8.3278e-05 | 5.5516e-05
0 | 2.3698e-07 | 8.8686e-07 | 1.4758e-07 | 0 | 0 | 0.00014366 | 0.00010812 | 9.6272e-06 | 0.0001685 | 7.3225e-05 | 0.000115 | 0.00020775 | 0.0004038 | 0.00017146 | 3.2861e-05 | 8.1512e-05 | 9.5237e-05
4.1517e-06 | 2.3698e-07 | 7.0683e-07 | 2.4307e-07 | 0 | 0 | 0.00010856 | 0.00011609 | 9.7643e-06 | 0.00036211 | 7.2071e-05 | 0.00011383 | 0.00038301 | 0.00020567 | 0.00028086 | 4.6955e-05 | 0.00011256 | 6.4973e-05
1.1071e-05 | 2.3698e-07 | 8.083e-07 | 1.5006e-07 | 0 | 0 | 0.00012807 | 0.00011674 | 1.2126e-05 | 0.00031842 | 7.8645e-05 | 0.00011604 | 0.00050561 | 1.1265e-05 | 0.00048365 | 2.9526e-05 | 0.00013581 | 0.00031533
0 | 3.1984e-07 | 1.3696e-06 | 7.664e-07 | 0 | 0 | 0.00011393 | 0.00011463 | 5.5546e-05 | 0.00010258 | 0.00020242 | 0.00012573 | 0.00042462 | 3.1561e-05 | 0.00061591 | 4.7118e-05 | 0.00016966 | 0.00047572
0 | 2.8438e-07 | 9.0876e-07 | 4.8365e-07 | 0 | 0 | 0.00014374 | 0.0001143 | 2.8456e-05 | 0.00010894 | 0.00020141 | 0.00012564 | 0.00023214 | 2.3285e-05 | 0.00030976 | 6.9946e-05 | 0.00018304 | 1.9602e-05
0 | 2.3698e-07 | 9.2123e-07 | 4.9234e-07 | 0 | 0 | 0.00015679 | 0.00011168 | 3.1921e-05 | 0.0001001 | 0.00011356 | 0.00012446 | 0.00011589 | 3.5998e-05 | 0.0001077 | 5.4119e-05 | 0.00019643 | 1.1008e-06
0 | 2.3698e-07 | 7.3789e-07 | 6.2999e-07 | 0 | 0 | 0.00014415 | 0.00010831 | 5.4382e-05 | 9.1521e-05 | 5.2781e-05 | 0.0001224 | 6.6418e-05 | 3.7729e-05 | 3.1264e-05 | 4.9814e-05 | 0.00016579 | 1.1008e-06
0 | 2.3698e-07 | 3.3602e-07 | 2.0574e-06 | 0 | 0 | 0.00012044 | 0.00010055 | 6.1297e-05 | 8.3367e-05 | 5.9172e-07 | 0.00011314 | 7.7165e-05 | 3.7382e-05 | 2.5881e-05 | 2.0102e-05 | 0.00015098 | 1.3684e-06
0 | 2.8438e-07 | 3.2046e-07 | 1.6108e-06 | 0 | 0 | 6.8824e-05 | 9.4656e-05 | 0.00044859 | 6.4683e-05 | 2.6439e-06 | 0.00010771 | 1.4328e-05 | 3.8295e-05 | 1.8154e-05 | 1.5509e-05 | 0.0001358 | 6.0331e-05
0 | 2.3698e-07 | 4.1566e-07 | 1.1781e-07 | 0 | 0 | 2.6279e-05 | 9.8439e-05 | 0.00023267 | 4.6127e-05 | 2.6439e-06 | 0.00010851 | 7.7069e-06 | 3.7829e-05 | 6.7615e-06 | 1.7595e-05 | 5.6122e-05 | 5.0013e-05
0 | 2.3698e-07 | 3.0114e-07 | 1.0541e-07 | 0 | 0 | 5.6005e-06 | 0.000101 | 0.00014562 | 4.5341e-05 | 5.6213e-07 | 9.8716e-05 | 7.4401e-06 | 3.8232e-05 | 6.9789e-06 | 1.6571e-05 | 2.8366e-05 | 1.366e-06
0 | 2.3698e-07 | 6.0972e-07 | 1.0541e-07 | 0 | 0 | 2.2548e-06 | 0.00010166 | 0.0001214 | 4.3745e-05 | 6.2131e-07 | 9.6516e-05 | 9.6848e-06 | 3.8389e-05 | 6.4353e-06 | 1.601e-05 | 3.7958e-05 | 1.366e-06
0 | 2.3698e-07 | 4.7523e-07 | 1.0541e-07 | 0 | 0 | 3.765e-06 | 0.00010855 | 0.0001839 | 4.3026e-05 | 5.9172e-07 | 9.8036e-05 | 1.2218e-05 | 3.8138e-05 | 6.6093e-06 | 1.4689e-05 | 4.985e-05 | 1.4854e-06
0 | 2.3698e-07 | 3.0114e-07 | 1.1161e-07 | 0 | 0 | 4.7413e-06 | 8.7395e-05 | 0.0002129 | 4.519e-05 | 2.071e-05 | 9.9601e-05 | 1.6031e-05 | 3.8138e-05 | 2.5628e-05 | 1.7058e-05 | 3.5095e-05 | 1.4323e-06
0 | 2.3698e-07 | 5.7698e-07 | 1.0541e-07 | 0 | 0 | 2.2569e-05 | 9.7194e-05 | 0.00020245 | 4.7103e-05 | 4.6391e-05 | 9.7274e-05 | 9.0848e-05 | 3.8264e-05 | 3.9495e-05 | 1.7017e-05 | 9.7911e-05 | 1.4854e-06
0 | 2.3698e-07 | 8.717e-07 | 1.0541e-07 | 0 | 0 | 8.0715e-05 | 9.1601e-05 | 0.00030784 | 6.3692e-05 | 4.6273e-05 | 0.00010141 | 9.0451e-05 | 3.8861e-05 | 7.9437e-05 | 4.591e-05 | 0.00024506 | 1.9628e-06
0 | 2.3698e-07 | 7.7202e-07 | 8.681e-08 | 0 | 0 | 0.00012407 | 9.9387e-05 | 0.00021397 | 0.00013586 | 8.503e-05 | 9.8532e-05 | 0.00012982 | 3.8484e-05 | 0.00022503 | 5.9906e-05 | 0.00029986 | 0.00032014
0 | 2.8438e-07 | 1.2621e-06 | 3.9275e-07 | 0 | 0 | 0.00016565 | 9.4869e-05 | 0.00016917 | 0.00012344 | 0.00011674 | 0.00010435 | 0.00014897 | 3.7257e-05 | 7.8292e-05 | 3.2423e-05 | 0.00019334 | 0.000509
0 | 2.3698e-07 | 1.3458e-06 | 3.4749e-06 | 0 | 0 | 0.00022085 | 0.00010022 | 8.1722e-05 | 0.0003 | 4.6835e-05 | 0.00010167 | 7.8021e-05 | 3.7131e-05 | 6.6741e-05 | 3.5874e-05 | 0.0002086 | 0.00021764
0 | 2.3698e-07 | 9.1374e-07 | 3.8196e-07 | 0 | 0 | 0.00018327 | 0.00011021 | 0.00013716 | 0.00023059 | 0.00016521 | 0.00010438 | 0.00010977 | 2.4292e-05 | 4.5929e-05 | 3.3116e-05 | 0.00015688 | 0.00039173
0 | 2.8438e-07 | 9.5288e-07 | 1.1012e-06 | 0 | 0 | 0.00024453 | 9.993e-05 | 4.1799e-05 | 9.1995e-05 | 0.00027886 | 0.00010447 | 0.00010368 | 2.4292e-05 | 0.00013032 | 2.8626e-05 | 0.00012489 | 0.00030604
0 | 2.3698e-07 | 7.4978e-07 | 2.3848e-06 | 0 | 0 | 0.00023862 | 0.00010549 | 1.9249e-05 | 5.1385e-05 | 0.00026664 | 0.00010922 | 8.8904e-05 | 3.0428e-05 | 8.07e-05 | 4.0794e-05 | 0.00014209 | 0.00016963
0 | 2.3698e-07 | 8.8492e-07 | 9.5243e-07 | 0 | 0 | 0.00016906 | 0.00011108 | 2.1509e-05 | 0.00028447 | 0.00024379 | 0.00011113 | 5.9027e-05 | 0.00073896 | 7.4554e-05 | 3.1911e-05 | 8.8607e-05 | 0.0001031
0 | 2.3698e-07 | 1.4727e-06 | 2.1368e-06 | 0 | 0 | 0.00014769 | 0.00011004 | 9.5822e-06 | 0.00035922 | 0.00022457 | 0.00011206 | 6.4673e-05 | 0.00028596 | 5.3796e-05 | 2.6775e-05 | 6.2112e-05 | 8.4123e-05
0 | 2.3698e-07 | 3.7846e-05 | 2.6266e-06 | 0 | 0 | 0.00010558 | 0.00011956 | 1.2941e-05 | 0.00016651 | 0.00013817 | 0.00011522 | 0.00010759 | 0.00041022 | 9.2138e-05 | 3.3422e-05 | 5.7282e-05 | 3.2878e-05
0 | 2.8438e-07 | 4.1723e-05 | 2.3848e-06 | 0 | 0 | 0.00010101 | 0.00011757 | 1.5399e-05 | 8.8788e-05 | 0.00013968 | 0.00011788 | 0.00015221 | 0.00020683 | 0.00013893 | 3.048e-05 | 0.00011559 | 6.9409e-05
0 | 2.3698e-07 | 1.5128e-06 | 1.8205e-06 | 0 | 0 | 0.00012313 | 0.00011075 | 3.7193e-05 | 7.9607e-05 | 0.00012559 | 0.00012111 | 0.000288 | 0.00016517 | 0.00031516 | 2.7069e-05 | 0.00012851 | 7.0251e-05
0 | 3.3177e-06 | 7.6802e-07 | 1.4758e-06 | 0 | 0 | 0.00014354 | 0.00011269 | 4.6736e-05 | 0.00013925 | 0.00023246 | 0.0001381 | 0.00033681 | 0.00022643 | 0.00034693 | 4.3005e-05 | 0.00015538 | 0.00026518
0 | 2.6068e-06 | 1.5236e-05 | 8.557e-07 | 0 | 0 | 0.00016641 | 0.00010911 | 4.8108e-05 | 0.00010264 | 0.00023611 | 0.00012213 | 0.00025437 | 0.00023115 | 0.00042669 | 6.4929e-05 | 0.00019805 | 0.00021286
0 | 2.3698e-07 | 3.4323e-05 | 3.522e-07 | 0 | 0 | 0.0001591 | 0.00011483 | 0.00015247 | 6.7058e-05 | 0.00015034 | 0.00012154 | 9.1666e-05 | 0.00023333 | 4.7261e-05 | 5.8037e-05 | 0.00016778 | 4.7784e-05
0 | 2.8438e-07 | 5.8264e-06 | 1.7982e-07 | 0 | 0 | 0.00011522 | 0.00011132 | 0.00031251 | 4.9305e-05 | 0.00012095 | 0.00011865 | 4.4333e-05 | 0.00023226 | 7.5757e-05 | 5.4104e-05 | 0.00013329 | 6.0981e-05
0 | 2.3698e-07 | 5.2892e-07 | 2.6291e-07 | 0 | 0 | 7.1352e-05 | 0.00010725 | 0.00021468 | 7.2951e-05 | 0.00012059 | 0.0001154 | 1.9824e-05 | 0.0002315 | 2.2711e-05 | 3.7309e-05 | 0.00013494 | 3.0066e-05
0 | 2.8438e-07 | 3.085e-07 | 1.0541e-07 | 0 | 0 | 4.9542e-05 | 0.00010486 | 0.00019865 | 6.6423e-05 | 0.00012047 | 0.00011433 | 2.1999e-05 | 0.00023396 | 2.4154e-05 | 2.0036e-05 | 9.6288e-05 | 7.0052e-05
0 | 2.3698e-07 | 2.9009e-07 | 9.9211e-08 | 0 | 0 | 2.3292e-05 | 0.00010195 | 0.00023037 | 5.8132e-05 | 0.00012065 | 0.00010698 | 8.3895e-06 | 0.00023691 | 2.5589e-05 | 2.9081e-05 | 4.7877e-05 | 1.4615e-05
0 | 2.3698e-07 | 2.9148e-07 | 1.0541e-07 | 0 | 0 | 2.7117e-05 | 0.00010191 | 0.00016824 | 6.0598e-05 | 0.00012056 | 0.00010191 | 1.0401e-05 | 0.00022892 | 3.4938e-05 | 1.6502e-05 | 5.1404e-05 | 1.0212e-06
0 | 4.7396e-07 | 3.0114e-07 | 1.0541e-07 | 0 | 0 | 8.435e-06 | 9.5491e-05 | 7.0223e-05 | 6.5916e-05 | 0.00012041 | 9.7632e-05 | 1.2428e-05 | 0.00023084 | 7.218e-06 | 1.7262e-05 | 4.2658e-05 | 1.2334e-06
0 | 5.2136e-07 | 2.9009e-07 | 1.8602e-07 | 0 | 0 | 2.2694e-05 | 0.00010576 | 0.00013415 | 5.5205e-05 | 0.00012059 | 9.9798e-05 | 9.297e-06 | 0.00023156 | 6.9137e-06 | 1.8034e-05 | 4.7949e-05 | 1.4987e-06
0 | 4.7396e-07 | 3.0114e-07 | 1.1161e-07 | 0 | 0 | 3.3437e-06 | 9.8962e-05 | 0.00017422 | 4.96e-05 | 0.00012036 | 9.6951e-05 | 6.712e-06 | 0.00021885 | 6.9354e-06 | 1.7098e-05 | 3.6426e-05 | 4.0092e-05
0 | 5.2136e-07 | 3.0114e-07 | 1.0541e-07 | 0 | 0 | 1.0784e-05 | 9.4069e-05 | 0.00018222 | 5.8064e-05 | 0.00012006 | 9.3866e-05 | 1.7216e-05 | 8.8233e-05 | 9.3704e-06 | 1.6634e-05 | 6.5139e-05 | 7.6683e-05
0 | 4.7396e-07 | 2.6012e-06 | 1.1161e-07 | 0 | 0 | 2.6368e-05 | 9.1346e-05 | 0.0002549 | 4.9879e-05 | 0.00012006 | 9.9195e-05 | 5.5725e-05 | 7.401e-05 | 3.2264e-05 | 3.3468e-05 | 9.7226e-05 | 6.8315e-05
0 | 5.2136e-07 | 1.384e-06 | 8.991e-07 | 0 | 0 | 0.00011064 | 9.2574e-05 | 0.00044354 | 7.7799e-05 | 0.00015725 | 9.595e-05 | 0.00016943 | 7.338e-05 | 0.00013768 | 2.2859e-05 | 0.00016261 | 0.00014643
0 | 5.2136e-07 | 8.7356e-07 | 5.3326e-07 | 0 | 0 | 0.00016028 | 9.0059e-05 | 0.00039393 | 9.6627e-05 | 0.00018965 | 0.00010183 | 0.00014146 | 6.5136e-05 | 0.00022797 | 3.8879e-05 | 0.00024758 | 0.00020025
5.5356e-06 | 5.2136e-07 | 1.1475e-06 | 6.6347e-07 | 0 | 0 | 0.00026583 | 9.4697e-05 | 0.00012258 | 7.4448e-05 | 0.00017195 | 0.00010236 | 0.00012852 | 3.9491e-05 | 0.00014534 | 2.062e-05 | 0.00025586 | 8.4097e-05
0 | 5.2136e-07 | 1.3425e-06 | 2.5237e-06 | 0 | 0 | 0.00033132 | 0.00010198 | 3.9811e-05 | 9.2641e-05 | 0.00024346 | 0.00010719 | 0.00015093 | 3.861e-05 | 0.00024029 | 3.184e-05 | 0.00023133 | 0.00038925
0 | 4.7396e-07 | 8.7e-07 | 5.474e-06 | 0 | 0 | 0.0003377 | 0.00010028 | 4.0109e-05 | 7.5084e-05 | 0.00038084 | 0.00010646 | 0.00015394 | 3.4488e-05 | 0.00012034 | 0.00019345 | 0.0001732 | 0.00076686
0 | 2.8438e-07 | 6.7706e-07 | 1.9706e-06 | 0 | 0 | 0.00024386 | 0.00011068 | 2.25e-05 | 0.00039699 | 0.00038357 | 0.00011504 | 0.00016544 | 2.3506e-05 | 0.00031996 | 4.1073e-05 | 0.00014523 | 0.00045597
4.0857e-06 | 2.3698e-07 | 6.4861e-07 | 8.0113e-07 | 0 | 0 | 0.00017412 | 0.0001116 | 2.6957e-05 | 0.00025324 | 0.00034132 | 0.00011459 | 0.00016105 | 0.00071795 | 0.00014411 | 8.1483e-05 | 0.00010988 | 0.00010399
0 | 2.3698e-07 | 1.3433e-06 | 6.5355e-07 | 0 | 0 | 0.00025384 | 0.00010652 | 1.8448e-05 | 6.9827e-05 | 0.00034593 | 0.00012604 | 0.00013264 | 0.00027228 | 0.00017923 | 3.8382e-05 | 9.5424e-05 | 3.1443e-05
0 | 2.3698e-07 | 1.2794e-06 | 6.6082e-06 | 0 | 0 | 0.00017403 | 0.00011213 | 2.2689e-05 | 5.4426e-05 | 0.00028539 | 0.00011852 | 0.00014317 | 0.00041181 | 0.00027562 | 4.3742e-05 | 0.00011286 | 8.6113e-05
0 | 2.3698e-07 | 1.3047e-06 | 9.8362e-06 | 0 | 0 | 0.00021036 | 0.00010911 | 9.4835e-06 | 7.7278e-05 | 0.00023668 | 0.00011762 | 0.00025556 | 0.00021045 | 0.00019426 | 4.2624e-05 | 0.0001323 | 0.00016685
9.29e-05 | 2.8438e-07 | 1.3806e-06 | 6.0487e-05 | 0 | 0 | 0.00025807 | 0.00011379 | 4.7851e-05 | 0.00021108 | 0.0002374 | 0.00011764 | 0.00036986 | 0.00020988 | 0.00052893 | 4.1239e-05 | 0.00015572 | 0.00013091
4.9016e-06 | 2.3698e-07 | 6.795e-07 | 5.8633e-05 | 0 | 0 | 0.00019282 | 0.00011602 | 5.2425e-05 | 0.00024889 | 0.00011484 | 0.00011713 | 0.00045003 | 0.00022908 | 0.00037488 | 4.2884e-05 | 0.00018625 | 0.00010469
0 | 2.3698e-07 | 6.7594e-07 | 5.3395e-05 | 0 | 0 | 0.00016107 | 0.00010714 | 4.3238e-05 | 0.00020943 | 5.0148e-05 | 0.00012357 | 0.00020202 | 0.00010799 | 0.00028184 | 4.7321e-05 | 0.00021817 | 9.358e-05
0 | 2.3698e-07 | 4.2661e-07 | 7.2599e-05 | 0 | 0 | 0.0001418 | 0.00010511 | 6.4841e-05 | 0.00021458 | 4.6746e-05 | 0.00012058 | 0.00019351 | 9.739e-05 | 8.0265e-05 | 4.3652e-05 | 0.00021897 | 2.8262e-05
0 | 3.7917e-07 | 2.9009e-07 | 2.6428e-06 | 0 | 0 | 0.00014788 | 0.00011292 | 0.00014664 | 6.8526e-05 | 4.6154e-05 | 0.00011751 | 6.3376e-05 | 0.00017779 | 0.0001027 | 4.0721e-05 | 0.00015809 | 4.5198e-05
0 | 5.2136e-07 | 3.6741e-07 | 5.1714e-07 | 0 | 0 | 6.1826e-05 | 9.8955e-05 | 0.00015849 | 7.5757e-05 | 4.6095e-05 | 0.00012617 | 2.9942e-05 | 0.00021249 | 5.6048e-05 | 2.7806e-05 | 5.0092e-05 | 1.3528e-06
0 | 5.2136e-07 | 2.5875e-07 | 5.0102e-07 | 0 | 0 | 3.1311e-05 | 9.2172e-05 | 0.00033033 | 4.6044e-05 | 4.6154e-05 | 0.00011294 | 4.3286e-05 | 8.9995e-05 | 3.1003e-05 | 2.2967e-05 | 7.1904e-05 | 1.1008e-06
0 | 4.7396e-07 | 2.9009e-07 | 4.4521e-07 | 0 | 0 | 2.1723e-05 | 9.5888e-05 | 0.00032591 | 4.4236e-05 | 4.6243e-05 | 0.00010211 | 2.4029e-05 | 9.1002e-05 | 1.0566e-05 | 2.3714e-05 | 5.0591e-05 | 1.1671e-06
0 | 5.2136e-07 | 2.9148e-07 | 1.0541e-07 | 0 | 0 | 1.5232e-05 | 9.1224e-05 | 0.00019647 | 4.6196e-05 | 4.6332e-05 | 9.7736e-05 | 2.9301e-05 | 8.9712e-05 | 8.1239e-06 | 2.0218e-05 | 5.6612e-05 | 1.4323e-06
0 | 5.2136e-07 | 3.0114e-07 | 2.2943e-07 | 0 | 0 | 9.1371e-06 | 9.3722e-05 | 0.00010842 | 6.4168e-05 | 4.6125e-05 | 9.6248e-05 | 1.4745e-05 | 8.9334e-05 | 3.609e-06 | 2.4809e-05 | 5.745e-05 | 1.4854e-06
0 | 5.2136e-07 | 2.9009e-07 | 3.832e-07 | 0 | 0 | 6.226e-06 | 9.6267e-05 | 0.00017057 | 5.6135e-05 | 4.6095e-05 | 9.8577e-05 | 1.6407e-05 | 9.1442e-05 | 2.3517e-05 | 3.0953e-05 | 4.3458e-05 | 1.2334e-06
0 | 4.7396e-07 | 2.9148e-07 | 4.0925e-07 | 0 | 0 | 6.2938e-06 | 8.7772e-05 | 0.00018873 | 5.2837e-05 | 4.5858e-05 | 9.1681e-05 | 2.1659e-05 | 0.00010636 | 4.1308e-06 | 2.93e-05 | 6.1723e-05 | 1.366e-06
0 | 5.2136e-07 | 7.2051e-07 | 5.097e-07 | 0 | 0 | 1.7884e-05 | 9.6937e-05 | 0.00024993 | 4.1483e-05 | 4.5917e-05 | 9.1755e-05 | 4.1657e-05 | 9.2732e-05 | 3.6525e-06 | 2.8699e-05 | 6.4299e-05 | 1.2997e-06
0 | 4.7396e-07 | 3.0114e-07 | 5.779e-07 | 0 | 0 | 1.3154e-05 | 8.4207e-05 | 0.00028793 | 0.00016233 | 4.5829e-05 | 8.9707e-05 | 7.4306e-05 | 0.0001029 | 1.0066e-05 | 2.9656e-05 | 9.6333e-05 | 2.2944e-06
0 | 5.6875e-07 | 3.6285e-07 | 1.7474e-06 | 0 | 0 | 3.182e-05 | 8.7521e-05 | 0.00036804 | 8.7905e-05 | 8.4291e-05 | 9.4189e-05 | 7.4306e-05 | 8.9261e-05 | 6.4071e-05 | 3.0247e-05 | 0.00018759 | 1.4323e-06
0 | 4.7396e-07 | 2.6238e-06 | 1.7064e-06 | 0 | 0 | 0.00013658 | 9.4577e-05 | 0.0004028 | 0.00011261 | 0.0001181 | 0.00010642 | 0.00012549 | 8.3859e-05 | 0.00014671 | 3.6008e-05 | 0.00028275 | 0.00011017
0 | 2.3698e-07 | 1.3364e-06 | 7.54e-07 | 0 | 0 | 0.00018116 | 9.7263e-05 | 0.00023453 | 0.00010898 | 6.5178e-05 | 0.00010821 | 0.0001785 | 7.851e-05 | 0.00017005 | 2.5472e-05 | 0.00026431 | 0.00018988
2.7678e-06 | 2.8438e-07 | 1.3369e-06 | 2.8151e-07 | 0 | 0 | 0.0003011 | 9.6755e-05 | 7.6307e-05 | 0.00020016 | 0.00021009 | 0.00010417 | 0.00019542 | 6.2965e-05 | 0.00023247 | 0.00013892 | 0.00022776 | 0.0001181
5.5356e-06 | 2.3698e-07 | 9.5338e-07 | 1.064e-06 | 0 | 0 | 0.00029017 | 0.00010465 | 2.304e-05 | 0.00023002 | 0.00026312 | 0.00010482 | 0.00019626 | 0.00021679 | 0.00027143 | 3.143e-05 | 0.00014887 | 5.2572e-05
0 | 2.3698e-07 | 1.1324e-06 | 4.3033e-07 | 0 | 0 | 0.00033016 | 0.00011037 | 1.5685e-05 | 0.00031882 | 0.00034193 | 0.00011146 | 0.00025285 | 0.00025525 | 0.00023594 | 1.8537e-05 | 9.2382e-05 | 7.5778e-05
0 | 2.3698e-07 | 8.3996e-07 | 2.3935e-07 | 0 | 0 | 0.00027685 | 0.0001057 | 9.4974e-06 | 0.00013333 | 0.00029568 | 0.00011168 | 0.00012387 | 0.00076012 | 0.00029432 | 2.0484e-05 | 0.0001368 | 1.2334e-06
0 | 2.3698e-07 | 8.2376e-07 | 2.6911e-07 | 0 | 0 | 0.00022643 | 0.00011871 | 9.5883e-06 | 0.00018296 | 0.00023623 | 0.00010826 | 0.00017211 | 0.00029374 | 0.00016599 | 4.5472e-05 | 8.4878e-05 | 8.2307e-05
0 | 2.3698e-07 | 5.9737e-07 | 2.3067e-07 | 0 | 0 | 0.00019793 | 0.00011888 | 1.5337e-05 | 9.8132e-05 | 0.00014578 | 0.00011819 | 0.00017349 | 0.00026543 | 0.00010544 | 6.7885e-05 | 9.706e-05 | 7.0052e-05
1.6607e-05 | 2.3698e-07 | 5.9737e-07 | 1.6494e-07 | 0 | 0 | 0.00021586 | 0.00011595 | 3.1864e-05 | 0.00014479 | 0.0002084 | 0.00011847 | 0.00033071 | 0.00025931 | 0.00028694 | 6.6653e-05 | 0.00011548 | 4.1856e-05
2.7678e-06 | 2.3698e-07 | 6.9494e-07 | 4.7038e-06 | 0 | 0 | 0.00027369 | 0.00011851 | 9.8298e-06 | 0.00011872 | 0.0001969 | 0.00012122 | 0.00041167 | 0.00027511 | 0.00041437 | 5.081e-05 | 0.0001627 | 3.5225e-05
0 | 2.3698e-07 | 6.3129e-07 | 7.0849e-06 | 0 | 0 | 0.00030356 | 0.00011413 | 3.7852e-05 | 8.9948e-05 | 6.6273e-07 | 0.00012424 | 0.00049983 | 0.00028349 | 0.00041477 | 6.0498e-05 | 0.00026133 | 0.00013629
0 | 2.8438e-07 | 9.2569e-07 | 2.2571e-06 | 0 | 0 | 0.00028096 | 0.00011219 | 0.00012634 | 0.00011871 | 5.3255e-07 | 0.0001259 | 0.0002644 | 0.00028504 | 0.00020447 | 7.4398e-05 | 0.00021281 | 0.00017497
0 | 2.3698e-07 | 5.9866e-07 | 2.1578e-07 | 0 | 0 | 0.00029179 | 0.00011324 | 4.2362e-05 | 0.00019543 | 5.9172e-07 | 0.00012833 | 0.00010604 | 0.00027813 | 8.5655e-05 | 6.2988e-05 | 0.00021636 | 3.6564e-05
0 | 2.3698e-07 | 5.6221e-07 | 2.1578e-07 | 0 | 0 | 0.00021675 | 0.0001101 | 3.8335e-05 | 8.4842e-05 | 5.6213e-07 | 0.00011679 | 8.8859e-05 | 7.4073e-05 | 5.6135e-05 | 4.2904e-05 | 0.00014561 | 0.00047107
0 | 2.3698e-07 | 5.48e-07 | 1.7114e-07 | 0 | 0 | 0.0001191 | 0.00011112 | 3.2798e-05 | 7.2807e-05 | 6.2131e-07 | 0.00011091 | 5.8539e-05 | 4.0907e-05 | 1.3853e-05 | 2.7524e-05 | 8.4966e-05 | 0.00033334
0 | 2.3698e-07 | 2.9009e-07 | 3.3732e-07 | 0 | 0 | 0.00011599 | 9.7559e-05 | 3.5485e-05 | 5.2996e-05 | 5.6213e-07 | 0.00010927 | 3.2484e-05 | 4.1914e-05 | 3.9569e-06 | 1.9859e-05 | 9.4915e-05 | 4.9973e-05
0 | 2.3698e-07 | 3.9774e-07 | 3.4972e-07 | 0 | 0 | 5.5021e-05 | 9.8354e-05 | 3.9302e-05 | 4.2474e-05 | 6.2131e-07 | 9.8552e-05 | 6.1281e-05 | 5.6263e-05 | 4.5656e-06 | 1.519e-05 | 6.5863e-05 | 5.2241e-05
0 | 2.3698e-07 | 3.532e-07 | 3.7948e-07 | 0 | 0 | 2.1605e-05 | 0.00010361 | 9.5009e-05 | 7.5023e-05 | 6.2131e-07 | 0.00010007 | 5.2775e-06 | 4.2826e-05 | 4.4569e-06 | 1.4638e-05 | 4.6313e-05 | 1.2334e-06
0 | 5.2136e-07 | 2.9009e-07 | 4.0304e-07 | 0 | 0 | 5.1103e-06 | 9.5381e-05 | 0.00014355 | 3.7096e-05 | 5.6213e-07 | 9.9076e-05 | 4.8571e-06 | 4.2417e-05 | 4.37e-06 | 1.6525e-05 | 2.9245e-05 | 1.3528e-06
0 | 4.7396e-07 | 3.0379e-07 | 3.9684e-07 | 0 | 0 | 3.654e-06 | 9.4975e-05 | 0.00017632 | 4.643e-05 | 5.3255e-07 | 9.8926e-05 | 4.1439e-05 | 5.513e-05 | 4.4569e-06 | 1.658e-05 | 5.0455e-05 | 1.2997e-06
0 | 5.2136e-07 | 6.0401e-07 | 3.9436e-07 | 0 | 0 | 5.1515e-06 | 0.00010483 | 0.00029869 | 5.9063e-05 | 1.9823e-05 | 9.8073e-05 | 4.4408e-05 | 4.0655e-05 | 5.0874e-06 | 1.5791e-05 | 4.0366e-05 | 1.366e-06
0 | 5.2136e-07 | 6.1146e-07 | 3.7576e-07 | 0 | 0 | 2.1814e-05 | 9.1811e-05 | 0.00036408 | 5.1528e-05 | 4.6006e-05 | 9.1827e-05 | 2.2592e-05 | 4.0026e-05 | 4.0917e-05 | 2.1421e-05 | 8.4883e-05 | 1.6976e-06
0 | 4.7396e-07 | 1.073e-06 | 3.9064e-07 | 0 | 0 | 5.8816e-05 | 9.0049e-05 | 0.0004116 | 7.3647e-05 | 4.5917e-05 | 0.00010505 | 6.7699e-05 | 3.99e-05 | 4.1856e-05 | 2.4818e-05 | 0.00020979 | 7.1352e-06
0 | 5.6875e-07 | 5.0113e-07 | 3.7204e-07 | 0 | 0 | 0.00015208 | 9.2022e-05 | 0.0002787 | 0.00031884 | 7.9083e-05 | 0.00010123 | 8.245e-05 | 3.9585e-05 | 0.00011141 | 6.3992e-05 | 0.00027812 | 1.2997e-06
0 | 4.7396e-07 | 1.1191e-06 | 6.5975e-07 | 0 | 0 | 0.00013904 | 9.5222e-05 | 0.00023591 | 0.00028841 | 9.7515e-05 | 0.00010035 | 5.9099e-05 | 3.8138e-05 | 0.00020251 | 4.0202e-05 | 0.00022115 | 0.00063232
2.7678e-06 | 5.2136e-07 | 1.0079e-06 | 3.9684e-07 | 1.179e-06 | 0 | 0.00023369 | 0.00010469 | 0.00013173 | 0.00011595 | 8.5415e-05 | 9.9835e-05 | 5.9014e-05 | 3.7634e-05 | 0.00019628 | 2.5921e-05 | 0.00023047 | 0.00031196
5.5356e-06 | 5.2136e-07 | 1.0947e-06 | 4.7125e-07 | 0 | 0 | 0.0003017 | 9.4034e-05 | 3.499e-05 | 8.9016e-05 | 0.00017524 | 0.00010233 | 5.4233e-05 | 3.6124e-05 | 8.4948e-05 | 3.3067e-05 | 0.00022243 | 0.00041518
0 | 2.8438e-07 | 1.1052e-06 | 4.5141e-07 | 0 | 0 | 0.00026561 | 0.0001028 | 1.8382e-05 | 7.0303e-05 | 0.00020036 | 0.00010389 | 7.6624e-05 | 2.3537e-05 | 0.00011248 | 3.7732e-05 | 0.000146 | 8.4696e-05
0 | 2.3698e-07 | 9.6845e-07 | 4.5389e-07 | 0 | 0 | 0.00022465 | 0.00010472 | 1.606e-05 | 5.1453e-05 | 0.00017252 | 0.00010127 | 0.00014072 | 3.3606e-05 | 7.2425e-05 | 3.4657e-05 | 0.00012365 | 0.00013556
0 | 2.8438e-07 | 1.1625e-06 | 4.5017e-07 | 0 | 0 | 0.00018164 | 0.00010748 | 1.3159e-05 | 0.00010725 | 0.00017618 | 0.00010391 | 7.5674e-05 | 0.00074165 | 6.6383e-05 | 3.446e-05 | 8.1861e-05 | 9.0025e-05
0 | 2.3698e-07 | 1.2183e-06 | 4.3901e-07 | 0 | 0 | 0.00014334 | 0.00010433 | 3.5141e-05 | 0.00023188 | 0.00013499 | 0.00010615 | 7.3887e-05 | 0.00041629 | 6.0694e-05 | 3.4036e-05 | 8.7038e-05 | 4.3216e-05
0 | 2.3698e-07 | 1.3189e-06 | 3.8568e-07 | 0 | 0 | 0.00017941 | 0.00011905 | 3.0876e-05 | 7.9751e-05 | 0.00012423 | 0.00010949 | 9.6145e-05 | 0.00040719 | 9.5882e-05 | 3.1136e-05 | 0.0001137 | 0.00016933
0 | 2.3698e-07 | 1.194e-06 | 8.4577e-07 | 0 | 0 | 0.00021554 | 0.00010703 | 3.0506e-05 | 0.00012003 | 0.00012228 | 0.00012985 | 0.00025026 | 0.00020862 | 0.00019778 | 3.4152e-05 | 0.00010398 | 0.00013464
0 | 2.8438e-07 | 8.2201e-07 | 3.1376e-07 | 0 | 0 | 0.00020308 | 0.00010713 | 3.3715e-05 | 0.00012029 | 4.0917e-05 | 0.00012835 | 0.00036844 | 2.9768e-05 | 0.00045157 | 4.0043e-05 | 0.00014185 | 0.00013462
0 | 2.3698e-07 | 8.5711e-07 | 2.6043e-07 | 0 | 0 | 0.00019247 | 0.00011988 | 4.821e-05 | 0.00054782 | 8.2841e-07 | 0.00013795 | 0.00055553 | 3.7099e-05 | 0.0005572 | 5.9916e-05 | 0.00021683 | 0.0001251
0 | 2.3698e-07 | 3.0114e-07 | 4.8613e-07 | 0 | 0 | 0.00018339 | 0.00011023 | 0.00016595 | 0.00029282 | 1.8628e-05 | 0.00013842 | 0.00025085 | 4.2165e-05 | 0.00028326 | 6.0696e-05 | 0.00023482 | 0.00030282
0 | 2.8438e-07 | 5.48e-07 | 3.1996e-07 | 0 | 0 | 0.00016541 | 0.0001027 | 0.00046279 | 0.00013597 | 8.5799e-07 | 0.00012339 | 0.00013761 | 5.8906e-05 | 0.00013037 | 8.0418e-05 | 0.00015286 | 8.7903e-05
0 | 2.3698e-07 | 3.6602e-07 | 1.7982e-07 | 0 | 0 | 0.00017017 | 0.00010865 | 0.00046133 | 0.00013664 | 7.6924e-07 | 0.00012432 | 7.1952e-05 | 4.4179e-05 | 6.3888e-05 | 7.2549e-05 | 0.00012709 | 0.0001572
0 | 2.3698e-07 | 3.532e-07 | 4.0056e-07 | 0 | 0 | 0.00013482 | 0.00010432 | 0.00033613 | 7.5167e-05 | 8.2841e-07 | 0.00011027 | 4.0064e-05 | 5.9252e-05 | 3.8628e-05 | 2.2837e-05 | 0.00012557 | 0.00015097
0 | 2.3698e-07 | 6.9902e-07 | 1.8614e-06 | 0 | 0 | 8.1958e-05 | 9.3981e-05 | 0.00031901 | 7.0742e-05 | 8.2841e-07 | 0.00010944 | 1.7652e-05 | 4.6665e-05 | 1.5029e-05 | 1.5983e-05 | 8.4739e-05 | 1.0345e-06
0 | 2.3698e-07 | 4.0149e-07 | 6.6843e-07 | 0 | 0 | 4.7194e-05 | 9.7913e-05 | 0.00031792 | 6.9585e-05 | 8.2841e-07 | 9.858e-05 | 1.603e-05 | 6.0416e-05 | 5.8831e-06 | 1.6088e-05 | 8.3023e-05 | 1.2334e-06
0 | 2.3698e-07 | 4.2081e-07 | 2.8399e-07 | 0 | 0 | 1.6123e-05 | 9.6648e-05 | 0.00019718 | 9.9683e-05 | 7.6924e-07 | 9.8591e-05 | 5.5883e-05 | 6.0007e-05 | 6.2745e-06 | 1.598e-05 | 6.1752e-05 | 1.366e-06
0 | 4.7396e-07 | 3.2873e-07 | 3.3732e-07 | 0 | 0 | 1.0756e-05 | 9.0631e-05 | 8.2813e-05 | 9.4267e-05 | 8.2841e-07 | 9.5239e-05 | 1.8037e-05 | 5.9157e-05 | 6.0136e-06 | 1.4423e-05 | 4.4955e-05 | 1.0212e-06
0 | 5.2136e-07 | 3.2046e-07 | 3.4352e-07 | 0 | 0 | 1.06e-05 | 9.2448e-05 | 0.00015491 | 9.2535e-05 | 8.5799e-07 | 0.00010072 | 7.5549e-06 | 5.749e-05 | 6.2962e-06 | 1.6292e-05 | 4.7848e-05 | 1.2997e-06
0 | 4.7396e-07 | 3.108e-07 | 3.3732e-07 | 0 | 0 | 1.035e-05 | 8.745e-05 | 0.0003563 | 5.4653e-05 | 2.0651e-05 | 9.6563e-05 | 1.3546e-05 | 4.3393e-05 | 1.0705e-05 | 1.7007e-05 | 3.0675e-05 | 1.1008e-06
0 | 5.498e-06 | 3.0941e-07 | 3.3732e-07 | 0 | 0 | 2.6198e-05 | 8.8378e-05 | 0.00056521 | 4.1158e-05 | 4.6835e-05 | 8.9509e-05 | 3.313e-05 | 6.1171e-05 | 6.1932e-05 | 1.683e-05 | 0.00013206 | 1.4323e-06
0 | 5.2136e-07 | 5.5046e-07 | 1.1112e-06 | 0 | 0 | 8.2521e-05 | 8.5603e-05 | 0.00049801 | 8.3185e-05 | 4.6568e-05 | 9.928e-05 | 7.9987e-05 | 5.3462e-05 | 5.1452e-05 | 2.3272e-05 | 0.0002676 | 1.4987e-06
0 | 5.2136e-07 | 8.5459e-07 | 2.3166e-06 | 0 | 0 | 0.00010604 | 8.0475e-05 | 0.00028558 | 8.9176e-05 | 0.00015095 | 9.9774e-05 | 0.00012046 | 5.2833e-05 | 0.00011036 | 5.2948e-05 | 0.00025265 | 3.2917e-05
0 | 5.2136e-07 | 4.2457e-07 | 6.3549e-06 | 0 | 0 | 0.00015083 | 9.6101e-05 | 0.00028514 | 6.4131e-05 | 0.00026893 | 9.9194e-05 | 0.00011486 | 3.9868e-05 | 0.00015762 | 3.1602e-05 | 0.00021356 | 3.2135e-05
0 | 5.2136e-07 | 1.3451e-06 | 4.722e-06 | 0 | 0 | 0.00015161 | 9.3707e-05 | 0.00025713 | 0.00013499 | 0.00023872 | 9.6962e-05 | 0.00014059 | 4.4305e-05 | 8.6037e-05 | 3.7819e-05 | 0.00013645 | 9.2147e-05
0 | 5.2136e-07 | 1.4299e-06 | 1.6597e-06 | 0 | 0 | 0.00013036 | 8.7316e-05 | 0.00024875 | 8.7247e-05 | 0.00020974 | 9.4136e-05 | 9.4589e-05 | 3.411e-05 | 0.00014192 | 3.658e-05 | 9.8656e-05 | 0.00010687
0 | 5.2136e-07 | 1.2697e-06 | 1.3245e-06 | 0 | 0 | 0.00016741 | 9.7722e-05 | 0.00019385 | 0.00011353 | 0.00029056 | 9.508e-05 | 0.00013148 | 2.2373e-05 | 9.0038e-05 | 3.4874e-05 | 0.00012091 | 0.00079407
0 | 4.4194e-05 | 1.4636e-06 | 1.0405e-06 | 0 | 0 | 0.00010765 | 0.00010056 | 0.00020159 | 0.00018413 | 0.00026837 | 0.00010278 | 0.00011137 | 3.2725e-05 | 0.0001315 | 4.096e-05 | 6.6346e-05 | 0.00012102
0 | 2.0405e-05 | 1.4547e-06 | 6.5727e-07 | 0 | 0 | 0.00011598 | 9.8176e-05 | 0.00010165 | 4.7202e-05 | 0.00017337 | 0.00011475 | 7.9587e-05 | 0.00073903 | 4.8406e-05 | 3.8055e-05 | 8.2568e-05 | 1.496e-05
0.00023122 | 4.7396e-07 | 1.1287e-06 | 1.043e-06 | 0 | 0 | 0.00013102 | 9.9782e-05 | 0.00011838 | 9.0492e-05 | 0.00012062 | 0.00011626 | 5.4905e-05 | 0.00052667 | 8.0068e-05 | 3.0487e-05 | 9.6518e-05 | 3.2692e-05
0 | 5.2136e-07 | 1.0591e-06 | 2.9019e-07 | 0 | 0 | 0.00015296 | 0.00010604 | 0.00011901 | 5.2376e-05 | 0.00011968 | 0.00011547 | 0.00010134 | 0.00041007 | 6.454e-05 | 2.8764e-05 | 9.5778e-05 | 4.6233e-05
0 | 7.5834e-07 | 9.7285e-07 | 2.2198e-07 | 0 | 0 | 0.00012873 | 0.00010218 | 0.00013497 | 0.00035743 | 0.00011914 | 0.00012499 | 0.0002134 | 0.00020884 | 0.00014918 | 2.8844e-05 | 9.7043e-05 | 8.0344e-05
0 | 5.2136e-07 | 5.1471e-07 | 4.2661e-07 | 0 | 0 | 0.00012209 | 9.0246e-05 | 0.00026846 | 0.00058115 | 0.00011895 | 0.00011363 | 0.00043992 | 0.00017826 | 0.00038007 | 0.00011941 | 0.00010631 | 0.00010858
0 | 7.6308e-06 | 3.0114e-07 | 6.8332e-07 | 0 | 0 | 0.00010252 | 0.00010659 | 0.00050536 | 0.00039044 | 0.00013827 | 0.00011611 | 0.00052032 | 0.00022958 | 0.00049182 | 0.00013341 | 0.00018998 | 0.00012159
0 | 3.1282e-06 | 2.9009e-07 | 3.0222e-06 | 0 | 0 | 0.00017015 | 9.8373e-05 | 0.00052939 | 0.00035203 | 0.00011956 | 0.00012099 | 0.00026855 | 0.00023298 | 0.00022576 | 5.7118e-05 | 0.00026927 | 0.00012559
0 | 2.8912e-06 | 5.3993e-07 | 6.1213e-06 | 0 | 0 | 0.00017763 | 9.2896e-05 | 0.00065535 | 0.00016638 | 7.1924e-05 | 0.00011484 | 7.8556e-05 | 0.00024594 | 8.9754e-05 | 0.00010748 | 0.00021367 | 0.00014957
0 | 5.2136e-07 | 3.0114e-07 | 2.9701e-06 | 0 | 0 | 0.00016034 | 9.3694e-05 | 0.00044421 | 8.1347e-05 | 7.1953e-05 | 0.0001085 | 5.3685e-05 | 0.00024777 | 8.4551e-05 | 5.4923e-05 | 0.00017003 | 0.00047932
0 | 5.2136e-07 | 2.9009e-07 | 1.7709e-06 | 0 | 0 | 0.00013213 | 9.5849e-05 | 0.00039661 | 8.1324e-05 | 7.2959e-05 | 0.00010433 | 5.5658e-05 | 0.00023345 | 0.00011018 | 0.00016873 | 0.00012217 | 6.5304e-05
0 | 7.5834e-07 | 3.0674e-07 | 3.7316e-06 | 0 | 0 | 6.0279e-05 | 8.5097e-05 | 0.00034478 | 7.4948e-05 | 7.1657e-05 | 0.00010067 | 1.4086e-05 | 0.00022127 | 1.0175e-05 | 1.7012e-05 | 0.00010478 | 1.1008e-06
0 | 4.7396e-07 | 4.2494e-07 | 3.7146e-06 | 0 | 0 | 2.3349e-05 | 7.5792e-05 | 0.00026241 | 4.9153e-05 | 7.1835e-05 | 9.3999e-05 | 6.787e-06 | 6.608e-05 | 4.9526e-06 | 1.6165e-05 | 4.9272e-05 | 1.0345e-06
0 | 5.2136e-07 | 3.0114e-07 | 6.0147e-07 | 0 | 0 | 5.2196e-06 | 8.2026e-05 | 0.00017447 | 4.9282e-05 | 7.1716e-05 | 9.1212e-05 | 1.1804e-05 | 4.0277e-05 | 4.7395e-06 | 1.6402e-05 | 3.7384e-05 | 1.2334e-06
0 | 5.2136e-07 | 7.067e-07 | 6.9324e-07 | 0 | 0 | 1.0162e-05 | 9.0687e-05 | 0.00021864 | 7.3321e-05 | 7.1805e-05 | 8.7897e-05 | 7.3181e-06 | 5.4752e-05 | 4.7309e-06 | 1.5199e-05 | 3.5772e-05 | 1.2997e-06
0 | 4.7396e-07 | 5.7729e-07 | 5.1613e-07 | 0 | 0 | 3.5276e-06 | 7.7575e-05 | 0.00047312 | 4.7338e-05 | 7.1835e-05 | 8.7239e-05 | 2.1596e-05 | 5.2487e-05 | 4.7961e-06 | 1.4817e-05 | 4.5565e-05 | 1.0345e-06
0 | 5.2136e-07 | 6.8612e-07 | 4.2475e-07 | 0 | 0 | 2.5961e-06 | 7.9301e-05 | 0.00057842 | 4.1528e-05 | 9.1953e-05 | 8.5884e-05 | 8.3771e-06 | 5.0064e-05 | 4.857e-06 | 1.1037e-05 | 5.9199e-05 | 1.2334e-06
0 | 9.7636e-06 | 7.2115e-07 | 2.2322e-07 | 0 | 0 | 2.6021e-05 | 8.2194e-05 | 0.0006465 | 6.9902e-05 | 0.00011778 | 8.5762e-05 | 4.9988e-05 | 4.0152e-05 | 5.4453e-05 | 1.3655e-05 | 0.00010034 | 1.7639e-06
0 | 5.2136e-07 | 6.7733e-07 | 6.9947e-06 | 0 | 0 | 8.1075e-05 | 8.5713e-05 | 0.00067356 | 0.00012932 | 0.00011775 | 8.7335e-05 | 8.4391e-05 | 5.0315e-05 | 3.3781e-05 | 6.0912e-05 | 0.00022735 | 2.9748e-05
0 | 5.2136e-07 | 1.0251e-06 | 7.1213e-06 | 0 | 0 | 0.00013122 | 8.173e-05 | 0.00054161 | 9.5606e-05 | 0.00014346 | 9.6953e-05 | 0.00010308 | 3.6848e-05 | 7.8985e-05 | 1.7669e-05 | 0.0002813 | 0.00016945
0 | 5.2136e-07 | 1.113e-06 | 2.0971e-06 | 0 | 0 | 0.00017707 | 8.1395e-05 | 0.00040536 | 9.6862e-05 | 0.00016891 | 9.4552e-05 | 6.0229e-05 | 4.5438e-05 | 0.00013244 | 4.4174e-05 | 0.00020392 | 0.00012166
0 | 1.2323e-06 | 8.0044e-07 | 1.8342e-06 | 0 | 0 | 0.00016298 | 9.0839e-05 | 0.00024576 | 0.0002713 | 0.00015627 | 9.5526e-05 | 6.7277e-05 | 3.3355e-05 | 0.00014525 | 3.6272e-05 | 0.00017457 | 0.00010883
0 | 7.285e-07 | 8.6368e-07 | 9.4623e-07 | 0 | 0 | 0.00018469 | 9.0889e-05 | 0.00031271 | 0.00014393 | 0.00020445 | 9.6822e-05 | 7.267e-05 | 2.2027e-05 | 5.5577e-05 | 5.271e-05 | 0.00013953 | 2.7042e-05
4.5405e-06 | 5.2136e-07 | 5.0142e-07 | 1.0268e-06 | 0 | 0 | 0.00017865 | 9.3939e-05 | 0.00030882 | 0.00025272 | 0.00023485 | 9.782e-05 | 9.2197e-05 | 3.0963e-05 | 0.00017185 | 8.7264e-05 | 0.00011669 | 7.8546e-05
1.9538e-07 | 5.2136e-07 | 1.1132e-06 | 2.3067e-07 | 0 | 0 | 0.00016052 | 0.00010211 | 7.4428e-05 | 9.0916e-05 | 0.00021237 | 0.00010026 | 9.3701e-05 | 1.9887e-05 | 0.00016874 | 4.7478e-05 | 8.5544e-05 | 0.00013422
7.8116e-07 | 5.2136e-07 | 1.2424e-06 | 2.009e-07 | 0 | 0 | 0.000195 | 9.8635e-05 | 7.3292e-05 | 9.2497e-05 | 0.00012186 | 0.00010062 | 0.0001047 | 0.00074913 | 0.00014975 | 3.5072e-05 | 0.00011223 | 0.00012817
1.4451e-05 | 4.7396e-07 | 1.2063e-06 | 2.7531e-07 | 0 | 0 | 0.00019937 | 9.4607e-05 | 6.2153e-05 | 7.6877e-05 | 7.0918e-05 | 9.6807e-05 | 0.00011437 | 0.0002945 | 0.00011685 | 2.5891e-05 | 8.4347e-05 | 0.00011525
0 | 5.2136e-07 | 1.4594e-06 | 3.7576e-07 | 0 | 0 | 0.00010163 | 9.8047e-05 | 6.6396e-05 | 7.3533e-05 | 7.1361e-05 | 0.00010338 | 0.00017265 | 0.00040821 | 8.7885e-05 | 1.7509e-05 | 8.6684e-05 | 5.2546e-05
5.1556e-06 | 5.2136e-07 | 2.8359e-06 | 2.5423e-07 | 0 | 0 | 0.00013298 | 0.00010216 | 9.2177e-05 | 6.0901e-05 | 7.145e-05 | 0.00010621 | 0.00027776 | 0.00020859 | 0.00016868 | 4.5495e-05 | 0.00010501 | 0.00035844
1.0192e-05 | 5.2136e-07 | 6.3563e-07 | 4.306e-06 | 0 | 0 | 0.00015908 | 9.6041e-05 | 0.00010546 | 0.00010172 | 7.0237e-05 | 0.00011152 | 0.00064229 | 3.6848e-05 | 0.00037889 | 6.2694e-05 | 0.00010986 | 0.00038985
0 | 5.2136e-07 | 9.9737e-07 | 1.0237e-05 | 0 | 0 | 0.00018563 | 0.00010963 | 0.00014049 | 0.00011657 | 6.9379e-05 | 0.00011515 | 0.00041699 | 3.4834e-05 | 0.00057712 | 6.3041e-05 | 0.00023019 | 0.00017891
0 | 5.2136e-07 | 1.3116e-06 | 8.6757e-06 | 0 | 0 | 0.00019085 | 0.00010566 | 0.00018461 | 6.4898e-05 | 6.9764e-05 | 0.00011569 | 0.00026652 | 3.6753e-05 | 0.00019445 | 6.1436e-05 | 0.00019566 | 0.00013336
0 | 5.2136e-07 | 8.5657e-07 | 1.3231e-06 | 0 | 0 | 0.0002287 | 0.00010233 | 0.00018455 | 7.1665e-05 | 6.9734e-05 | 0.00011002 | 8.1801e-05 | 9.1562e-05 | 6.2687e-05 | 5.9596e-05 | 0.00019701 | 0.00021456
0 | 5.2136e-07 | 6.478e-07 | 1.2897e-07 | 0 | 0 | 0.00021683 | 9.4493e-05 | 0.000206 | 6.2504e-05 | 6.9409e-05 | 0.00010789 | 7.7359e-05 | 0.00018524 | 0.00013438 | 5.8658e-05 | 0.00014477 | 3.9348e-06
0 | 4.7396e-07 | 5.2353e-07 | 4.3033e-07 | 0 | 0 | 0.00013517 | 9.1285e-05 | 0.00019279 | 6.2262e-05 | 6.929e-05 | 0.0001058 | 6.1032e-05 | 3.6973e-05 | 1.4697e-05 | 2.4518e-05 | 0.00011983 | 3.8505e-05
0 | 5.2136e-07 | 8.335e-07 | 4.5107e-07 | 0 | 0 | 7.2316e-05 | 9.1047e-05 | 0.00015784 | 6.9025e-05 | 6.8995e-05 | 0.00010469 | 1.7229e-05 | 4.934e-05 | 2.9878e-05 | 1.8185e-05 | 0.00011767 | 5.7267e-05
0 | 5.2136e-07 | 5.6732e-07 | 3.2616e-07 | 0 | 0 | 4.5802e-05 | 9.349e-05 | 0.00016667 | 6.0651e-05 | 6.8847e-05 | 0.00010227 | 1.4329e-05 | 3.8358e-05 | 4.0656e-06 | 1.9963e-05 | 6.8622e-05 | 1.1671e-06
0 | 5.2136e-07 | 3.3602e-07 | 4.0801e-07 | 0 | 0 | 2.409e-05 | 9.7502e-05 | 0.00018848 | 8.1854e-05 | 6.8639e-05 | 9.5593e-05 | 1.8813e-05 | 3.8893e-05 | 3.8482e-06 | 1.7271e-05 | 4.6037e-05 | 1.0345e-06
0 | 4.7396e-07 | 3.7703e-07 | 7.1804e-07 | 0 | 0 | 6.8461e-06 | 9.3672e-05 | 0.00022046 | 8.988e-05 | 6.8935e-05 | 8.9493e-05 | 1.2403e-05 | 5.2487e-05 | 4.0438e-06 | 1.7868e-05 | 5.0634e-05 | 1.0345e-06
0 | 5.2136e-07 | 3.3978e-07 | 5.2854e-07 | 0 | 0 | 1.1882e-05 | 8.7112e-05 | 0.00027102 | 6.7898e-05 | 6.8935e-05 | 9.7745e-05 | 9.4987e-06 | 4.0403e-05 | 3.8916e-06 | 1.4808e-05 | 4.6022e-05 | 2.1618e-06
0 | 5.2136e-07 | 2.5875e-07 | 4.9047e-07 | 0 | 0 | 1.2767e-05 | 8.2071e-05 | 0.00044626 | 5.2633e-05 | 8.8965e-05 | 8.9853e-05 | 9.8089e-06 | 5.45e-05 | 3.9786e-06 | 1.8697e-05 | 4.7947e-05 | 1.366e-06
0 | 4.7396e-07 | 2.8043e-07 | 5.212e-07 | 0 | 0 | 4.4735e-05 | 8.0996e-05 | 0.00055679 | 5.9675e-05 | 0.00011444 | 9.1075e-05 | 4.2048e-05 | 5.4847e-05 | 4.4478e-05 | 2.6052e-05 | 0.00010006 | 1.6976e-06
0 | 7.6308e-06 | 8.4827e-07 | 4.8354e-07 | 0 | 0 | 8.4653e-05 | 8.7914e-05 | 0.00056573 | 6.0212e-05 | 0.00011444 | 9.3738e-05 | 0.00010495 | 5.5004e-05 | 9.6709e-05 | 3.5003e-05 | 0.00023571 | 1.6313e-06
0 | 5.2136e-07 | 6.0014e-07 | 3.0594e-06 | 0 | 0 | 0.00011232 | 8.8175e-05 | 0.00028347 | 0.00015946 | 0.0001392 | 0.00010325 | 0.00010777 | 4.0026e-05 | 4.5648e-05 | 8.868e-05 | 0.00027809 | 0.00016235
0 | 5.2136e-07 | 7.9375e-07 | 1.0659e-05 | 0 | 0 | 0.00014655 | 0.00010423 | 0.00019775 | 0.00013751 | 0.00016565 | 9.9323e-05 | 8.1965e-05 | 4.9969e-05 | 9.3527e-05 | 3.6547e-05 | 0.00017033 | 0.000655
3.9058e-06 | 5.6875e-07 | 1.1393e-06 | 8.6494e-06 | 0 | 0 | 0.0001746 | 9.6153e-05 | 9.755e-05 | 0.00051871 | 0.00015263 | 9.6451e-05 | 6.8082e-05 | 3.6124e-05 | 8.5373e-05 | 2.7784e-05 | 0.00013946 | 2.7137e-05
0 | 5.2136e-07 | 9.1155e-07 | 1.2501e-06 | 0 | 0 | 0.00021367 | 0.0001056 | 5.4763e-05 | 0.00014111 | 0.00019692 | 9.3268e-05 | 0.00013698 | 3.5369e-05 | 0.00014762 | 2.7041e-05 | 0.00013513 | 6.0509e-05
4.5405e-06 | 3.3177e-07 | 1.3479e-06 | 9.7351e-07 | 0 | 0 | 0.00014632 | 9.4415e-05 | 4.6345e-05 | 0.0002551 | 0.00027784 | 0.0001033 | 0.00012771 | 3.4739e-05 | 0.0001525 | 2.9571e-05 | 0.00010277 | 0.00015767
1.9538e-07 | 2.3698e-07 | 1.3078e-06 | 6.2007e-07 | 0 | 0 | 0.00011503 | 9.9499e-05 | 2.8937e-05 | 0.00047283 | 0.000254 | 0.00010315 | 0.00011218 | 3.3984e-05 | 0.00010866 | 2.939e-05 | 9.4452e-05 | 7.9654e-05
0 | 2.3698e-07 | 1.1053e-06 | 5.7542e-07 | 0 | 0 | 0.00010253 | 0.00010785 | 1.0071e-05 | 6.1339e-05 | 0.00016471 | 0.0001033 | 8.821e-05 | 0.00075621 | 8.4564e-05 | 2.8986e-05 | 6.2269e-05 | 4.4316e-05
1.4451e-05 | 2.8438e-07 | 7.062e-07 | 1.0989e-05 | 0 | 0 | 8.6249e-05 | 9.9794e-05 | 9.9272e-06 | 4.5522e-05 | 0.00011636 | 0.00010333 | 0.00011745 | 0.00036587 | 4.4937e-05 | 2.8471e-05 | 6.9953e-05 | 5.5116e-05
0 | 2.3698e-07 | 4.8652e-07 | 6.8356e-06 | 0 | 0 | 0.00015119 | 0.00010724 | 9.8821e-06 | 5.255e-05 | 0.00011915 | 0.00010369 | 0.00015184 | 0.00042272 | 0.00015484 | 5.0905e-05 | 6.8919e-05 | 0.00028567
0 | 2.3698e-07 | 5.6732e-07 | 1.2005e-06 | 0 | 0 | 0.0001382 | 0.00010767 | 1.7423e-05 | 8.9797e-05 | 0.00012044 | 0.00011032 | 0.00022117 | 0.00021769 | 0.00013503 | 1.9951e-05 | 9.7844e-05 | 0.00050554
0 | 2.8438e-07 | 4.1352e-07 | 1.3517e-07 | 0 | 0 | 0.0001823 | 0.00010963 | 4.281e-05 | 0.0001053 | 7.2131e-05 | 0.00011827 | 0.00047187 | 0.00016152 | 0.00042065 | 2.4959e-05 | 0.00012684 | 0.00016595
0 | 2.3698e-07 | 4.5299e-07 | 2.5836e-06 | 0 | 0 | 0.00019985 | 0.00010603 | 0.00031053 | 0.00029087 | 6.7811e-05 | 0.00011537 | 0.00056746 | 0.00022559 | 0.00053564 | 5.1879e-05 | 0.00016702 | 0.0001522
0 | 2.3698e-07 | 4.0605e-07 | 2.0834e-06 | 0 | 0 | 0.00019073 | 0.00010668 | 0.00029567 | 0.00015079 | 6.8077e-05 | 0.00013319 | 0.00029595 | 0.00022543 | 0.00019515 | 5.9281e-05 | 0.0002006 | 7.1325e-05
0 | 2.8438e-07 | 3.2046e-07 | 3.8014e-06 | 0 | 0 | 0.00019923 | 0.00010345 | 0.00040314 | 0.00012821 | 6.8077e-05 | 0.00012202 | 9.5687e-05 | 0.0002231 | 0.00011118 | 5.047e-05 | 0.00016937 | 8.9717e-05
0 | 2.3698e-07 | 3.0114e-07 | 1.9834e-06 | 0 | 0 | 0.00014877 | 9.4993e-05 | 0.00034943 | 0.00011441 | 6.8107e-05 | 0.00011573 | 0.00010465 | 0.00022392 | 6.2969e-05 | 9.3959e-05 | 0.00018621 | 0.00069603
0 | 2.3698e-07 | 3.8023e-07 | 3.0173e-06 | 0 | 0 | 9.1477e-05 | 9.7485e-05 | 0.00033922 | 5.7973e-05 | 6.8255e-05 | 0.00010789 | 4.4661e-05 | 0.00020979 | 2.9398e-05 | 5.7583e-05 | 0.00012258 | 1.9593e-05
0 | 2.3698e-07 | 2.9148e-07 | 2.4311e-06 | 0 | 0 | 7.2375e-05 | 9.5421e-05 | 0.00032766 | 5.2164e-05 | 6.787e-05 | 0.00010591 | 1.9352e-05 | 3.9113e-05 | 1.5797e-05 | 3.0689e-05 | 9.5075e-05 | 5.3089e-05
0 | 2.3698e-07 | 3.0114e-07 | 3.5344e-07 | 0 | 0 | 2.6563e-05 | 9.2193e-05 | 0.00032747 | 6.1778e-05 | 6.8255e-05 | 9.9453e-05 | 8.7152e-06 | 3.9774e-05 | 8.0304e-06 | 1.7267e-05 | 4.7779e-05 | 1.0345e-06
0 | 2.3698e-07 | 2.9009e-07 | 1.0541e-07 | 0 | 0 | 2.9448e-06 | 8.9443e-05 | 0.00031102 | 0.00010039 | 6.8284e-05 | 9.4705e-05 | 4.8024e-06 | 5.3745e-05 | 7.5876e-06 | 1.6315e-05 | 4.1551e-05 | 1.0212e-06
0 | 2.3698e-07 | 3.0114e-07 | 1.1161e-07 | 0 | 0 | 2.2099e-06 | 9.3891e-05 | 0.00014396 | 5.1483e-05 | 6.8196e-05 | 9.2331e-05 | 3.5913e-06 | 3.9994e-05 | 1.861e-05 | 1.7103e-05 | 4.5276e-05 | 1.1008e-06
0 | 3.7917e-07 | 3.0114e-07 | 1.0541e-07 | 0 | 0 | 2.9108e-06 | 8.8524e-05 | 8.4561e-05 | 5.1559e-05 | 6.8166e-05 | 9.6564e-05 | 3.7355e-06 | 3.9648e-05 | 7.5659e-06 | 1.6908e-05 | 4.3272e-05 | 1.1008e-06
0 | 4.7396e-07 | 2.1871e-07 | 1.1161e-07 | 0 | 0 | 1.0672e-05 | 9.4722e-05 | 0.00033377 | 4.7784e-05 | 8.8521e-05 | 9.2526e-05 | 4.2945e-05 | 5.0976e-05 | 7.4572e-06 | 1.6777e-05 | 4.832e-05 | 1.0875e-06
0 | 5.9719e-06 | 3.3978e-07 | 1.0975e-06 | 0 | 0 | 5.6989e-05 | 9.1697e-05 | 0.00039519 | 7.3768e-05 | 0.00011453 | 8.8551e-05 | 6.3756e-05 | 3.8232e-05 | 2.0971e-05 | 1.6534e-05 | 9.6967e-05 | 1.8965e-06
0 | 6.9198e-06 | 6.5081e-07 | 1.113e-05 | 0 | 0 | 0.00010841 | 9.4057e-05 | 0.0003538 | 5.5038e-05 | 0.00011414 | 9.4957e-05 | 6.4611e-05 | 3.798e-05 | 6.0514e-05 | 2.2905e-05 | 0.00023004 | 1.2201e-06
0 | 5.2136e-07 | 7.2047e-07 | 8.1568e-06 | 0 | 0 | 0.00019336 | 8.98e-05 | 0.00029972 | 0.00015328 | 0.00014042 | 9.8018e-05 | 0.00010274 | 3.7729e-05 | 8.6093e-05 | 6.4753e-05 | 0.00026137 | 0.00011943
0 | 5.2136e-07 | 4.5232e-07 | 4.6464e-06 | 0 | 0 | 0.00016583 | 9.4236e-05 | 0.00025484 | 0.0001125 | 0.00016559 | 0.00010327 | 8.1979e-05 | 4.8553e-05 | 9.2402e-05 | 0.00020174 | 0.00022271 | 4.8369e-05
0 | 5.2136e-07 | 1.0258e-06 | 3.2037e-06 | 0 | 0 | 0.00014635 | 9.0203e-05 | 0.00040839 | 9.5334e-05 | 0.00015343 | 9.8654e-05 | 8.2467e-05 | 3.7508e-05 | 0.00012546 | 2.8388e-05 | 0.00018941 | 0.00068523
0 | 5.2136e-07 | 6.1079e-07 | 6.6967e-07 | 0 | 0 | 0.00025694 | 0.00010314 | 0.00030693 | 9.196e-05 | 0.00020192 | 0.00011226 | 7.197e-05 | 3.5463e-05 | 9.7725e-05 | 2.7279e-05 | 0.0001593 | 0.00019347
4.5405e-06 | 5.2136e-07 | 7.227e-07 | 9.6576e-06 | 0 | 1.3635e-07 | 0.00019528 | 9.6136e-05 | 8.1163e-05 | 6.1967e-05 | 0.00031425 | 0.00011524 | 6.4584e-05 | 2.3285e-05 | 3.7106e-05 | 2.3197e-05 | 0.00010322 | 0.00017782
1.9538e-07 | 5.2136e-07 | 7.7369e-07 | 5.6312e-06 | 0 | 0 | 0.00014756 | 0.00010138 | 6.0309e-05 | 0.00020237 | 0.00031072 | 0.00011239 | 9.4582e-05 | 3.8811e-05 | 8.0942e-05 | 2.8649e-05 | 7.8195e-05 | 0.00011416
0 | 4.7396e-07 | 1.0436e-06 | 4.1398e-06 | 0 | 0 | 0.00013737 | 0.00010611 | 3.1179e-05 | 0.00023535 | 0.00020826 | 0.00010357 | 6.6689e-05 | 0.00073907 | 4.6488e-05 | 2.3843e-05 | 7.824e-05 | 0.00017604
1.4451e-05 | 5.2136e-07 | 9.5212e-07 | 3.2203e-06 | 0 | 0 | 0.00013172 | 0.00010735 | 2.9709e-05 | 0.00019757 | 0.00015746 | 0.00010647 | 0.00012336 | 0.00031904 | 7.0871e-05 | 2.5009e-05 | 7.7848e-05 | 0.00039599
0 | 5.2136e-07 | 9.9054e-07 | 3.152e-06 | 0 | 0 | 0.00011686 | 9.8208e-05 | 2.4164e-05 | 0.00020822 | 0.00015615 | 0.00010987 | 0.00012515 | 0.00041647 | 6.071e-05 | 3.0857e-05 | 7.4607e-05 | 8.4853e-05
0 | 5.2136e-07 | 5.085e-07 | 1.7858e-06 | 0 | 0 | 8.3337e-05 | 0.00011143 | 4.5715e-05 | 0.00018874 | 0.00013646 | 0.00010972 | 0.00029985 | 0.00027181 | 0.00011196 | 2.8244e-05 | 0.00010966 | 0.00014398
0 | 5.2136e-07 | 6.4187e-07 | 1.2174e-06 | 0 | 1.3635e-07 | 0.00012943 | 0.00011035 | 2.3352e-05 | 0.00014458 | 7.6422e-05 | 0.0001147 | 0.00032377 | 0.00020728 | 0.00038758 | 3.8245e-05 | 0.00013161 | 0.00010144
8.3034e-06 | 5.2136e-07 | 1.2072e-06 | 4.2976e-06 | 0 | 0 | 0.00015381 | 9.6131e-05 | 0.00019541 | 0.00016606 | 0.00013189 | 0.00011245 | 0.00046943 | 0.00026902 | 0.00038746 | 3.9343e-05 | 0.00017623 | 3.7705e-05
0 | 5.2136e-07 | 6.4269e-07 | 1.0503e-05 | 0 | 0 | 0.0001564 | 0.00010981 | 0.00037296 | 0.00017952 | 0.00010039 | 0.00011747 | 0.00022617 | 0.00028703 | 0.00028607 | 4.5282e-05 | 0.00021409 | 4.8899e-05
0 | 4.7396e-07 | 7.5175e-07 | 4.6015e-06 | 0 | 0 | 0.00011284 | 0.00011245 | 0.00035401 | 0.00010027 | 6.7989e-05 | 0.00011719 | 8.8268e-05 | 0.0002683 | 9.8854e-05 | 3.8943e-05 | 0.00019254 | 1.0859e-05
0 | 5.2136e-07 | 4.5299e-07 | 4.7477e-06 | 0 | 0 | 0.00012342 | 9.7401e-05 | 0.0003045 | 0.00024899 | 6.8107e-05 | 0.00011216 | 4.6063e-05 | 9.8245e-05 | 1.6806e-05 | 3.8032e-05 | 0.0001332 | 3.5502e-06
0 | 5.2136e-07 | 5.4376e-07 | 2.6374e-06 | 0 | 0 | 8.8263e-05 | 9.6429e-05 | 0.00025483 | 0.00028107 | 6.8048e-05 | 0.00011203 | 5.9876e-05 | 5.5885e-05 | 3.3462e-05 | 4.0992e-05 | 0.0001275 | 4.2868e-05
0 | 5.2136e-07 | 3.0114e-07 | 1.0483e-06 | 0 | 0 | 6.3152e-05 | 9.3053e-05 | 0.0001667 | 4.9402e-05 | 6.7841e-05 | 0.00010605 | 2.5669e-05 | 4.7074e-05 | 3.4273e-05 | 3.7792e-05 | 9.3058e-05 | 1.149e-06
0 | 4.7396e-07 | 3.2046e-07 | 3.9312e-07 | 0 | 0 | 2.6069e-05 | 9.335e-05 | 0.00015635 | 4.2247e-05 | 6.787e-05 | 0.00010312 | 1.4483e-05 | 6.1297e-05 | 1.3423e-05 | 3.2602e-05 | 7.432e-05 | 1.0345e-06
0 | 5.2136e-07 | 3.2873e-07 | 6.428e-07 | 0 | 0 | 2.7233e-05 | 9.7097e-05 | 5.6541e-05 | 6.7754e-05 | 6.787e-05 | 9.9286e-05 | 6.5067e-06 | 4.5029e-05 | 5.7701e-06 | 1.6885e-05 | 3.892e-05 | 1.0117e-06
0 | 5.2136e-07 | 6.1676e-07 | 6.2627e-07 | 0 | 0 | 1.8713e-05 | 9.7249e-05 | 6.191e-05 | 5.3752e-05 | 6.7574e-05 | 9.2731e-05 | 9.8865e-06 | 5.7269e-05 | 7.3543e-06 | 1.601e-05 | 2.3694e-05 | 1.1671e-06
0 | 4.7396e-07 | 5.4614e-07 | 8.4015e-07 | 0 | 0 | 6.317e-06 | 9.2824e-05 | 8.3899e-05 | 5.8374e-05 | 6.7752e-05 | 9.7265e-05 | 4.2346e-06 | 4.204e-05 | 3.815e-05 | 1.6065e-05 | 3.4665e-05 | 1.1008e-06
0 | 5.2136e-07 | 3.1661e-07 | 8.1849e-07 | 0 | 0 | 2.8963e-06 | 8.562e-05 | 0.00011935 | 5.5243e-05 | 8.6391e-05 | 9.5719e-05 | 1.1903e-05 | 4.0907e-05 | 8.1949e-06 | 1.6283e-05 | 5.4073e-05 | 1.3528e-06
0 | 5.2136e-07 | 6.2547e-07 | 6.366e-07 | 0 | 0 | 1.1833e-05 | 9.0136e-05 | 0.00018541 | 8.2421e-05 | 0.00011352 | 8.8483e-05 | 3.1085e-05 | 4.0277e-05 | 1.8262e-05 | 1.5354e-05 | 6.8992e-05 | 1.8302e-06
0 | 4.7396e-07 | 5.6301e-07 | 2.811e-07 | 0 | 0 | 2.7004e-05 | 9.3336e-05 | 0.00024758 | 8.1506e-05 | 0.00011349 | 8.9778e-05 | 9.7079e-05 | 5.2738e-05 | 3.2786e-05 | 3.1937e-05 | 0.00012986 | 2.1485e-06
0 | 5.2136e-07 | 4.4194e-07 | 1.7114e-07 | 0 | 0 | 7.9513e-05 | 9.0313e-05 | 0.00033362 | 9.8821e-05 | 0.00013781 | 9.4973e-05 | 0.00020202 | 3.8232e-05 | 0.00018778 | 2.7982e-05 | 0.00019008 | 0.00026038
2.7678e-06 | 5.2136e-07 | 7.1035e-07 | 1.9284e-06 | 0 | 0 | 0.00014182 | 9.3543e-05 | 0.00026017 | 0.00011391 | 0.0001768 | 9.9534e-05 | 0.00011518 | 0.00011564 | 0.0002462 | 2.477e-05 | 0.00029205 | 0.00033774
0 | 5.2136e-07 | 1.2442e-06 | 1.0343e-06 | 0 | 0 | 0.00029231 | 9.4471e-05 | 8.246e-05 | 0.00016381 | 0.00027603 | 0.00010688 | 9.7256e-05 | 0.00016917 | 0.00033301 | 4.6623e-05 | 0.00031219 | 0.00075911
0 | 3.3177e-07 | 9.5525e-07 | 7.6392e-07 | 0 | 0 | 0.00026431 | 0.0001021 | 4.3495e-05 | 9.3458e-05 | 0.00037857 | 0.00010379 | 0.00010096 | 0.00016611 | 0.00024463 | 1.9054e-05 | 0.00026014 | 0.0002126
0 | 2.3698e-07 | 1.0299e-06 | 1.2947e-06 | 0 | 0 | 0.00027226 | 0.00010494 | 3.1434e-05 | 0.00013424 | 0.00048125 | 0.00011005 | 0.00019225 | 0.00014399 | 0.00016498 | 3.1764e-05 | 0.00017769 | 0.00031286
0 | 2.8438e-07 | 6.9777e-07 | 3.4972e-07 | 0 | 8.1809e-07 | 0.00029095 | 0.00010326 | 2.4638e-05 | 7.7701e-05 | 0.00045237 | 0.00011191 | 0.00016117 | 2.467e-05 | 0.00011849 | 0.0001391 | 0.00013773 | 0.00012429
5.2077e-07 | 2.3698e-07 | 6.9322e-07 | 3.3732e-07 | 0 | 2.7269e-07 | 0.00024991 | 0.0001141 | 1.3907e-05 | 6.0613e-05 | 0.00047481 | 0.00011225 | 9.3309e-05 | 0.00061116 | 0.00017927 | 0.00014693 | 0.00010645 | 9.3089e-05
0 | 2.3698e-07 | 6.1538e-07 | 2.3935e-07 | 0 | 0 | 0.00025594 | 0.00010667 | 1.1973e-05 | 6.2376e-05 | 0.00040905 | 0.00011429 | 0.0001175 | 0.00026787 | 8.121e-05 | 2.2471e-05 | 0.00013787 | 0.00011204
0 | 2.3698e-07 | 1.7945e-05 | 2.5423e-07 | 0 | 0 | 0.00019957 | 0.00010931 | 1.2036e-05 | 7.2066e-05 | 0.00041232 | 0.00013074 | 0.00013605 | 0.00039653 | 5.6688e-05 | 2.2277e-05 | 0.00013112 | 0.00044672
6.9195e-06 | 4.875e-07 | 6.153e-07 | 3.2492e-07 | 0 | 0 | 0.00019665 | 0.00013138 | 1.1757e-05 | 0.00011604 | 0.00021968 | 0.00012671 | 0.00014106 | 0.00029655 | 0.00012278 | 2.3978e-05 | 0.00014692 | 0.00033094
1.7991e-05 | 2.3698e-07 | 7.4922e-07 | 1.6605e-06 | 0 | 0 | 0.0002274 | 0.00011833 | 1.8019e-05 | 0.00016848 | 0.00012571 | 0.00013669 | 0.00031227 | 0.00023698 | 0.00020463 | 9.8166e-05 | 0.00013231 | 0.00014953
1.6607e-05 | 2.3698e-07 | 7.4922e-07 | 9.4622e-07 | 0 | 0 | 0.00020106 | 0.00010917 | 1.1818e-05 | 0.00015387 | 0.00011636 | 0.00013677 | 0.00036494 | 0.00018153 | 0.00036209 | 4.9164e-05 | 0.00013372 | 0.00046677
1.1071e-05 | 2.3698e-07 | 4.8433e-06 | 4.0801e-07 | 0 | 0 | 0.00019755 | 0.0001147 | 1.4426e-05 | 6.5954e-05 | 0.00011586 | 0.00011923 | 0.00031358 | 2.1995e-05 | 0.00024045 | 4.0836e-05 | 0.00014529 | 0.00026446
6.9195e-06 | 2.8438e-07 | 3.9774e-07 | 1.0318e-06 | 0 | 0 | 0.00016856 | 0.00011923 | 1.4573e-05 | 0.00017102 | 0.00011465 | 0.00012117 | 0.00024447 | 3.4362e-05 | 5.2244e-05 | 4.0858e-05 | 0.00016873 | 0.00013369
1.2455e-05 | 2.3698e-07 | 3.3978e-07 | 3.5592e-07 | 0 | 0 | 0.0001333 | 0.00010275 | 1.724e-05 | 6.7376e-05 | 0.00011465 | 0.00011894 | 0.0001275 | 3.6407e-05 | 3.7712e-05 | 3.9733e-05 | 0.000117 | 0.00013338
0 | 2.3698e-07 | 3.043e-07 | 5.593e-07 | 0 | 0 | 8.1266e-05 | 0.00010555 | 3.7386e-05 | 5.2096e-05 | 0.00011556 | 0.000112 | 4.8296e-05 | 3.8012e-05 | 5.4643e-05 | 2.8903e-05 | 0.0001087 | 6.7565e-05
0 | 2.3698e-07 | 4.3502e-07 | 3.522e-07 | 0 | 0 | 5.8163e-05 | 9.9802e-05 | 3.5863e-05 | 4.0651e-05 | 0.00011447 | 0.00010756 | 6.7321e-05 | 3.8641e-05 | 1.6245e-05 | 2.6569e-05 | 9.2512e-05 | 9.5489e-07
0 | 2.3698e-07 | 3.2046e-07 | 2.9267e-07 | 0 | 0 | 6.0028e-05 | 9.8886e-05 | 3.3262e-05 | 7.0084e-05 | 0.00011465 | 0.00010289 | 1.105e-05 | 4.0126e-05 | 8.3051e-06 | 1.8711e-05 | 5.8953e-05 | 1.1008e-06
0 | 2.8438e-07 | 2.5875e-07 | 2.7779e-07 | 0 | 0 | 3.9728e-05 | 9.8894e-05 | 5.4592e-05 | 5.2111e-05 | 0.00011435 | 0.00010308 | 1.3422e-05 | 4.0152e-05 | 5.4135e-06 | 2.01e-05 | 5.62e-05 | 1.1538e-06
0 | 2.3698e-07 | 6.5616e-07 | 2.3315e-07 | 0 | 0 | 1.4061e-05 | 9.7317e-05 | 0.00010157 | 4.6657e-05 | 0.00011441 | 0.00010043 | 9.4231e-06 | 5.3651e-05 | 5.1309e-06 | 1.9039e-05 | 4.3262e-05 | 1.1008e-06
0 | 2.3698e-07 | 2.8308e-07 | 2.7531e-07 | 0 | 0 | 2.8423e-06 | 9.3377e-05 | 0.00012619 | 5.0923e-05 | 0.00011459 | 0.00010245 | 6.6001e-06 | 4.0655e-05 | 5.0439e-06 | 1.9617e-05 | 2.958e-05 | 1.1671e-06
0 | 2.3698e-07 | 6.6411e-07 | 2.2446e-07 | 0 | 0 | 2.1214e-06 | 9.3604e-05 | 0.00017848 | 6.0001e-05 | 0.00011429 | 9.3436e-05 | 9.8683e-06 | 5.3493e-05 | 5.4135e-06 | 3.2554e-05 | 5.0603e-05 | 1.1008e-06
0 | 4.7396e-07 | 6.4309e-07 | 2.1826e-07 | 0 | 0 | 9.5843e-06 | 9.1546e-05 | 0.00038248 | 5.5923e-05 | 0.00011438 | 9.617e-05 | 1.5895e-05 | 4.0403e-05 | 4.8048e-06 | 3.0174e-05 | 5.4186e-05 | 1.0875e-06
0 | 5.2136e-07 | 6.1146e-07 | 2.1826e-07 | 0 | 0 | 3.4354e-05 | 0.00010122 | 0.00036742 | 8.5258e-05 | 0.00011423 | 9.2035e-05 | 6.506e-05 | 5.3242e-05 | 8.5609e-05 | 3.9752e-05 | 0.00011103 | 1.1008e-06
1.7991e-05 | 4.7396e-07 | 2.9009e-07 | 2.6043e-07 | 0 | 0 | 8.0988e-05 | 8.5232e-05 | 0.00030833 | 8.7542e-05 | 0.00011405 | 9.4906e-05 | 0.00011284 | 3.8861e-05 | 0.00012123 | 3.9304e-05 | 0.00018399 | 6.9654e-05
1.7991e-05 | 4.7396e-07 | 6.3749e-07 | 4.0304e-07 | 0 | 0 | 0.00012828 | 9.7319e-05 | 0.00019344 | 0.00010896 | 0.00010885 | 0.00010439 | 0.00016072 | 3.9742e-05 | 0.00016577 | 3.6531e-05 | 0.00026659 | 7.7172e-05
8.3034e-06 | 2.3698e-07 | 1.0627e-06 | 6.6744e-06 | 0 | 0 | 0.00024883 | 0.00010078 | 6.0881e-05 | 0.00013865 | 0.0002075 | 0.00010686 | 0.0001693 | 3.5998e-05 | 0.00030084 | 4.6912e-05 | 0.00028152 | 1.2184e-05
0 | 2.3698e-07 | 9.3361e-07 | 1.7932e-06 | 0 | 0 | 0.00024219 | 0.00010128 | 3.0721e-05 | 0.00012101 | 0.00025684 | 0.00010585 | 0.00018625 | 3.3449e-05 | 0.00014057 | 5.1487e-05 | 0.00022283 | 0.00010542
0 | 2.3698e-07 | 7.0288e-07 | 4.5637e-07 | 0 | 0 | 0.00026442 | 0.00010407 | 1.2252e-05 | 0.00018353 | 0.00036394 | 0.00011017 | 0.00014748 | 2.2027e-05 | 0.00025517 | 5.6654e-05 | 0.00015881 | 0.00024186
0 | 2.8438e-07 | 8.0128e-07 | 4.8365e-07 | 0 | 0 | 0.00022 | 0.00011283 | 9.6516e-06 | 0.00010117 | 0.00033882 | 0.00011599 | 0.00010554 | 1.9887e-05 | 0.00012664 | 3.1006e-05 | 0.00014377 | 0.00010144
5.2077e-07 | 2.3698e-07 | 7.4982e-07 | 5.8659e-07 | 0 | 0 | 0.0001931 | 0.00012999 | 9.5966e-06 | 6.584e-05 | 0.00029429 | 0.00012959 | 0.00014264 | 0.00062949 | 0.00011138 | 2.6175e-05 | 0.00010533 | 0.00016965
0 | 2.3698e-07 | 6.1736e-07 | 4.6877e-07 | 0 | 0 | 0.00018726 | 0.00011908 | 1.5487e-05 | 9.0054e-05 | 0.00029373 | 0.00012162 | 0.00017633 | 0.00039198 | 0.00011695 | 2.4291e-05 | 0.00013434 | 8.1084e-05
0 | 2.8438e-07 | 7.3046e-07 | 4.6877e-07 | 0 | 0 | 0.00021593 | 0.00012025 | 9.64e-06 | 5.786e-05 | 0.00029482 | 0.00012245 | 0.00015947 | 0.00055033 | 0.00014623 | 2.034e-05 | 9.3559e-05 | 8.8951e-05
0 | 3.3177e-07 | 1.4281e-06 | 4.4769e-07 | 0 | 0 | 0.00018273 | 0.00012038 | 9.6193e-06 | 9.8272e-05 | 0.00021719 | 0.00012372 | 0.00019791 | 0.00038963 | 0.00031744 | 2.0706e-05 | 0.00011509 | 6.6365e-05
0 | 2.3698e-07 | 1.1514e-06 | 4.6257e-07 | 0 | 0 | 0.00018753 | 0.00013131 | 9.7643e-06 | 6.7596e-05 | 0.00012305 | 0.00012854 | 0.0003318 | 0.00016932 | 0.00040716 | 2.0176e-05 | 0.0001517 | 0.00015965
0 | 2.8438e-07 | 1.1684e-06 | 1.1014e-05 | 0 | 0 | 0.00025385 | 0.00011001 | 1.8413e-05 | 0.00054214 | 5.9231e-05 | 0.00013932 | 0.00043532 | 0.000208 | 0.00042481 | 2.6217e-05 | 0.00020862 | 0.00010149
0 | 2.3698e-07 | 1.4914e-06 | 1.8535e-05 | 0 | 0 | 0.00026857 | 0.00011669 | 2.7758e-05 | 0.0002176 | 4.6953e-05 | 0.00012943 | 0.00025975 | 0.00021023 | 0.0002892 | 3.1147e-05 | 0.00018925 | 5.3322e-05
0 | 2.3698e-07 | 9.5424e-07 | 7.2548e-07 | 0 | 0 | 0.00024288 | 0.0001257 | 2.3599e-05 | 0.0002183 | 4.6983e-05 | 0.00012736 | 0.00014754 | 0.00021215 | 6.5426e-05 | 5.9163e-05 | 0.00018866 | 9.6882e-06
0 | 2.3698e-07 | 7.5238e-07 | 3.7279e-06 | 0 | 0 | 0.00018799 | 0.0001086 | 9.8536e-06 | 6.7988e-05 | 4.7042e-05 | 0.00012964 | 8.6769e-05 | 0.00022502 | 2.2298e-05 | 4.1977e-05 | 0.00016096 | 5.415e-05
0 | 2.3698e-07 | 5.8256e-07 | 1.1781e-07 | 0 | 0 | 0.00014205 | 0.00010964 | 1.6625e-05 | 8.4827e-05 | 4.719e-05 | 0.000119 | 3.5269e-05 | 0.00021674 | 1.6312e-05 | 3.0284e-05 | 0.00010418 | 7.3838e-05
0 | 2.3698e-07 | 6.1293e-07 | 1.3517e-07 | 0 | 0 | 0.00011091 | 0.00010287 | 2.2157e-05 | 5.5916e-05 | 8.0089e-05 | 0.0001106 | 7.1258e-05 | 0.00023569 | 6.3223e-06 | 2.7583e-05 | 6.6758e-05 | 4.671e-05
0 | 2.8438e-07 | 6.1015e-07 | 1.0541e-07 | 0 | 0 | 6.2619e-05 | 0.00010696 | 2.8417e-05 | 4.7406e-05 | 0.00012346 | 0.0001073 | 4.1663e-05 | 0.00015095 | 6.8006e-06 | 1.5086e-05 | 6.5939e-05 | 2.5384e-05
0 | 2.3698e-07 | 2.9288e-07 | 1.1161e-07 | 0 | 0 | 2.8411e-05 | 9.9007e-05 | 3.7564e-05 | 4.3147e-05 | 5.0586e-05 | 0.00010248 | 5.624e-05 | 4.8899e-05 | 6.7615e-06 | 1.5778e-05 | 2.7355e-05 | 1.2334e-06
0 | 2.3698e-07 | 3.108e-07 | 1.1161e-07 | 0 | 0 | 1.1642e-05 | 9.6939e-05 | 5.2152e-05 | 3.9849e-05 | 4.7131e-05 | 0.00010117 | 1.157e-05 | 4.934e-05 | 6.5571e-06 | 1.5728e-05 | 3.4709e-05 | 1.1538e-06
0 | 2.3698e-07 | 3.0114e-07 | 1.0541e-07 | 0 | 0 | 1.3626e-05 | 0.00010532 | 9.4004e-05 | 4.2572e-05 | 4.7219e-05 | 0.00010302 | 9.7943e-06 | 4.9812e-05 | 6.0875e-06 | 1.6962e-05 | 3.8841e-05 | 1.7639e-06
0 | 2.3698e-07 | 3.3978e-07 | 1.0541e-07 | 0 | 0 | 2.2665e-05 | 9.9092e-05 | 0.0001407 | 3.9925e-05 | 4.6923e-05 | 9.8795e-05 | 1.5666e-05 | 5.0158e-05 | 7.3862e-06 | 1.719e-05 | 7.0191e-05 | 1.2865e-06
0 | 2.3698e-07 | 2.6701e-07 | 1.0541e-07 | 0 | 0 | 2.4786e-05 | 9.1917e-05 | 0.00018464 | 5.7073e-05 | 4.6775e-05 | 9.5665e-05 | 2.2821e-05 | 5.0315e-05 | 3.3805e-05 | 1.8287e-05 | 8.7962e-05 | 1.9628e-06
0 | 2.3698e-07 | 6.9586e-07 | 1.0541e-07 | 0 | 0 | 4.9888e-05 | 9.6512e-05 | 0.00022781 | 5.0734e-05 | 4.645e-05 | 0.00010187 | 8.2776e-05 | 5.041e-05 | 5.4619e-05 | 3.3153e-05 | 0.00019345 | 1.0305e-05
0 | 2.3698e-07 | 1.135e-06 | 1.0541e-07 | 0 | 0 | 0.00011539 | 9.5869e-05 | 0.00026073 | 0.00010998 | 4.6864e-05 | 0.00010417 | 0.00012954 | 8.6219e-05 | 0.00014337 | 0.00011424 | 0.00023186 | 0.00018228
0 | 2.8438e-07 | 1.2255e-06 | 2.6911e-07 | 0 | 0 | 0.00015522 | 9.9495e-05 | 0.00018496 | 5.025e-05 | 5.1755e-05 | 0.00010972 | 0.00010617 | 0.00020592 | 5.9049e-05 | 0.00011404 | 0.00023753 | 0.00023359
0 | 2.3698e-07 | 1.2319e-06 | 4.8985e-07 | 2.1374e-06 | 0 | 0.00020604 | 0.00010572 | 4.5258e-05 | 6.3798e-05 | 0.00012799 | 0.00010389 | 8.9084e-05 | 6.3185e-05 | 0.0001035 | 5.3252e-05 | 0.00022768 | 0.00040761
1.9221e-06 | 2.3698e-07 | 1.3379e-06 | 2.5423e-07 | 0 | 0 | 0.0002946 | 0.00010353 | 1.0407e-05 | 0.00023224 | 0.00015518 | 0.00010355 | 6.1965e-05 | 4.27e-05 | 0.00019593 | 5.0534e-05 | 0.00018392 | 0.001077
4.5405e-06 | 2.3698e-07 | 9.3566e-07 | 1.1161e-07 | 0 | 0 | 0.00025456 | 0.00010813 | 9.9054e-06 | 0.00021565 | 0.0002721 | 0.00010678 | 0.00012487 | 5.0347e-05 | 0.00020468 | 5.6546e-05 | 0.00015623 | 0.00035911
1.9538e-07 | 2.8438e-07 | 6.8356e-07 | 1.1781e-07 | 0 | 0 | 0.00019117 | 0.00010996 | 1.6059e-05 | 0.0002536 | 0.00030231 | 0.00011057 | 8.7678e-05 | 4.2134e-05 | 0.00010895 | 4.7113e-05 | 0.00011475 | 0.00021628
0 | 2.3698e-07 | 8.4823e-07 | 1.0541e-07 | 0 | 0 | 0.00012586 | 0.00012276 | 1.3986e-05 | 0.00055465 | 0.0002529 | 0.00011543 | 6.896e-05 | 0.00062973 | 8.5317e-05 | 4.5115e-05 | 9.3091e-05 | 0.00036953
1.4451e-05 | 2.3698e-07 | 9.3656e-07 | 1.1781e-07 | 0 | 0 | 0.0001532 | 0.00011543 | 9.8805e-06 | 7.9373e-05 | 0.0002537 | 0.0001086 | 9.7728e-05 | 0.00029243 | 0.00010163 | 3.9441e-05 | 8.8665e-05 | 0.00016643
0 | 2.8438e-07 | 1.452e-06 | 1.2401e-07 | 0 | 0 | 0.00015056 | 0.00012512 | 9.9357e-06 | 0.00016546 | 0.00025334 | 0.00011133 | 0.00015445 | 0.00024902 | 0.00011267 | 3.6341e-05 | 7.8684e-05 | 1.9407e-06
2.7678e-06 | 2.3698e-07 | 1.277e-06 | 1.2401e-07 | 0 | 0 | 0.00015657 | 0.00013386 | 9.9099e-06 | 0.00010151 | 0.00017562 | 0.00011935 | 0.0001715 | 4.1725e-05 | 0.00012483 | 4.3455e-05 | 0.00010175 | 3.5079e-06
0 | 2.3698e-07 | 1.3323e-06 | 1.3021e-07 | 0 | 0 | 0.00015215 | 0.0001214 | 9.7031e-06 | 0.0001423 | 2.1154e-05 | 0.00012412 | 0.00043148 | 1.0069e-05 | 0.00035505 | 4.6981e-05 | 0.00010236 | 0.00014797
0 | 2.3698e-07 | 1.2051e-06 | 7.4607e-06 | 0 | 0 | 0.00019441 | 0.0001234 | 1.6703e-05 | 0.00017556 | 2.1605e-05 | 0.00012698 | 0.00051531 | 9.44e-06 | 0.00045933 | 5.2627e-05 | 0.00017096 | 0.00056532
0 | 2.8438e-07 | 1.2884e-06 | 1.197e-05 | 0 | 0 | 0.00018454 | 0.0001073 | 1.5752e-05 | 0.00016054 | 5.9172e-07 | 0.00013121 | 0.00025163 | 1.8723e-05 | 0.00021986 | 4.7712e-05 | 0.00022038 | 0.00016183
0 | 2.3698e-07 | 9.2267e-06 | 4.4738e-05 | 0 | 0 | 0.00021044 | 0.0001162 | 1.8951e-05 | 9.7089e-05 | 6.5089e-07 | 0.00012672 | 0.00018812 | 1.9635e-05 | 0.00010963 | 4.8518e-05 | 0.00022636 | 0.00010836
0 | 7.1094e-07 | 8.4445e-07 | 2.6711e-05 | 0 | 0 | 0.0001753 | 0.00010959 | 3.4325e-05 | 5.7202e-05 | 5.3255e-07 | 0.00012477 | 5.515e-05 | 0.00029893 | 1.3893e-05 | 6.6565e-05 | 0.00013906 | 5.1986e-05
0 | 2.3698e-07 | 7.9347e-07 | 3.3484e-07 | 0 | 0 | 0.00012139 | 0.0001067 | 3.5576e-05 | 5.6218e-05 | 5.9172e-07 | 0.00011492 | 2.9594e-05 | 3.0932e-05 | 4.2656e-05 | 7.2271e-05 | 0.00012471 | 3.6911e-06
0 | 2.3698e-07 | 5.2492e-07 | 4.8365e-07 | 0 | 0 | 7.4714e-05 | 0.00011947 | 3.1003e-05 | 4.6264e-05 | 6.8048e-07 | 0.00011095 | 1.1207e-05 | 2.2027e-05 | 7.7398e-06 | 2.0091e-05 | 6.6736e-05 | 1.0875e-06
0 | 2.8438e-07 | 8.6247e-07 | 4.8613e-07 | 0 | 0 | 2.1099e-05 | 0.00010018 | 3.254e-05 | 4.1854e-05 | 5.3255e-07 | 0.00011 | 7.2461e-06 | 3.3103e-05 | 5.1309e-06 | 1.9134e-05 | 4.3476e-05 | 1.2334e-06
0 | 2.3698e-07 | 6.1798e-07 | 4.6877e-07 | 0 | 0 | 1.567e-05 | 0.00010574 | 3.8814e-05 | 4.4766e-05 | 5.9172e-07 | 0.00010394 | 5.182e-06 | 2.2404e-05 | 5.6962e-06 | 1.632e-05 | 3.823e-05 | 9.5489e-07
0 | 2.3698e-07 | 6.0596e-07 | 4.9234e-07 | 0 | 0 | 1.1081e-05 | 9.8676e-05 | 3.4837e-05 | 4e-05 | 6.2131e-07 | 9.8227e-05 | 4.8291e-06 | 3.3606e-05 | 5.2526e-06 | 1.4831e-05 | 3.2828e-05 | 1.0345e-06
0 | 2.3698e-07 | 3.108e-07 | 4.7745e-07 | 0 | 0 | 5.5663e-06 | 9.8333e-05 | 4.1528e-05 | 6.0674e-05 | 6.2131e-07 | 0.00010466 | 5.0008e-06 | 2.3411e-05 | 5.9527e-06 | 1.7704e-05 | 3.7407e-05 | 1.5517e-06
0 | 2.3698e-07 | 2.9009e-07 | 4.9854e-07 | 0 | 0 | 1.3948e-05 | 9.6146e-05 | 4.7969e-05 | 5.5795e-05 | 5.9172e-07 | 9.6691e-05 | 1.0362e-05 | 3.4991e-05 | 8.7167e-06 | 2.6428e-05 | 5.9726e-05 | 1.565e-06
0 | 2.3698e-07 | 3.0114e-07 | 4.9233e-07 | 0 | 0 | 2.1075e-05 | 0.00010182 | 8.2123e-05 | 7.8011e-05 | 4.3728e-05 | 9.5778e-05 | 3.4374e-05 | 3.5746e-05 | 3.926e-05 | 1.6915e-05 | 0.0001121 | 1.8833e-06
0 | 2.3698e-07 | 7.2799e-07 | 4.9854e-07 | 0 | 0 | 6.5429e-05 | 9.873e-05 | 0.00018245 | 0.00015695 | 4.648e-05 | 0.00010091 | 6.8633e-05 | 2.4261e-05 | 5.4138e-05 | 2.9498e-05 | 0.0001981 | 7.0596e-05
0 | 2.3698e-07 | 6.9391e-07 | 4.7373e-07 | 0 | 0 | 8.5539e-05 | 9.4468e-05 | 0.00023632 | 0.0004027 | 4.6687e-05 | 0.00010579 | 0.00018482 | 3.5337e-05 | 0.00010277 | 6.6488e-05 | 0.00024319 | 6.4747e-05
0 | 2.8438e-07 | 8.783e-07 | 4.6877e-07 | 0 | 0 | 0.00016049 | 9.6458e-05 | 0.00016318 | 0.00011038 | 4.7095e-05 | 0.0001046 | 9.7123e-05 | 2.2876e-05 | 7.88e-05 | 4.2957e-05 | 0.00023013 | 0.00011111
0 | 2.3698e-07 | 1.2309e-06 | 4.9854e-07 | 0 | 0 | 0.00018796 | 0.00010055 | 7.3389e-05 | 0.00014759 | 0.00013604 | 0.00010182 | 8.8713e-05 | 2.1995e-05 | 6.8579e-05 | 3.1306e-05 | 0.00024095 | 0.000103
0 | 2.3698e-07 | 1.2104e-06 | 5.5186e-07 | 0 | 0 | 0.0001694 | 0.00010441 | 3.1583e-05 | 0.00022076 | 0.00022565 | 0.00010335 | 9.665e-05 | 2.1114e-05 | 0.00010414 | 4.0588e-05 | 0.00017156 | 0.0002025
4.5405e-06 | 2.8438e-07 | 7.1709e-07 | 4.7497e-07 | 0 | 0 | 0.00016157 | 0.00010492 | 3.493e-05 | 4.3071e-05 | 0.00029945 | 0.00011064 | 0.00011812 | 2.0265e-05 | 0.00012668 | 3.9983e-05 | 0.00016104 | 0.00031855
1.9538e-07 | 2.3698e-07 | 6.9777e-07 | 4.7745e-07 | 0 | 0 | 0.00011429 | 0.00011628 | 9.5196e-06 | 5.8427e-05 | 0.00030048 | 0.00011065 | 0.0001025 | 1.0415e-05 | 9.154e-05 | 4.3819e-05 | 0.00011056 | 0.00013481
0 | 2.3698e-07 | 9.0303e-07 | 4.5637e-07 | 0 | 0 | 0.00010248 | 0.00011617 | 2.131e-05 | 7.7001e-05 | 0.00025278 | 0.00011017 | 4.6746e-05 | 0.00067167 | 0.00010068 | 3.7052e-05 | 9.3706e-05 | 0.00010983
1.4451e-05 | 2.8438e-07 | 6.636e-07 | 4.7497e-07 | 0 | 0 | 0.00011308 | 0.00011352 | 9.8618e-06 | 6.0167e-05 | 0.0002529 | 0.00010617 | 3.4331e-05 | 0.00026978 | 0.00011297 | 3.6267e-05 | 6.9676e-05 | 1.0445e-05
0 | 2.3698e-07 | 1.1453e-06 | 4.5637e-07 | 0 | 0 | 0.00018068 | 0.00011186 | 9.5865e-06 | 8.6007e-05 | 0.00026539 | 0.00011277 | 0.00018717 | 0.00039799 | 4.2778e-05 | 3.0388e-05 | 6.6087e-05 | 1.0212e-06
5.1556e-06 | 2.3698e-07 | 1.2674e-06 | 4.7745e-07 | 0 | 0 | 0.00015413 | 0.00011948 | 9.8402e-06 | 0.00013771 | 0.00016997 | 0.00011628 | 0.00030491 | 0.00021227 | 0.0003146 | 3.6502e-05 | 0.00011907 | 7.1259e-05
0 | 2.8438e-07 | 1.4101e-06 | 4.5637e-07 | 0 | 0 | 0.00012153 | 0.00011958 | 1.7543e-05 | 0.00011918 | 8.5941e-05 | 0.00011891 | 0.00052269 | 0.00016394 | 0.00046589 | 4.3692e-05 | 0.00015243 | 9.3371e-05
0 | 2.3698e-07 | 1.1283e-06 | 4.1793e-07 | 0 | 0 | 0.00010528 | 0.00011477 | 9.5363e-06 | 0.0001338 | 0.00011482 | 0.00012572 | 0.00034459 | 0.0002141 | 0.00068375 | 5.0799e-05 | 0.00018849 | 0.00013826
0 | 2.3698e-07 | 9.7383e-07 | 2.9267e-07 | 0 | 0 | 0.00018903 | 0.00011245 | 9.1994e-05 | 0.00013647 | 0.00011463 | 0.0001289 | 0.00022694 | 0.00021429 | 0.00024413 | 5.688e-05 | 0.00021982 | 5.9336e-05
0 | 2.3698e-07 | 1.3581e-06 | 4.5042e-06 | 0 | 0 | 0.00019795 | 0.00012418 | 0.00030117 | 0.00011674 | 8.4521e-05 | 0.00012878 | 0.00010795 | 0.00011466 | 0.00013036 | 5.7648e-05 | 0.00017796 | 8.6136e-05
0 | 2.8438e-07 | 1.1766e-06 | 2.6911e-07 | 0 | 0 | 0.00024695 | 0.00011257 | 0.00020554 | 5.6256e-05 | 5.3255e-07 | 0.00012679 | 5.4086e-05 | 5.8182e-05 | 6.8271e-05 | 4.2998e-05 | 0.00015307 | 0.00044893
0 | 2.3698e-07 | 5.7209e-07 | 3.9188e-07 | 0 | 0 | 0.00014003 | 0.00011033 | 0.00020014 | 4.4403e-05 | 5.9172e-07 | 0.0001186 | 6.5883e-05 | 7.102e-05 | 3.5412e-05 | 4.4535e-05 | 0.00011988 | 0.00011949
0 | 2.3698e-07 | 2.3943e-07 | 3.584e-07 | 0 | 0 | 5.9843e-05 | 0.00010768 | 0.00017049 | 7.1302e-05 | 5.6213e-07 | 0.00011261 | 2.0259e-05 | 5.6829e-05 | 4.3321e-05 | 2.8239e-05 | 9.305e-05 | 1.0875e-06
0 | 2.3698e-07 | 6.5168e-07 | 4.2413e-07 | 0 | 0 | 1.8582e-05 | 0.00010281 | 0.0001793 | 4.289e-05 | 1.2095e-05 | 0.00010502 | 7.6399e-06 | 3.9019e-05 | 2.8102e-05 | 1.2813e-05 | 5.6439e-05 | 1.1671e-06
0 | 2.3698e-07 | 8.9264e-07 | 2.3935e-07 | 0 | 0 | 4.3306e-06 | 0.00010171 | 2.3393e-05 | 4.0908e-05 | 2.874e-05 | 0.00010252 | 5.5854e-06 | 2.6778e-05 | 8.366e-06 | 9.7663e-06 | 3.4016e-05 | 1.1008e-06
0 | 2.3698e-07 | 5.8256e-07 | 2.5423e-07 | 0 | 0 | 8.8004e-06 | 0.00010379 | 3.3e-05 | 4.5954e-05 | 7.8143e-05 | 0.00010313 | 8.0008e-06 | 4.0529e-05 | 7.6833e-06 | 9.807e-06 | 3.954e-05 | 9.5489e-07
0 | 2.8438e-07 | 5.8256e-07 | 3.3732e-07 | 0 | 0 | 2.0145e-05 | 0.00010323 | 4.5066e-05 | 4.261e-05 | 7.9539e-05 | 0.00010171 | 4.7836e-06 | 2.7439e-05 | 9.6893e-06 | 1.0554e-05 | 5.5452e-05 | 1.0345e-06
0 | 2.3698e-07 | 5.7151e-07 | 2.9887e-07 | 0 | 0 | 3.8238e-06 | 9.8357e-05 | 8.7716e-05 | 4.6801e-05 | 6.0463e-07 | 9.7455e-05 | 9.0342e-06 | 4.1033e-05 | 7.6963e-06 | 1.0845e-05 | 4.6834e-05 | 1.2334e-06
0 | 2.3698e-07 | 9.7571e-07 | 3.584e-07 | 0 | 0 | 2.717e-05 | 8.9885e-05 | 0.00016961 | 5.7459e-05 | 4.3817e-05 | 9.9187e-05 | 2.0691e-05 | 4.1536e-05 | 5.0552e-05 | 1.1392e-05 | 8.4095e-05 | 1.618e-06
0 | 2.3698e-07 | 9.5871e-07 | 3.2864e-07 | 0 | 0 | 3.9073e-05 | 0.00010153 | 0.0001839 | 7.612e-05 | 0.0001149 | 0.00010091 | 8.703e-05 | 4.2417e-05 | 5.6871e-05 | 0.00018371 | 0.00019687 | 1.4854e-06
0 | 2.3698e-07 | 1.0403e-06 | 3.336e-07 | 0 | 0 | 0.00010472 | 9.8857e-05 | 0.00014172 | 0.00014716 | 6.3592e-05 | 0.00010373 | 9.8476e-05 | 2.7408e-05 | 0.00012297 | 0.00012548 | 0.00026191 | 0.00036249
0 | 2.8438e-07 | 1.0974e-06 | 3.3484e-07 | 0 | 0 | 0.0001419 | 0.00010006 | 4.1366e-05 | 9.7459e-05 | 4.6864e-05 | 0.00010282 | 0.00015594 | 3.8106e-05 | 6.3799e-05 | 0.00016347 | 0.00017655 | 0.00043363
0 | 2.3698e-07 | 7.3686e-07 | 4.1545e-07 | 0 | 0 | 0.00017639 | 0.00011317 | 4.4255e-05 | 6.507e-05 | 0.0001479 | 0.00011132 | 7.1807e-05 | 2.5677e-05 | 0.00010406 | 8.8843e-05 | 0.00017765 | 0.00023589
0 | 2.3698e-07 | 1.0288e-06 | 5.248e-07 | 0 | 0 | 0.00014572 | 0.00011277 | 2.7464e-05 | 9.3042e-05 | 0.00022571 | 0.00011697 | 5.7522e-05 | 2.467e-05 | 0.00012231 | 1.5688e-05 | 0.00011181 | 0.00024413
4.5405e-06 | 2.8438e-07 | 8.4507e-07 | 4.8117e-07 | 0 | 0 | 0.0001586 | 0.00010854 | 9.8257e-06 | 0.0001096 | 0.00024479 | 0.00011121 | 6.589e-05 | 2.3034e-05 | 0.00014358 | 1.6273e-05 | 0.00013535 | 0.00062281
1.9538e-07 | 2.3698e-07 | 7.9301e-07 | 1.0268e-06 | 0 | 0 | 0.00014816 | 0.00010645 | 9.8974e-06 | 0.00014209 | 0.00020397 | 0.00011558 | 0.00010868 | 1.1171e-05 | 0.00014101 | 1.9949e-05 | 0.00011807 | 0.00012292
0 | 2.3698e-07 | 8.4507e-07 | 1.9359e-06 | 0 | 0 | 0.00010549 | 0.00011404 | 9.594e-06 | 6.0568e-05 | 0.00015506 | 0.00011448 | 0.00012215 | 0.00073426 | 0.00010147 | 1.4581e-05 | 8.6049e-05 | 1.9774e-05
1.4451e-05 | 2.3698e-07 | 9.6651e-07 | 1.4547e-06 | 0 | 0 | 8.9432e-05 | 0.00011681 | 1.4778e-05 | 6.9963e-05 | 0.00015512 | 0.0001154 | 7.7828e-05 | 0.000228 | 0.00015359 | 1.7652e-05 | 7.4787e-05 | 3.5916e-06
0 | 4.7396e-07 | 1.5451e-06 | 4.4769e-07 | 0 | 0 | 0.00010291 | 0.00011703 | 1.5765e-05 | 5.081e-05 | 0.00015524 | 0.00012218 | 0.00011188 | 0.00039306 | 7.9942e-05 | 3.6791e-05 | 7.7466e-05 | 1.6313e-06
0 | 2.8438e-07 | 1.3098e-06 | 4.5637e-07 | 0 | 0 | 0.00012297 | 0.00012796 | 9.6608e-06 | 6.2081e-05 | 0.00012463 | 0.00012175 | 0.00015566 | 0.00019399 | 0.00020158 | 5.3083e-05 | 5.9452e-05 | 0.0001458
0 | 2.3698e-07 | 1.2762e-06 | 4.5637e-07 | 0 | 0 | 0.00016466 | 0.00011916 | 1.6626e-05 | 0.0001188 | 7.3211e-05 | 0.00012464 | 0.00032485 | 2.7722e-05 | 0.00046174 | 4.0794e-05 | 9.9045e-05 | 0.00022465
0 | 2.3698e-07 | 1.2232e-06 | 4.2661e-07 | 0 | 0 | 0.00018333 | 0.00011544 | 9.6371e-06 | 0.00019487 | 4.5037e-05 | 0.00012996 | 0.00043934 | 2.4953e-05 | 0.00046313 | 4.1149e-05 | 0.00017945 | 0.00010733
0 | 2.3698e-07 | 1.1319e-06 | 4.8365e-07 | 0 | 0 | 0.00016679 | 0.00011626 | 9.633e-06 | 8.2781e-05 | 5.9172e-07 | 0.00013817 | 0.00022316 | 4.0372e-05 | 0.00012436 | 5.9664e-05 | 0.00022684 | 1.0345e-06
0 | 2.8438e-07 | 3.7707e-07 | 3.4352e-07 | 0 | 0 | 0.00017592 | 0.00011767 | 2.2339e-05 | 0.00010651 | 6.5089e-07 | 0.00012703 | 9.7837e-05 | 2.7911e-05 | 4.9687e-05 | 5.0266e-05 | 0.00015441 | 6.6004e-05
0 | 2.3698e-07 | 3.5636e-07 | 1.6494e-07 | 0 | 0 | 0.0001949 | 0.00010531 | 0.00027245 | 5.5451e-05 | 5.6213e-07 | 0.00012925 | 0.00011116 | 4.012e-05 | 5.455e-05 | 5.5044e-05 | 0.00014259 | 3.4706e-06
0 | 2.3698e-07 | 3.0114e-07 | 4.3281e-07 | 0 | 0 | 0.00015486 | 0.0001008 | 0.00020625 | 8.8586e-05 | 5.9172e-07 | 0.00011854 | 3.9087e-05 | 4.1284e-05 | 2.3606e-05 | 4.0554e-05 | 0.00011174 | 3.7574e-06
0 | 4.7396e-07 | 3.3761e-07 | 4.6877e-07 | 0 | 0 | 5.9147e-05 | 0.00011556 | 0.00018269 | 6.7722e-05 | 6.5089e-07 | 0.0001115 | 1.9491e-05 | 4.1536e-05 | 2.095e-05 | 2.45e-05 | 6.9665e-05 | 9.5489e-07
0 | 5.2136e-07 | 2.9009e-07 | 1.9359e-06 | 0 | 0 | 3.4319e-05 | 9.9492e-05 | 2.9514e-05 | 4.3215e-05 | 6.2131e-07 | 0.00010815 | 3.9856e-05 | 2.854e-05 | 2.7242e-05 | 1.3906e-05 | 7.2717e-05 | 1.1008e-06
0 | 5.2136e-07 | 2.9148e-07 | 4.4521e-07 | 0 | 0 | 1.8959e-05 | 9.2998e-05 | 3.7639e-05 | 4.5643e-05 | 6.2131e-07 | 0.00010193 | 6.0485e-05 | 4.2008e-05 | 1.1984e-05 | 1.4904e-05 | 3.6603e-05 | 1.1671e-06
0 | 4.7396e-07 | 3.0114e-07 | 4.8985e-07 | 0 | 0 | 6.8528e-06 | 9.7791e-05 | 6.1962e-05 | 4.1506e-05 | 6.5089e-07 | 9.6805e-05 | 3.4789e-05 | 4.204e-05 | 1.5101e-05 | 1.6648e-05 | 4.7354e-05 | 1.2201e-06
0 | 5.2136e-07 | 3.8668e-07 | 4.6877e-07 | 0 | 0 | 3.4031e-06 | 8.9681e-05 | 0.00012576 | 4.6249e-05 | 5.9172e-07 | 9.8954e-05 | 8.8402e-06 | 4.163e-05 | 1.2301e-05 | 1.2868e-05 | 3.5521e-05 | 1.2334e-06
0 | 4.7396e-07 | 6.1676e-07 | 4.9234e-07 | 0 | 0 | 9.442e-06 | 9.3065e-05 | 0.00016014 | 4.2156e-05 | 6.5089e-07 | 9.2688e-05 | 1.4619e-05 | 4.0907e-05 | 1.5036e-05 | 1.0586e-05 | 6.2382e-05 | 1.2334e-06
0 | 5.2136e-07 | 3.1005e-07 | 5.3946e-07 | 0 | 0 | 3.2704e-05 | 9.0922e-05 | 0.00034955 | 3.9433e-05 | 4.3876e-05 | 9.4543e-05 | 4.537e-05 | 3.6879e-05 | 6.776e-05 | 1.0454e-05 | 0.00011972 | 1.6433e-06
0 | 5.2136e-07 | 9.7193e-07 | 4.5017e-07 | 0 | 0 | 7.1287e-05 | 9.2421e-05 | 0.00047763 | 6.7293e-05 | 4.6539e-05 | 9.6686e-05 | 8.163e-05 | 3.1184e-05 | 5.6479e-05 | 6.8947e-05 | 0.00021819 | 8.1759e-05
0 | 5.2136e-07 | 7.964e-07 | 4.3281e-07 | 0 | 0 | 0.00012267 | 9.772e-05 | 0.00027871 | 9.2497e-05 | 4.6716e-05 | 0.00010349 | 0.00011771 | 3.9365e-05 | 0.00012436 | 3.9284e-05 | 0.00027393 | 0.0002042
0 | 5.2136e-07 | 6.3852e-07 | 6.3123e-07 | 0 | 0 | 0.00020461 | 9.1339e-05 | 0.00012489 | 0.00011135 | 0.00010965 | 0.00010511 | 0.00010608 | 3.8484e-05 | 0.00013798 | 3.1037e-05 | 0.00026183 | 0.00021734
0 | 4.7396e-07 | 1.864e-06 | 2.5596e-06 | 0 | 0 | 0.00016709 | 0.00010524 | 6.9121e-05 | 0.00071969 | 0.00019752 | 0.00010328 | 7.6851e-05 | 2.5268e-05 | 0.00014903 | 1.2445e-05 | 0.00017217 | 0.00022338
0 | 5.2136e-07 | 1.1297e-06 | 1.0268e-06 | 0 | 0 | 0.00017678 | 9.2288e-05 | 3.7696e-05 | 0.0003048 | 0.00022397 | 0.00010152 | 9.6288e-05 | 2.4041e-05 | 7.8213e-05 | 1.1461e-05 | 0.0001164 | 0.00014412
4.5405e-06 | 5.2136e-07 | 1.0712e-06 | 2.1516e-06 | 0 | 0 | 0.0002049 | 0.00010877 | 2.4618e-05 | 6.6468e-05 | 0.00032169 | 0.00010604 | 7.1353e-05 | 2.2782e-05 | 0.00015721 | 1.0844e-05 | 9.3629e-05 | 0.00021407
1.9538e-07 | 4.7396e-07 | 8.1503e-07 | 1.3567e-06 | 0 | 0 | 0.00012114 | 0.00010889 | 1.7183e-05 | 4.9138e-05 | 0.00029885 | 0.00010678 | 7.7767e-05 | 1.0667e-05 | 0.00012273 | 1.3262e-05 | 9.0767e-05 | 0.00012688
7.8116e-07 | 2.3698e-07 | 7.5298e-07 | 1.1484e-06 | 0 | 0 | 0.00011788 | 0.00011734 | 1.8048e-05 | 7.491e-05 | 0.00025036 | 0.00010876 | 7.5861e-05 | 0.00065385 | 0.00010498 | 2.4238e-05 | 7.3114e-05 | 9.8042e-05
1.4451e-05 | 2.3698e-07 | 6.3425e-07 | 6.8728e-06 | 0 | 0 | 0.00012365 | 0.00011612 | 9.8136e-06 | 8.1529e-05 | 0.0002508 | 0.00011664 | 4.0576e-05 | 0.00026182 | 0.000146 | 3.2721e-05 | 5.8514e-05 | 4.2331e-05
0 | 4.7396e-07 | 8.4096e-07 | 5.8162e-07 | 0 | 0 | 0.00013268 | 0.00011868 | 3.5191e-05 | 4.5356e-05 | 0.00025003 | 0.00011702 | 8.9632e-05 | 0.00039838 | 0.00013958 | 1.7386e-05 | 0.00010024 | 4.7616e-05
4.1517e-06 | 2.3698e-07 | 8.6906e-07 | 4.8613e-07 | 0 | 0 | 0.00012549 | 0.00012494 | 9.7344e-06 | 6.7467e-05 | 0.00017225 | 0.00012239 | 0.00022534 | 0.00019607 | 9.9809e-05 | 2.7726e-05 | 5.9949e-05 | 0.00066211
0 | 2.8438e-07 | 7.5322e-07 | 4.7125e-07 | 0 | 0 | 0.0001667 | 0.00011573 | 2.465e-05 | 0.00010455 | 8.9557e-05 | 0.00012177 | 0.00033045 | 0.00015453 | 0.00037451 | 3.0584e-05 | 0.00010318 | 0.00012569
0 | 2.3698e-07 | 6.309e-07 | 4.6257e-07 | 0 | 0 | 0.00019847 | 0.00012062 | 6.1044e-05 | 0.00014004 | 0.00011564 | 0.00012846 | 0.00043832 | 0.00019601 | 0.00059269 | 5.042e-05 | 0.00015367 | 2.4191e-05
9.6104e-07 | 2.3698e-07 | 6.5789e-07 | 4.4149e-07 | 0 | 0 | 0.00018665 | 0.00012218 | 2.8466e-05 | 0.00016511 | 0.00011501 | 0.00013809 | 0.00023678 | 0.00020479 | 0.00047113 | 5.956e-05 | 0.000207 | 1.0875e-06
0 | 2.3698e-07 | 7.5884e-07 | 3.2864e-07 | 0 | 0 | 0.00016379 | 0.00011661 | 9.9291e-06 | 0.00014944 | 1.2834e-05 | 0.00012529 | 0.00014595 | 6.7181e-05 | 0.00011731 | 0.00011576 | 0.0001893 | 3.9356e-06
0 | 2.3698e-07 | 5.3566e-07 | 3.646e-07 | 0 | 0 | 0.00013449 | 0.00011012 | 9.64e-06 | 6.4759e-05 | 6.5089e-07 | 0.00012265 | 7.1334e-05 | 2.3002e-05 | 5.3886e-05 | 0.00016835 | 0.00016943 | 8.4248e-05
0 | 2.8438e-07 | 1.0548e-06 | 3.708e-07 | 0 | 0 | 0.00012529 | 0.00010519 | 9.7627e-06 | 7.1324e-05 | 5.9172e-07 | 0.00011699 | 2.3222e-05 | 2.3789e-05 | 9.394e-05 | 1.5593e-05 | 0.00010004 | 3.6778e-06
0 | 2.3698e-07 | 6.0972e-07 | 3.4352e-07 | 0 | 0 | 3.2613e-05 | 0.00010062 | 2.2612e-05 | 6.8079e-05 | 6.2131e-07 | 0.00011199 | 2.2861e-05 | 2.5048e-05 | 2.993e-05 | 1.0563e-05 | 8.0593e-05 | 6.0135e-05
4.0603e-06 | 2.4933e-07 | 1.1838e-06 | 1.6706e-06 | 0 | 0 | 2.4731e-05 | 0.00010506 | 2.6718e-05 | 4.0094e-05 | 7.6554e-07 | 0.00010502 | 7.2454e-05 | 3.1924e-05 | 4.727e-06 | 1.7405e-05 | 4.5513e-05 | 0
4.0603e-06 | 2.4933e-07 | 1.245e-06 | 3.4491e-07 | 0 | 0 | 1.8639e-05 | 0.000101 | 3.9206e-05 | 5.4982e-05 | 5.9912e-07 | 9.7089e-05 | 1.2864e-05 | 2.2759e-05 | 5.113e-06 | 1.665e-05 | 3.914e-05 | 3.0406e-07
4.0603e-06 | 2.4933e-07 | 5.7663e-07 | 4.4327e-07 | 0 | 0 | 1.5766e-05 | 9.9745e-05 | 7.9131e-05 | 4.6775e-05 | 6.9897e-07 | 9.3579e-05 | 1.439e-05 | 3.3366e-05 | 2.0874e-05 | 1.6729e-05 | 2.7954e-05 | 7.6016e-08
4.0603e-06 | 2.4933e-07 | 7.2947e-07 | 1.8647e-06 | 0 | 0 | 1.0844e-05 | 0.00010076 | 0.00010134 | 3.8619e-05 | 6.9897e-07 | 9.7615e-05 | 6.3265e-06 | 2.5951e-05 | 5.1772e-06 | 1.6748e-05 | 3.588e-05 | 0
4.0603e-06 | 2.4933e-07 | 5.3095e-07 | 4.0527e-07 | 0 | 0 | 8.0467e-06 | 9.3453e-05 | 0.00014253 | 4.2151e-05 | 6.9897e-07 | 9.5855e-05 | 8.4761e-06 | 3.1615e-05 | 5.3089e-06 | 1.6299e-05 | 4.1381e-05 | 6.0813e-07
5.3097e-06 | 4.9865e-07 | 3.052e-07 | 2.0698e-06 | 0 | 0 | 1.4103e-05 | 9.8822e-05 | 0.00018061 | 6.9188e-05 | 4.8595e-05 | 9.2342e-05 | 3.1298e-05 | 3.4113e-05 | 5.775e-05 | 2.0843e-05 | 8.2929e-05 | 1.6047e-05
4.0603e-06 | 5.4852e-07 | 5.9969e-06 | 3.794e-07 | 0 | 0 | 4.2927e-05 | 9.5724e-05 | 0.0002372 | 5.517e-05 | 5.2556e-05 | 9.6223e-05 | 6.0603e-05 | 3.4293e-05 | 0.00012032 | 2.8301e-05 | 0.0001125 | 3.9985e-05
5.4658e-06 | 5.4852e-07 | 3.0766e-06 | 2.1237e-06 | 0 | 0 | 0.00010324 | 9.2085e-05 | 0.00026521 | 6.1254e-05 | 5.2622e-05 | 9.6577e-05 | 9.7653e-05 | 2.2811e-05 | 0.00017546 | 7.1147e-05 | 0.00022438 | 0.00012422
4.0603e-06 | 3.4906e-07 | 2.2469e-06 | 5.6974e-07 | 0 | 0 | 0.0001904 | 9.6007e-05 | 0.00011387 | 0.00010353 | 0.00010791 | 9.8058e-05 | 0.00011986 | 5.7979e-05 | 0.00013712 | 3.254e-05 | 0.00024512 | 7.1771e-05
0 | 4.9865e-07 | 1.8321e-06 | 4.6946e-07 | 0 | 0 | 0.00025266 | 0.00010382 | 4.2208e-05 | 5.5648e-05 | 0.00022244 | 9.9791e-05 | 0.0001312 | 2.5205e-05 | 0.00015526 | 2.7391e-05 | 0.00021852 | 8.9557e-05
0 | 4.9865e-07 | 8.3917e-07 | 4.4838e-07 | 0 | 0 | 0.00022683 | 0.00011096 | 2.4966e-05 | 5.6161e-05 | 0.00025206 | 0.00010477 | 0.00010881 | 2.0777e-05 | 0.00014345 | 3.563e-05 | 0.00020153 | 0.0001676
0 | 2.4933e-07 | 1.0707e-06 | 4.5509e-07 | 0 | 0 | 0.00025092 | 0.00010573 | 9.038e-06 | 0.00010324 | 0.00035463 | 0.00010507 | 0.00017471 | 1.8743e-05 | 0.00012324 | 3.5383e-05 | 0.00020102 | 8.0663e-05
0 | 2.9919e-07 | 7.0875e-07 | 4.4167e-07 | 0 | 0 | 0.0001946 | 0.00012689 | 9.0291e-06 | 0.00010355 | 0.00054352 | 0.00012567 | 0.00010006 | 9.4486e-06 | 8.0899e-05 | 3.4152e-05 | 0.00012931 | 7.1481e-05
0 | 2.4933e-07 | 4.2034e-06 | 4.4924e-06 | 0 | 0 | 0.00020526 | 0.00012411 | 9.0498e-06 | 6.1901e-05 | 0.00053272 | 0.0001115 | 7.7799e-05 | 0.00049338 | 7.1253e-05 | 3.5905e-05 | 7.9128e-05 | 2.0482e-06
0 | 5.7345e-06 | 1.7136e-06 | 1.1047e-06 | 0 | 0 | 0.00012672 | 0.00012431 | 9.1769e-06 | 5.0157e-05 | 0.00054266 | 0.00011284 | 5.6734e-05 | 0.00027772 | 5.08e-05 | 4.2627e-05 | 8.4929e-05 | 5.376e-06
0 | 7.7291e-06 | 1.3111e-06 | 4.158e-07 | 0 | 0 | 0.00012725 | 0.0001264 | 8.9825e-06 | 4.3419e-05 | 0.00041137 | 0.00011748 | 0.00012981 | 0.00032547 | 9.0964e-05 | 3.8613e-05 | 9.5659e-05 | 8.1506e-07
0 | 7.5296e-06 | 1.4773e-06 | 4.4838e-07 | 0 | 0 | 0.00014189 | 0.00013608 | 9.0705e-06 | 0.00013032 | 0.00021956 | 0.00011773 | 0.00018904 | 0.00035088 | 0.00020472 | 4.2753e-05 | 8.9025e-05 | 4.2248e-05
0 | 1.496e-05 | 1.0682e-05 | 4.158e-07 | 0 | 0 | 0.00019907 | 0.00013257 | 9.2291e-06 | 0.00021896 | 8.9501e-05 | 0.00012307 | 0.00030722 | 0.00018965 | 0.00035874 | 6.6355e-05 | 0.00013821 | 2.7442e-05
0 | 1.2965e-05 | 1.731e-05 | 3.976e-07 | 0 | 0 | 0.00023506 | 0.00011349 | 8.9734e-06 | 9.5772e-05 | 4.3536e-05 | 0.00013182 | 0.00025942 | 0.00019263 | 0.00029223 | 8.6734e-05 | 0.00015929 | 9.9826e-06
0 | 7.7291e-06 | 1.6294e-05 | 3.9952e-07 | 0 | 0 | 0.00015034 | 0.00012028 | 1.7199e-05 | 0.00012534 | 5.5585e-06 | 0.00012863 | 0.00014758 | 0.0001851 | 0.00020413 | 9.6912e-05 | 0.00018057 | 0.00038221
0 | 7.779e-06 | 1.5344e-06 | 4.5509e-07 | 0 | 0 | 0.00012146 | 0.00011732 | 2.8165e-05 | 9.3761e-05 | 1.0984e-06 | 0.0001229 | 9.0478e-05 | 0.00019422 | 0.0001742 | 9.6537e-05 | 0.00015368 | 0.00041528
0 | 7.7291e-06 | 3.1766e-06 | 4.7137e-07 | 0 | 0 | 0.00010857 | 0.00011692 | 1.118e-05 | 6.6711e-05 | 1.0984e-06 | 0.0001341 | 5.623e-05 | 0.00017865 | 3.5218e-05 | 0.00010387 | 0.00013349 | 9.3181e-05
0 | 1.496e-06 | 3.6898e-06 | 6.879e-07 | 0 | 0 | 7.6838e-05 | 0.00011649 | 9.8528e-06 | 5.3128e-05 | 6.9897e-07 | 0.00011669 | 5.0335e-05 | 2.1189e-05 | 4.3384e-05 | 9.2211e-05 | 0.00010343 | 0.00075527
0 | 2.4933e-07 | 2.6391e-07 | 2.2776e-06 | 0 | 0 | 6.8538e-05 | 0.00011682 | 9.1236e-06 | 4.4212e-05 | 6.6568e-07 | 0.00010986 | 2.7141e-05 | 2.2115e-05 | 6.8956e-06 | 9.7821e-05 | 5.19e-05 | 4.3877e-05
0 | 2.4933e-07 | 3.5489e-07 | 5.8538e-07 | 0 | 0 | 3.6762e-05 | 0.00010545 | 8.915e-06 | 4.842e-05 | 7.3225e-07 | 0.00010612 | 1.0581e-05 | 2.2347e-05 | 4.6209e-06 | 5.4751e-05 | 4.9492e-05 | 7.6016e-08
0 | 2.9919e-07 | 2.8581e-07 | 4.5509e-07 | 0 | 0 | 1.3148e-05 | 0.00010393 | 9.0875e-06 | 4.3151e-05 | 6.324e-07 | 0.00010565 | 1.1221e-05 | 2.245e-05 | 8.0652e-06 | 2.8486e-05 | 3.6166e-05 | 1.5203e-07
0 | 2.4933e-07 | 2.7563e-07 | 4.7808e-07 | 0 | 0 | 2.8866e-05 | 0.00010515 | 9.0347e-06 | 4.6912e-05 | 8.3211e-07 | 0.00010137 | 1.1485e-05 | 2.3377e-05 | 5.0916e-06 | 2.6677e-05 | 3.3631e-05 | 1.5203e-07
1.2493e-06 | 2.4933e-07 | 2.8581e-07 | 4.2539e-07 | 0 | 0 | 8.4858e-06 | 0.00010426 | 2.77e-05 | 7.1023e-05 | 7.6554e-07 | 0.00010328 | 5.3589e-06 | 3.524e-05 | 5.3269e-06 | 2.5459e-05 | 4.2419e-05 | 2.2805e-07
0 | 2.4933e-07 | 2.8581e-07 | 3.7224e-06 | 0 | 0 | 1.4115e-05 | 0.00010221 | 8.878e-05 | 4.2906e-05 | 6.9897e-07 | 9.743e-05 | 6.381e-06 | 2.4098e-05 | 1.0761e-05 | 2.4673e-05 | 3.1924e-05 | 3.0406e-07
0 | 2.4933e-07 | 3.3422e-07 | 4.8095e-07 | 0 | 0 | 8.7407e-06 | 9.3189e-05 | 0.00010398 | 3.8492e-05 | 4.9394e-05 | 9.3739e-05 | 3.1073e-05 | 2.8835e-05 | 2.2275e-05 | 2.4571e-05 | 5.6799e-05 | 1.0642e-06
1.4055e-06 | 2.4933e-07 | 1.4903e-06 | 1.8555e-06 | 0 | 0 | 2.5876e-05 | 0.00010251 | 0.0001258 | 4.9553e-05 | 5.2489e-05 | 9.2988e-05 | 5.3642e-05 | 2.9968e-05 | 5.7408e-05 | 2.4657e-05 | 8.9394e-05 | 2.9646e-06
2.6548e-06 | 2.4933e-07 | 4.0214e-07 | 7.2878e-07 | 0 | 0 | 8.7806e-05 | 9.3143e-05 | 0.00013229 | 7.4091e-05 | 9.5526e-05 | 9.3916e-05 | 0.0002119 | 2.3377e-05 | 0.00024388 | 3.1963e-05 | 0.00015003 | 0.000104
1.4055e-06 | 4.9865e-07 | 6.9963e-07 | 4.4167e-07 | 0 | 0 | 0.00016013 | 0.0001003 | 5.2965e-05 | 8.6861e-05 | 0.00018728 | 0.0001071 | 0.00020563 | 6.753e-05 | 0.00021835 | 4.2623e-05 | 0.00026281 | 0.0003266
0 | 2.9919e-07 | 9.6097e-07 | 4.8095e-07 | 0 | 0 | 0.0002439 | 0.00011227 | 2.424e-05 | 4.722e-05 | 0.00021884 | 0.00011271 | 0.00019091 | 2.3866e-05 | 0.00015258 | 5.5435e-05 | 0.0002449 | 0.00035624
0 | 2.4933e-07 | 3.1203e-06 | 4.4359e-07 | 0 | 0 | 0.00027949 | 0.00010912 | 1.0754e-05 | 6.8916e-05 | 0.00037288 | 0.00010549 | 0.00019402 | 1.1096e-05 | 0.00018308 | 4.563e-05 | 0.00024358 | 0.00051261
0 | 2.4933e-07 | 1.1674e-06 | 4.4359e-07 | 0 | 0 | 0.00026616 | 0.00011959 | 9.1609e-06 | 7.2049e-05 | 0.00044053 | 0.000111 | 0.0001877 | 4.6193e-05 | 0.00038565 | 4.4424e-05 | 0.00024151 | 7.5686e-05
0 | 2.4933e-07 | 1.6603e-06 | 4.388e-07 | 0 | 0 | 0.00029276 | 0.0001318 | 9.0903e-06 | 8.8325e-05 | 0.00040919 | 0.0001165 | 0.0002167 | 7.0249e-05 | 0.00019341 | 3.8558e-05 | 0.0001664 | 7.8108e-05
0 | 2.9919e-07 | 8.077e-07 | 4.3688e-07 | 0 | 0 | 0.00022765 | 0.00012894 | 9.0219e-06 | 6.6325e-05 | 0.00043279 | 0.00012458 | 0.00016942 | 0.00059112 | 0.00016485 | 3.3102e-05 | 0.00011721 | 0.00024083
0 | 6.9811e-06 | 6.4822e-07 | 4.4838e-07 | 0 | 0 | 0.00025142 | 0.00012474 | 8.9404e-06 | 5.9098e-05 | 0.0005085 | 0.00012418 | 0.00015014 | 0.00032176 | 0.00021447 | 3.7889e-05 | 0.0001272 | 0.00019518
0 | 7.4798e-06 | 7.0518e-07 | 4.3209e-07 | 0 | 0 | 0.00018851 | 0.00013931 | 9.0652e-06 | 4.3525e-05 | 0.00045518 | 0.00012437 | 0.00016901 | 0.00043139 | 0.00023557 | 3.4048e-05 | 9.2488e-05 | 0.00019822
0 | 7.7291e-06 | 5.7986e-07 | 4.4838e-07 | 0 | 0 | 0.00016945 | 0.00013044 | 9.1438e-06 | 4.884e-05 | 0.00041547 | 0.00013098 | 0.00038626 | 0.0003181 | 0.0003647 | 2.265e-05 | 0.00014561 | 0.00011838
0 | 7.5296e-06 | 6.1063e-07 | 4.388e-07 | 0 | 0 | 0.00021936 | 0.00013016 | 1.6029e-05 | 0.00010177 | 0.00031669 | 0.00012335 | 0.00040179 | 0.00024622 | 0.0004194 | 2.5761e-05 | 0.00017964 | 0.00019177
0 | 7.7291e-06 | 7.3102e-07 | 4.4359e-07 | 0 | 0 | 0.00021773 | 0.0001291 | 9.1614e-06 | 0.00015046 | 0.00029529 | 0.00012887 | 0.00033291 | 0.0001649 | 0.00053282 | 4.8199e-05 | 0.0002062 | 0.00011857
0 | 7.4798e-06 | 7.8518e-07 | 4.5988e-07 | 0 | 0 | 0.00019514 | 0.00011672 | 9.0395e-06 | 0.00015697 | 0.00014937 | 0.00012693 | 0.00023362 | 0.00037212 | 0.00024306 | 7.605e-05 | 0.00015333 | 9.4651e-05
2.6548e-06 | 7.7291e-06 | 9.4106e-07 | 4.503e-07 | 0 | 0 | 0.00015629 | 0.00012435 | 9.1576e-06 | 7.1901e-05 | 6.314e-05 | 0.00012404 | 0.00019631 | 0.00036818 | 0.00014134 | 8.2882e-05 | 0.00014556 | 4.5002e-05
4.0603e-06 | 2.7924e-06 | 2.2723e-07 | 2.4881e-05 | 0 | 0 | 0.0001424 | 0.00012317 | 9.1534e-06 | 5.7365e-05 | 5.3055e-05 | 0.00012234 | 9.3324e-05 | 0.00019597 | 0.00011405 | 4.9289e-05 | 0.0001518 | 0.00012044
2.6548e-06 | 2.4933e-07 | 4.7243e-07 | 1.0025e-05 | 0 | 0 | 0.00014227 | 0.00011409 | 2.7936e-05 | 6.1349e-05 | 5.2523e-05 | 0.00011612 | 4.2215e-05 | 5.2392e-05 | 3.3839e-05 | 4.0154e-05 | 0.00012145 | 6.6484e-05
0 | 2.4933e-07 | 2.7563e-07 | 3.1377e-06 | 0 | 0 | 9.2223e-05 | 0.00012855 | 2.2917e-05 | 6.071e-05 | 5.2456e-05 | 0.00011491 | 2.4777e-05 | 4.611e-05 | 1.3695e-05 | 3.7953e-05 | 0.00011524 | 7.6016e-08
9.37e-07 | 2.4933e-07 | 2.8581e-07 | 3.0898e-06 | 0 | 0 | 4.4721e-05 | 0.0001044 | 2.5398e-05 | 5.6187e-05 | 5.4087e-05 | 0.00011472 | 2.8874e-05 | 4.3047e-05 | 5.8617e-06 | 3.7247e-05 | 7.0157e-05 | 0
0 | 2.9919e-07 | 1.2552e-06 | 1.7245e-07 | 0 | 0 | 3.0861e-05 | 0.00010823 | 2.7187e-05 | 5.8692e-05 | 5.2389e-05 | 0.00010803 | 1.1912e-05 | 4.127e-05 | 6.2896e-06 | 2.4965e-05 | 3.3414e-05 | 5.4716e-05
0 | 3.0916e-07 | 3.6397e-07 | 6.1558e-07 | 0 | 0 | 6.6115e-06 | 0.00010278 | 3.7207e-05 | 6.0517e-05 | 5.5333e-05 | 9.7754e-05 | 2.5758e-06 | 5.5163e-05 | 8.5263e-06 | 1.2459e-05 | 2.4493e-05 | 2.1855e-07
0 | 2.4933e-07 | 2.1704e-07 | 1.7245e-07 | 0 | 0 | 1.5656e-05 | 0.00011164 | 2.7959e-05 | 5.5602e-05 | 5.2256e-05 | 0.00010294 | 1.9048e-05 | 3.9957e-05 | 7.847e-06 | 1.7098e-05 | 4.0037e-05 | 1.0277e-05
0 | 2.4933e-07 | 3.3471e-07 | 1.7724e-07 | 0 | 0 | 7.4182e-06 | 0.00010268 | 5.0966e-05 | 5.4886e-05 | 5.2323e-05 | 0.00010701 | 2.198e-05 | 3.8593e-05 | 5.7762e-06 | 1.6388e-05 | 4.2974e-05 | 1.5203e-07
0 | 2.4933e-07 | 6.3733e-07 | 1.8682e-07 | 0 | 0 | 2.8528e-06 | 0.00010514 | 7.1903e-05 | 3.9346e-05 | 5.1957e-05 | 9.919e-05 | 1.7008e-05 | 3.746e-05 | 1.3747e-05 | 1.678e-05 | 4.7316e-05 | 2.2805e-07
0 | 2.4933e-07 | 3.3422e-07 | 1.8203e-07 | 0 | 0 | 9.665e-06 | 0.00011222 | 9.5958e-05 | 4.0189e-05 | 5.1957e-05 | 9.4246e-05 | 8.87e-05 | 3.6971e-05 | 3.0468e-05 | 1.8056e-05 | 6.2935e-05 | 1.2163e-06
0 | 2.4933e-07 | 5.1504e-05 | 1.8203e-07 | 0 | 0 | 4.328e-05 | 0.00010065 | 0.00011926 | 7.9928e-05 | 5.169e-05 | 9.8678e-05 | 9.5681e-05 | 3.5709e-05 | 6.5429e-05 | 6.0801e-05 | 0.00013815 | 6.7741e-06
0 | 2.9919e-07 | 1.4798e-06 | 1.8682e-07 | 0 | 0 | 0.00011633 | 0.0001018 | 0.0001326 | 6.7793e-05 | 9.3329e-05 | 9.9545e-05 | 0.00025416 | 3.3958e-05 | 0.00022095 | 4.7951e-05 | 0.00017329 | 2.1675e-06
0 | 2.4933e-07 | 1.4253e-06 | 1.7724e-07 | 0 | 0 | 0.0001443 | 0.00010822 | 0.00010715 | 6.2939e-05 | 0.00013014 | 0.00010575 | 0.00022841 | 6.0322e-05 | 0.00028666 | 9.6706e-05 | 0.00016971 | 6.0281e-05
0 | 2.4933e-07 | 1.2821e-06 | 1.6335e-06 | 0 | 0 | 0.00016373 | 0.00010449 | 3.8442e-05 | 4.4452e-05 | 0.00023405 | 0.0001095 | 0.00026166 | 3.2723e-05 | 0.00025098 | 5.4593e-05 | 0.00022918 | 8.2076e-06
0 | 2.4933e-07 | 7.1048e-06 | 1.5109e-06 | 0 | 0 | 0.00018519 | 0.00010788 | 9.1938e-06 | 0.00012146 | 0.0002935 | 0.00010674 | 0.00031342 | 2.4922e-05 | 0.00019053 | 5.295e-05 | 0.00021028 | 1.8066e-05
0 | 2.9919e-07 | 8.8025e-06 | 4.4167e-07 | 0 | 0 | 0.0001366 | 0.00011732 | 1.4215e-05 | 5.8491e-05 | 0.00030508 | 0.00011467 | 0.00038482 | 1.4459e-05 | 0.00033 | 5.2136e-05 | 0.0001713 | 0.00020814
0 | 2.4933e-07 | 4.6531e-06 | 4.5796e-07 | 0 | 0 | 0.00018733 | 0.000124 | 2.1219e-05 | 5.451e-05 | 0.00031601 | 0.00011975 | 0.00036807 | 0.00015439 | 0.00037692 | 3.337e-05 | 0.00014598 | 9.16e-05
0 | 2.4933e-07 | 2.7115e-05 | 4.5796e-07 | 0 | 0 | 0.00015955 | 0.00011924 | 1.5194e-05 | 0.00012464 | 0.00037102 | 0.00011875 | 0.00035984 | 0.00066455 | 0.00031892 | 3.0869e-05 | 0.00012792 | 9.8593e-05
0 | 2.4933e-07 | 8.8526e-05 | 4.5317e-07 | 0 | 0 | 0.0001157 | 0.00012861 | 1.5119e-05 | 0.00011274 | 0.00035864 | 0.00011851 | 0.00028012 | 0.00025416 | 0.00019316 | 3.2827e-05 | 9.3907e-05 | 8.1565e-05
0 | 4.9865e-07 | 5.1537e-05 | 4.9628e-07 | 0 | 0 | 0.00012593 | 0.0001341 | 1.4183e-05 | 0.00011968 | 0.00028938 | 0.00012323 | 0.00026298 | 0.00033402 | 0.00022416 | 5.0505e-05 | 0.00011057 | 8.9417e-05
0 | 2.9919e-07 | 4.9494e-06 | 4.5796e-07 | 0 | 0 | 0.00013481 | 0.00012895 | 9.1368e-06 | 9.4292e-05 | 0.00023901 | 0.00012252 | 0.00032559 | 0.00033282 | 0.00034082 | 5.83e-05 | 0.00013874 | 1.7267e-06
0 | 2.4933e-07 | 1.1723e-06 | 4.0718e-07 | 0 | 0 | 0.00019 | 0.00012484 | 9.1205e-06 | 4.1193e-05 | 0.00016036 | 0.00012373 | 0.00030901 | 0.00018223 | 0.00033611 | 6.7487e-05 | 9.7698e-05 | 1.2304e-05
0 | 2.4933e-07 | 1.0357e-06 | 2.8263e-07 | 0 | 0 | 0.00016818 | 0.00012634 | 9.1992e-06 | 6.1292e-05 | 0.00017081 | 0.0001234 | 0.00016371 | 0.00017633 | 0.00020249 | 6.6684e-05 | 0.00015106 | 8.9178e-05
0 | 4.9865e-07 | 9.1806e-07 | 2.5293e-07 | 0 | 0 | 0.00019734 | 0.00011513 | 8.9471e-06 | 8.4393e-05 | 0.00017654 | 0.00012969 | 0.00010762 | 7.6742e-05 | 8.0891e-05 | 9.4146e-05 | 0.00016276 | 3.3447e-06
2.811e-06 | 2.9919e-07 | 5.2116e-07 | 3.0563e-07 | 0 | 0 | 0.0001826 | 0.00012549 | 9.0552e-06 | 5.6556e-05 | 0.00015274 | 0.00012922 | 7.776e-05 | 2.6775e-06 | 5.8716e-05 | 7.8718e-05 | 0.00012528 | 5.5492e-06
2.6548e-06 | 2.4933e-07 | 5.0109e-07 | 3.6119e-07 | 0 | 0 | 0.00015994 | 0.00011585 | 9.0658e-06 | 4.7613e-05 | 0.00014222 | 0.0001247 | 2.6357e-05 | 0.0004256 | 5.5671e-05 | 5.787e-05 | 0.00013735 | 1.5203e-07
1.4055e-06 | 2.4933e-07 | 3.2459e-07 | 2.2132e-07 | 0 | 0 | 0.00010887 | 0.00011293 | 1.2585e-05 | 4.5966e-05 | 0.00014222 | 0.0001106 | 3.587e-05 | 7.0218e-05 | 4.2821e-05 | 3.7838e-05 | 8.0918e-05 | 3.0406e-07
0 | 2.4933e-07 | 2.9502e-07 | 2.8359e-07 | 0 | 0 | 4.7882e-05 | 0.00011011 | 1.9527e-05 | 4.6669e-05 | 0.00013483 | 0.00010797 | 1.202e-05 | 5.9724e-05 | 1.4064e-05 | 1.777e-05 | 5.078e-05 | 1.5203e-07
0 | 2.4933e-07 | 7.6259e-07 | 1.8203e-07 | 0 | 0 | 3.4466e-05 | 0.00010148 | 2.8436e-05 | 6.8387e-05 | 0.00013131 | 0.0001044 | 1.1107e-05 | 4.3252e-05 | 6.6747e-06 | 1.5924e-05 | 3.8382e-05 | 7.6016e-08
0 | 2.4933e-07 | 4.6115e-07 | 2.5389e-07 | 0 | 0 | 2.2917e-05 | 0.00010921 | 7.1261e-05 | 4.7236e-05 | 0.00013094 | 9.8368e-05 | 5.6755e-05 | 4.2017e-05 | 6.7988e-06 | 1.602e-05 | 3.4359e-05 | 2.2805e-07
0 | 2.4933e-07 | 3.7299e-07 | 3.0179e-07 | 0 | 0 | 4.6053e-06 | 0.00010217 | 9.9279e-05 | 4.376e-05 | 0.00013084 | 0.00010226 | 1.2427e-05 | 4.0369e-05 | 6.4436e-06 | 1.5473e-05 | 4.4902e-05 | 3.8008e-07
0 | 2.4933e-07 | 4.2641e-07 | 3.3724e-07 | 0 | 0 | 5.9343e-06 | 9.6177e-05 | 0.00011172 | 4.4416e-05 | 0.00013104 | 0.00010184 | 1.4423e-05 | 3.903e-05 | 5.6649e-06 | 1.5022e-05 | 4.152e-05 | 0
1.2493e-06 | 2.4933e-07 | 3.4398e-07 | 3.564e-07 | 0 | 0 | 1.5993e-05 | 0.00010325 | 0.00015759 | 6.7583e-05 | 0.00013017 | 0.0001002 | 2.7934e-05 | 3.849e-05 | 2.1586e-05 | 1.5674e-05 | 7.677e-05 | 1.5203e-07
0 | 2.4933e-07 | 7.5551e-07 | 2.6922e-07 | 0 | 0 | 5.177e-05 | 8.9059e-05 | 0.0001781 | 6.3172e-05 | 0.00013007 | 0.0001057 | 3.4736e-05 | 3.8387e-05 | 3.9175e-05 | 4.1351e-05 | 0.00013187 | 5.3211e-07
1.4055e-06 | 3.9892e-07 | 4.8582e-07 | 3.1521e-07 | 0 | 0 | 0.00011133 | 9.29e-05 | 0.00019495 | 7.1023e-05 | 0.00013004 | 9.6446e-05 | 8.0901e-05 | 3.7485e-05 | 0.00010752 | 3.6571e-05 | 0.00019967 | 9.8365e-06
4.0603e-06 | 5.4852e-07 | 3.9733e-07 | 1.349e-06 | 0 | 0 | 0.00016867 | 9.9914e-05 | 0.00011969 | 9.4426e-05 | 0.00019378 | 0.00010227 | 0.00010594 | 3.5606e-05 | 8.5801e-05 | 2.9597e-05 | 0.00019998 | 6.6652e-05
5.3097e-06 | 2.9919e-07 | 1.1038e-06 | 8.7855e-07 | 0 | 0 | 0.00021583 | 0.00010163 | 5.4469e-05 | 7.0097e-05 | 0.00031454 | 0.00010387 | 0.00010871 | 6.0347e-05 | 8.0815e-05 | 3.2703e-05 | 0.00023627 | 0.00037605
2.811e-06 | 2.4933e-07 | 7.9603e-07 | 4.8958e-07 | 0 | 0 | 0.00029089 | 0.00010599 | 1.9114e-05 | 8.389e-05 | 0.00023905 | 0.00010017 | 8.2407e-05 | 4.0034e-05 | 0.00012752 | 3.8844e-05 | 0.0001874 | 1.7013e-05
0 | 2.4933e-07 | 7.512e-07 | 4.4359e-07 | 0 | 0 | 0.00027409 | 0.00010845 | 1.151e-05 | 9.4896e-05 | 0.00028721 | 0.00010295 | 9.7715e-05 | 2.4819e-05 | 0.00011576 | 4.053e-05 | 0.00017858 | 0.00011882
0 | 2.4933e-07 | 8.5451e-07 | 1.3059e-06 | 0 | 3.1412e-05 | 0.00024533 | 0.00011397 | 1.2445e-05 | 0.00017398 | 0.00038077 | 0.00010756 | 9.1959e-05 | 2.2424e-05 | 7.1629e-05 | 5.8898e-05 | 0.00015768 | 9.4285e-05
0 | 2.4933e-07 | 7.1845e-07 | 4.4359e-07 | 0 | 0 | 0.00025475 | 0.00011316 | 9.1074e-06 | 0.00011236 | 0.00040464 | 0.0001101 | 8.9065e-05 | 1.1946e-05 | 8.1755e-05 | 4.9973e-05 | 0.00011882 | 1.8962e-06
0 | 2.9919e-07 | 7.7346e-07 | 4.4359e-07 | 0 | 0 | 0.00017173 | 0.00012277 | 9.1654e-06 | 9.8346e-05 | 0.00040476 | 0.00010917 | 9.5826e-05 | 0.00047373 | 4.223e-05 | 7.9016e-05 | 0.00010423 | 4.7679e-06
0 | 1.496e-06 | 1.6881e-06 | 4.4359e-07 | 0 | 0 | 0.0001287 | 0.00013112 | 9.3032e-06 | 7.5762e-05 | 0.00038867 | 0.00011069 | 8.8403e-05 | 0.00021714 | 5.7419e-05 | 2.886e-05 | 8.604e-05 | 0.00010709
0 | 7.9784e-06 | 6.5629e-07 | 3.794e-07 | 0 | 0 | 0.00014328 | 0.00013014 | 9.247e-06 | 0.00013741 | 0.00031387 | 0.00011343 | 0.00011544 | 0.0003301 | 9.945e-05 | 2.6291e-05 | 9.1059e-05 | 2.6779e-05
0 | 7.5296e-06 | 6.2204e-07 | 3.5832e-07 | 0 | 8.6317e-05 | 0.00018568 | 0.00013332 | 9.2687e-06 | 0.00017282 | 0.00028653 | 0.00011843 | 0.00032282 | 0.00016484 | 0.00029091 | 2.503e-05 | 0.00016211 | 4.0187e-05
0 | 7.7291e-06 | 8.6272e-07 | 1.0462e-06 | 0 | 0 | 0.00021768 | 0.00012762 | 9.4857e-06 | 0.00016103 | 6.3007e-05 | 0.00012463 | 0.00048863 | 0.00017023 | 0.00033625 | 2.5717e-05 | 0.00017555 | 5.8147e-05
1.2144e-05 | 7.4798e-06 | 7.1051e-07 | 1.6969e-05 | 0 | 1.5128e-05 | 0.00017435 | 0.00012561 | 9.1492e-06 | 0.00014216 | 5.169e-05 | 0.00012212 | 0.00034428 | 0.0001745 | 0.00015539 | 4.7186e-05 | 0.00020023 | 0.00040008
0 | 7.779e-06 | 5.6703e-07 | 1.029e-05 | 0 | 0 | 0.00022698 | 0.0001127 | 9.0459e-06 | 6.5263e-05 | 5.169e-05 | 0.00012403 | 0.00017821 | 0.00017839 | 0.00014712 | 7.8045e-05 | 0.00019013 | 6.0287e-05
2.6548e-06 | 7.7291e-06 | 4.3833e-07 | 7.3571e-06 | 0 | 0 | 0.00022276 | 0.00011297 | 1.8128e-05 | 5.7112e-05 | 5.1824e-05 | 0.00012345 | 7.2265e-05 | 0.00012669 | 7.9684e-05 | 5.9151e-05 | 0.00015432 | 0.00076799
1.4055e-06 | 1.7453e-06 | 4.5879e-07 | 3.7097e-06 | 0 | 0 | 0.00014624 | 0.00011122 | 3.733e-05 | 5.9168e-05 | 4.7397e-05 | 0.00011494 | 2.0708e-05 | 0.00010607 | 3.6749e-05 | 5.2414e-05 | 0.00012481 | 7.9148e-05
1.2493e-06 | 2.4933e-07 | 2.2723e-07 | 1.119e-06 | 0 | 0 | 7.7565e-05 | 0.00010597 | 7.5127e-05 | 4.0685e-05 | 6.6568e-07 | 0.00010976 | 1.7706e-05 | 7.9502e-05 | 1.4075e-05 | 4.833e-05 | 0.00010478 | 7.6016e-08
4.0603e-06 | 2.4933e-07 | 2.8581e-07 | 3.5449e-07 | 0 | 0 | 1.7497e-05 | 0.00010512 | 3.6659e-05 | 4.8836e-05 | 6.9897e-07 | 0.0001044 | 8.1982e-06 | 2.2862e-05 | 5.3055e-06 | 4.3704e-05 | 6.2617e-05 | 7.6016e-08
4.0603e-06 | 2.4933e-07 | 2.7563e-07 | 3.497e-07 | 0 | 0 | 1.6896e-05 | 0.00010755 | 4.6134e-05 | 4.0063e-05 | 6.9897e-07 | 9.7393e-05 | 4.8179e-05 | 2.3377e-05 | 5.3526e-06 | 1.6752e-05 | 2.5976e-05 | 7.6016e-08
5.4658e-06 | 2.4933e-07 | 3.3471e-07 | 3.5928e-07 | 0 | 0 | 3.46e-05 | 0.00010224 | 6.3669e-05 | 4.0042e-05 | 7.9882e-07 | 9.7642e-05 | 1.1936e-05 | 3.4293e-05 | 5.3654e-06 | 1.7932e-05 | 3.1088e-05 | 5.3211e-07
5.3097e-06 | 4.9865e-07 | 2.8581e-07 | 3.9569e-07 | 0 | 0 | 1.4722e-05 | 9.5761e-05 | 0.00010411 | 3.9602e-05 | 6.6568e-07 | 9.5684e-05 | 4.9894e-06 | 3.4808e-05 | 5.3697e-06 | 1.594e-05 | 4.3993e-05 | 7.6016e-08
4.0603e-06 | 5.4852e-07 | 2.2723e-07 | 4.1485e-07 | 0 | 0 | 1.6718e-05 | 0.00010556 | 0.00013506 | 3.6662e-05 | 7.3225e-07 | 9.5502e-05 | 1.2366e-05 | 2.4304e-05 | 3.8508e-06 | 1.4998e-05 | 3.6734e-05 | 3.0406e-07
5.4658e-06 | 4.9865e-07 | 2.9502e-07 | 3.909e-07 | 0 | 0 | 2.4344e-05 | 0.00010313 | 0.00018368 | 4.5792e-05 | 6.9897e-07 | 9.4605e-05 | 5.6509e-05 | 3.5143e-05 | 2.2869e-05 | 1.451e-05 | 0.00012801 | 9.8821e-07
4.0603e-06 | 5.4852e-07 | 1.7398e-06 | 3.6503e-07 | 0 | 0 | 4.6639e-05 | 8.8483e-05 | 0.00028581 | 4.4809e-05 | 4.5267e-05 | 9.6755e-05 | 6.9672e-05 | 3.5297e-05 | 3.4299e-05 | 3.0081e-05 | 0.00018933 | 0.00011798
5.3097e-06 | 5.4852e-07 | 1.7406e-06 | 1.7405e-06 | 0 | 0 | 9.2685e-05 | 9.0514e-05 | 0.00022492 | 8.9952e-05 | 5.199e-05 | 9.5933e-05 | 5.7834e-05 | 3.5812e-05 | 0.00013056 | 6.3442e-05 | 0.00022189 | 0.00030151
5.4658e-06 | 5.4852e-07 | 2.8532e-07 | 6.994e-07 | 0 | 0 | 0.00011047 | 0.00010013 | 0.00020251 | 6.4782e-05 | 0.00014202 | 0.00010051 | 8.3804e-05 | 3.3881e-05 | 0.00010212 | 3.8942e-05 | 0.00016137 | 0.00014357
5.3097e-06 | 3.4906e-07 | 9.7793e-07 | 1.1073e-06 | 0 | 0 | 0.00022342 | 0.00010737 | 4.0507e-05 | 3.9019e-05 | 0.00020454 | 9.9851e-05 | 7.1817e-05 | 6.1008e-05 | 0.00014693 | 3.3362e-05 | 0.00017266 | 1.7189e-05
2.811e-06 | 2.4933e-07 | 7.415e-07 | 4.503e-07 | 0 | 0 | 0.00025297 | 0.00010459 | 2.444e-05 | 5.6694e-05 | 0.00021888 | 9.4254e-05 | 7.3322e-05 | 2.5931e-05 | 0.00012286 | 3.0541e-05 | 0.00019299 | 0.00020982
0 | 2.4933e-07 | 2.4822e-06 | 4.6467e-07 | 0 | 0 | 0.00018931 | 0.00010924 | 1.6274e-05 | 8.4127e-05 | 0.00028272 | 0.00010161 | 9.7559e-05 | 2.1008e-05 | 0.0001377 | 4.3987e-05 | 0.00015665 | 0.00018042
0 | 2.9919e-07 | 8.4313e-06 | 4.091e-07 | 0 | 0 | 0.00013275 | 0.00010996 | 9.7379e-06 | 4.5284e-05 | 0.00026285 | 0.00010634 | 0.00014108 | 3.0153e-05 | 5.3325e-05 | 5.8512e-05 | 8.5388e-05 | 0.00016497
0 | 2.4933e-07 | 7.0826e-07 | 4.1389e-07 | 0 | 0 | 0.00014757 | 0.00011699 | 9.3375e-06 | 4.5956e-05 | 0.00028215 | 0.00010235 | 7.7649e-05 | 0.00014358 | 5.4598e-05 | 4.5461e-05 | 9.6935e-05 | 6.0844e-05
0 | 2.4933e-07 | 6.361e-07 | 4.4359e-07 | 0 | 0 | 0.00014147 | 0.00012192 | 2.0549e-05 | 8.7302e-05 | 0.00024194 | 0.00010488 | 0.00013536 | 0.000626 | 1.7038e-05 | 3.8413e-05 | 0.00010477 | 0.00012685
0 | 2.4933e-07 | 7.1487e-07 | 4.4838e-07 | 0 | 0 | 0.00011069 | 0.00012322 | 2.7527e-05 | 6.0711e-05 | 0.00021279 | 0.00010346 | 0.00012776 | 0.0002028 | 6.5789e-05 | 3.5746e-05 | 5.7325e-05 | 7.3927e-05
0 | 2.9919e-07 | 8.5914e-07 | 4.4838e-07 | 0 | 0 | 0.00014685 | 0.00011759 | 2.6078e-05 | 8.9499e-05 | 9.6824e-05 | 0.0001091 | 0.00016107 | 0.0003203 | 9.7049e-05 | 0.00010779 | 0.00010315 | 5.6721e-05
2.6986e-06 | 2.4933e-07 | 7.9364e-07 | 4.5317e-07 | 0 | 0 | 0.0001576 | 0.00012524 | 2.6449e-05 | 0.00014612 | 0.00010881 | 0.00011546 | 0.00034652 | 0.0002118 | 0.00021703 | 6.2662e-05 | 0.00015802 | 0.00021566
5.3971e-06 | 2.4933e-07 | 6.3375e-07 | 9.6411e-06 | 0 | 0 | 0.00015528 | 0.0001201 | 1.4525e-05 | 7.0192e-05 | 1.115e-05 | 0.00011875 | 0.00038789 | 2.7084e-05 | 0.00035583 | 4.8687e-05 | 0.00018079 | 0.00099531
1.2493e-06 | 2.4933e-07 | 6.5867e-07 | 2.3712e-06 | 0 | 0 | 0.00022629 | 0.00011739 | 1.5089e-05 | 0.00014892 | 6.6568e-07 | 0.00012384 | 0.00021191 | 2.1189e-05 | 0.00022349 | 4.9214e-05 | 0.00014835 | 0.00024964
4.0603e-06 | 2.9919e-07 | 6.1331e-07 | 1.3394e-06 | 0 | 0 | 0.00016862 | 0.00011465 | 1.3192e-05 | 7.8885e-05 | 6.6568e-07 | 0.00012838 | 8.9653e-05 | 2.1935e-05 | 0.00011275 | 3.8676e-05 | 0.00018551 | 7.7466e-05
4.0603e-06 | 2.4933e-07 | 4.8553e-07 | 1.6987e-06 | 0 | 0 | 0.0001962 | 0.00012113 | 1.649e-05 | 6.9988e-05 | 7.3225e-07 | 0.00013125 | 0.00011985 | 3.3134e-05 | 5.9148e-05 | 4.4787e-05 | 0.00015124 | 7.9817e-05
4.0603e-06 | 2.4933e-07 | 3.052e-07 | 9.8586e-07 | 0 | 0 | 0.00013092 | 0.00010488 | 0.00019487 | 4.8517e-05 | 6.324e-07 | 0.00011485 | 7.1951e-05 | 0.00010788 | 4.9538e-05 | 5.0831e-05 | 7.751e-05 | 3.8008e-07
5.3097e-06 | 2.4933e-07 | 2.7563e-07 | 4.2539e-07 | 0 | 0 | 7.6124e-05 | 0.0001137 | 0.00013175 | 6.7904e-05 | 7.3225e-07 | 0.00010839 | 3.9623e-05 | 3.419e-05 | 3.9111e-05 | 3.171e-05 | 9.7472e-05 | 7.6016e-08
1.4055e-06 | 2.4933e-07 | 3.8275e-07 | 4.2539e-07 | 0 | 0 | 2.4823e-05 | 0.00011076 | 1.1272e-05 | 4.3807e-05 | 6.9897e-07 | 0.00010366 | 2.3922e-05 | 3.334e-05 | 4.7373e-05 | 2.0858e-05 | 5.2753e-05 | 7.6016e-08
2.6548e-06 | 2.4933e-07 | 2.8581e-07 | 4.1868e-07 | 0 | 0 | 2.9399e-05 | 0.00010112 | 1.0218e-05 | 3.9515e-05 | 7.6554e-07 | 9.8224e-05 | 4.114e-05 | 2.4922e-05 | 5.8104e-06 | 1.7405e-05 | 4.6483e-05 | 4.561e-07
4.0603e-06 | 2.4933e-07 | 2.2723e-07 | 3.9377e-07 | 0 | 0 | 1.0525e-05 | 0.00010291 | 3.3964e-05 | 5.7843e-05 | 6.6568e-07 | 9.7208e-05 | 3.9329e-05 | 3.4499e-05 | 6.0286e-06 | 1.7113e-05 | 3.5564e-05 | 7.6016e-08
2.811e-06 | 2.4933e-07 | 2.7563e-07 | 3.794e-07 | 0 | 0 | 1.8138e-05 | 0.00010506 | 7.355e-05 | 4.0203e-05 | 7.3225e-07 | 9.9064e-05 | 2.1427e-05 | 3.5529e-05 | 6.4436e-06 | 1.8316e-05 | 3.069e-05 | 0
4.0603e-06 | 2.4933e-07 | 3.8764e-07 | 4.4167e-07 | 0 | 0 | 1.1341e-05 | 9.7441e-05 | 8.723e-05 | 4.0315e-05 | 7.9882e-07 | 0.00010102 | 2.8925e-05 | 3.5529e-05 | 6.6576e-06 | 1.5276e-05 | 3.2042e-05 | 0
2.6548e-06 | 2.4933e-07 | 2.8581e-07 | 3.9569e-07 | 0 | 0 | 3.1051e-05 | 9.3807e-05 | 0.00019718 | 5.8666e-05 | 6.6568e-07 | 9.1055e-05 | 3.6251e-05 | 2.4407e-05 | 5.0672e-05 | 1.4228e-05 | 9.0819e-05 | 3.8008e-07
1.2493e-06 | 2.4933e-07 | 1.6783e-06 | 1.1689e-06 | 0 | 0 | 2.9472e-05 | 9.6901e-05 | 0.00018665 | 4.5435e-05 | 4.8662e-05 | 9.4882e-05 | 4.119e-05 | 3.4576e-05 | 4.036e-05 | 2.5752e-05 | 0.0001735 | 3.8008e-07
0 | 2.9919e-07 | 1.8815e-06 | 4.366e-06 | 0 | 0 | 6.7734e-05 | 9.7666e-05 | 0.00017189 | 9.819e-05 | 5.179e-05 | 9.6921e-05 | 9.4897e-05 | 3.5194e-05 | 0.00011851 | 8.764e-05 | 0.00021191 | 9.6085e-06
5.4658e-06 | 2.4933e-07 | 8.5293e-07 | 3.3322e-06 | 0 | 0 | 0.00016116 | 9.8914e-05 | 0.00010069 | 5.9501e-05 | 0.00014365 | 9.6634e-05 | 0.00014317 | 3.5632e-05 | 8.532e-05 | 4.6373e-05 | 0.00016286 | 0.00021442
4.0603e-06 | 2.4933e-07 | 5.2485e-07 | 1.6862e-06 | 0 | 0 | 0.00019214 | 9.826e-05 | 4.4733e-05 | 6.0876e-05 | 0.00021844 | 9.5169e-05 | 0.00012393 | 6.0017e-05 | 5.192e-05 | 2.9693e-05 | 0.00014689 | 0.0001291
1.4055e-06 | 2.4933e-07 | 6.5986e-07 | 5.1544e-07 | 0 | 0 | 0.00016055 | 0.00010793 | 2.8876e-05 | 4.2016e-05 | 0.00021531 | 9.5431e-05 | 9.9433e-05 | 2.6775e-05 | 0.00012756 | 3.8875e-05 | 0.00015509 | 0.00010988
0 | 2.9919e-07 | 9.0222e-07 | 3.085e-07 | 0 | 0 | 0.00019866 | 9.925e-05 | 2.6363e-05 | 8.2456e-05 | 0.00024324 | 0.00010035 | 0.00011605 | 3.2027e-05 | 6.2789e-05 | 3.1955e-05 | 0.0001005 | 7.9177e-05
0 | 2.4933e-07 | 6.4937e-07 | 4.2347e-07 | 0 | 0 | 0.00016859 | 0.00010746 | 3.2528e-05 | 0.0001034 | 0.00020047 | 0.00010391 | 0.00010259 | 2.0596e-05 | 0.00012804 | 2.3077e-05 | 0.00010419 | 2.2197e-05
0 | 2.4933e-07 | 8.0138e-07 | 4.5796e-07 | 0 | 0 | 0.0001093 | 0.00010889 | 3.1345e-05 | 8.3868e-05 | 0.000181 | 0.00010131 | 6.7413e-05 | 2.0081e-05 | 6.1929e-05 | 1.6665e-05 | 9.3765e-05 | 6.0813e-07
0 | 2.9919e-07 | 8.6966e-07 | 4.5317e-07 | 0 | 0 | 0.00014512 | 0.00010951 | 2.3331e-05 | 5.8058e-05 | 0.00018113 | 0.00010187 | 6.3797e-05 | 0.00060287 | 1.9231e-05 | 1.7046e-05 | 8.0619e-05 | 0
0 | 2.4933e-07 | 8.1139e-07 | 4.4359e-07 | 0 | 0 | 0.00014023 | 0.00011227 | 2.3666e-05 | 4.8367e-05 | 0.00016333 | 0.00010476 | 0.00011199 | 0.00027515 | 8.2237e-05 | 2.2575e-05 | 8.2154e-05 | 0.00010711
0 | 2.4933e-07 | 8.223e-07 | 4.5988e-07 | 0 | 0 | 0.00014023 | 0.00012537 | 2.6688e-05 | 8.3096e-05 | 0.0001117 | 0.00011296 | 0.00015189 | 0.00033377 | 0.00015917 | 2.9561e-05 | 0.0001166 | 9.1856e-05
0 | 2.4933e-07 | 8.9107e-07 | 4.5556e-07 | 0 | 0 | 0.00018879 | 0.00012154 | 2.041e-05 | 0.0001309 | 5.9872e-05 | 0.0001145 | 0.00044062 | 0.00017471 | 0.000414 | 3.9716e-05 | 0.00014489 | 0.0004965
0 | 2.9919e-07 | 7.5749e-07 | 4.4838e-07 | 0 | 0 | 0.00015424 | 0.00011959 | 2.0066e-05 | 0.00011972 | 3.0488e-06 | 0.00012055 | 0.00038859 | 0.00016863 | 0.00036492 | 2.3958e-05 | 0.00015778 | 0.000157
0 | 2.4933e-07 | 8.7232e-07 | 4.5988e-07 | 0 | 0 | 0.00015442 | 0.00011968 | 2.281e-05 | 0.00012348 | 7.216e-05 | 0.00011953 | 0.00027344 | 0.00019049 | 0.00028978 | 4.1374e-05 | 0.00014979 | 8.6026e-05
3.9042e-06 | 2.4933e-07 | 2.8532e-07 | 4.0048e-07 | 0 | 0 | 0.00018775 | 0.0001126 | 0.00010425 | 9.2906e-05 | 6.324e-07 | 0.0001146 | 0.00013718 | 0.0001941 | 0.00018871 | 4.3412e-05 | 0.00014852 | 7.741e-05
4.0603e-06 | 2.9919e-07 | 3.6283e-07 | 2.1173e-07 | 0 | 0 | 0.00012777 | 0.0001103 | 0.00025352 | 0.00010341 | 7.6554e-07 | 0.0001176 | 7.9813e-05 | 0.00018833 | 2.7649e-05 | 8.6335e-05 | 0.00012837 | 9.1828e-05
5.4658e-06 | 2.4933e-07 | 3.5489e-07 | 2.7593e-07 | 0 | 0 | 0.00014983 | 0.0001105 | 0.00025127 | 0.00010376 | 5.6583e-07 | 0.00010966 | 5.225e-05 | 0.00011866 | 2.6024e-05 | 6.014e-05 | 0.00013025 | 6.0813e-06
0 | 2.4933e-07 | 4.1378e-07 | 2.1557e-07 | 0 | 0 | 9.5171e-05 | 0.00010862 | 0.00014172 | 6.004e-05 | 6.6568e-07 | 0.00010082 | 4.3702e-05 | 3.9133e-05 | 1.9545e-05 | 2.4965e-05 | 0.00010156 | 2.2805e-07
2.6548e-06 | 4.9865e-07 | 2.8581e-07 | 3.1444e-07 | 0 | 0 | 3.6032e-05 | 0.00010261 | 6.0317e-05 | 5.1829e-05 | 6.6568e-07 | 0.00010645 | 3.1674e-05 | 5.1182e-05 | 5.7163e-06 | 1.564e-05 | 5.8399e-05 | 4.561e-07
4.0603e-06 | 5.4852e-07 | 2.8581e-07 | 1.8203e-07 | 0 | 0 | 3.2288e-05 | 9.6434e-05 | 0.00010107 | 4.9824e-05 | 6.9897e-07 | 0.00011127 | 1.8941e-05 | 3.8515e-05 | 5.558e-06 | 1.7841e-05 | 5.0344e-05 | 7.6016e-08
5.4658e-06 | 5.4852e-07 | 2.8581e-07 | 1.8203e-07 | 0 | 0 | 2.3385e-05 | 9.7824e-05 | 0.00012761 | 4.168e-05 | 6.6568e-07 | 9.1775e-05 | 1.2481e-05 | 3.8206e-05 | 5.3868e-06 | 1.6122e-05 | 5.6958e-05 | 1.5203e-07
4.0603e-06 | 4.9865e-07 | 3.6776e-07 | 1.9641e-07 | 0 | 0 | 9.0526e-06 | 9.6989e-05 | 0.00013271 | 5.0981e-05 | 6.324e-07 | 9.2505e-05 | 1.014e-05 | 4.8376e-05 | 5.9259e-06 | 1.2471e-05 | 3.6007e-05 | 3.8008e-07
5.3097e-06 | 5.4852e-07 | 2.8581e-07 | 1.8682e-07 | 0 | 0 | 1.8212e-05 | 8.9469e-05 | 0.00015298 | 4.4978e-05 | 6.9897e-07 | 9.2879e-05 | 1.4852e-05 | 3.6353e-05 | 5.4553e-06 | 1.8853e-05 | 2.8791e-05 | 1.5203e-07
4.0603e-06 | 4.9865e-07 | 5.5708e-07 | 1.7724e-07 | 0 | 0 | 2.0801e-05 | 9.3844e-05 | 0.00023849 | 5.1402e-05 | 6.324e-07 | 9.3065e-05 | 2.2157e-05 | 3.6868e-05 | 5.8626e-05 | 1.6486e-05 | 8.2666e-05 | 2.2805e-07
5.4658e-06 | 5.4852e-07 | 2.1224e-06 | 1.6766e-07 | 0 | 0 | 3.5292e-05 | 9.4335e-05 | 0.0002962 | 4.259e-05 | 4.8528e-05 | 9.134e-05 | 7.1357e-05 | 3.9725e-05 | 4.036e-05 | 1.2538e-05 | 0.00015541 | 3.8008e-07
5.3097e-06 | 5.4852e-07 | 6.0649e-06 | 3.6024e-07 | 0 | 0 | 8.3382e-05 | 8.5658e-05 | 0.00020623 | 9.425e-05 | 5.1457e-05 | 9.0546e-05 | 0.00011233 | 4.436e-05 | 8.7192e-05 | 7.1875e-05 | 0.00027444 | 9.7605e-06
4.0603e-06 | 5.4852e-07 | 1.843e-06 | 3.679e-07 | 0 | 0 | 0.00015267 | 9.7517e-05 | 0.00014202 | 6.973e-05 | 0.00014256 | 0.00010517 | 6.7987e-05 | 3.5323e-05 | 0.00013169 | 3.5593e-05 | 0.00021522 | 0.00021542
4.0603e-06 | 5.4852e-07 | 5.7578e-07 | 3.8036e-07 | 0 | 0 | 0.00018512 | 9.1685e-05 | 8.1839e-05 | 0.00011229 | 0.00020999 | 9.678e-05 | 5.524e-05 | 6.8483e-05 | 9.0677e-05 | 5.4464e-05 | 0.0001558 | 9.4819e-05
1.4055e-06 | 4.9865e-07 | 9.2098e-07 | 1.0414e-06 | 0 | 0 | 0.00017928 | 9.9078e-05 | 5.1754e-05 | 8.6091e-05 | 0.00017351 | 9.3214e-05 | 5.9049e-05 | 3.4988e-05 | 0.00010473 | 3.924e-05 | 0.000158 | 0.00018655
0 | 5.4852e-07 | 8.918e-07 | 4.5509e-07 | 0 | 0 | 0.00017053 | 0.00010614 | 4.4145e-05 | 8.2704e-05 | 0.0002736 | 9.8257e-05 | 9.1632e-05 | 2.0596e-05 | 0.00020352 | 2.3843e-05 | 0.00013475 | 0.00072104
0 | 2.4933e-07 | 6.5907e-07 | 6.6075e-07 | 0 | 0 | 7.3651e-05 | 0.00010927 | 3.7872e-05 | 0.00010808 | 0.00025958 | 0.00010184 | 8.5223e-05 | 1.9258e-05 | 0.00010279 | 2.9431e-05 | 0.00010872 | 0.00020982
0 | 2.9919e-07 | 1.0392e-06 | 4.4838e-07 | 0 | 0 | 7.7039e-05 | 0.00011266 | 1.6232e-05 | 0.00013286 | 0.00028208 | 0.00010004 | 7.3177e-05 | 1.7378e-05 | 1.5253e-05 | 1.9626e-05 | 6.6972e-05 | 0.00020596
0 | 2.4933e-07 | 1.3818e-06 | 4.1868e-07 | 0 | 0 | 0.0001493 | 0.0001081 | 1.4928e-05 | 0.00037058 | 0.00028771 | 0.00010107 | 0.00010015 | 0.00051285 | 1.2094e-05 | 2.0336e-05 | 6.234e-05 | 0.00017917
0 | 7.6543e-05 | 1.4785e-06 | 4.3018e-07 | 0 | 6.9316e-05 | 0.00013968 | 0.00011984 | 8.9756e-06 | 0.00010748 | 0.0002721 | 0.00010108 | 0.00014928 | 0.00022077 | 5.7291e-06 | 1.8283e-05 | 9.3613e-05 | 0.00011116
0 | 3.4906e-05 | 1.3496e-06 | 4.6946e-07 | 0 | 0 | 0.00011404 | 0.00011737 | 3.0711e-05 | 4.7693e-05 | 0.00018796 | 0.00010908 | 0.00023461 | 0.00032469 | 0.00013536 | 2.7463e-05 | 9.0065e-05 | 7.9763e-05
0 | 2.9919e-07 | 1.272e-06 | 4.5317e-07 | 0 | 0 | 0.00017707 | 0.00011512 | 4.3773e-05 | 0.00017769 | 0.00015032 | 0.0001117 | 0.00038888 | 0.00017268 | 0.00038495 | 3.3873e-05 | 0.00014815 | 9.5204e-05
2.6548e-06 | 2.4933e-07 | 6.2204e-07 | 4.3018e-07 | 0 | 4.4849e-05 | 0.00014375 | 0.0001165 | 0.00012115 | 0.00013744 | 7.9117e-05 | 0.00010901 | 0.00043155 | 3.522e-05 | 0.00040023 | 4.5408e-05 | 0.00015185 | 5.1851e-05
4.0603e-06 | 2.4933e-07 | 6.6743e-07 | 3.679e-07 | 0 | 0 | 0.00017895 | 0.00011099 | 0.00023975 | 0.00012656 | 6.1809e-05 | 0.00011175 | 0.00023931 | 2.16e-05 | 0.00020556 | 4.2023e-05 | 0.00012973 | 0.00018667
4.0603e-06 | 2.9919e-07 | 4.9575e-06 | 3.564e-07 | 0 | 0 | 0.00024214 | 0.00010439 | 0.0001226 | 0.00014623 | 6.6568e-07 | 0.0001147 | 0.00016368 | 0.00010918 | 0.00030959 | 4.8881e-05 | 0.00020522 | 9.6166e-05
2.6548e-06 | 2.4933e-07 | 5.8446e-06 | 3.6598e-07 | 0 | 0 | 0.00019841 | 0.00010938 | 0.00011906 | 0.00024137 | 7.6554e-07 | 0.00011177 | 7.8325e-05 | 3.2748e-05 | 0.00015932 | 4.9997e-05 | 0.00011877 | 9.5476e-05
4.0603e-06 | 2.4933e-07 | 5.8397e-06 | 8.3736e-07 | 0 | 0 | 0.00011627 | 0.0001089 | 0.00011502 | 4.5881e-05 | 5.9912e-07 | 0.00010436 | 5.1985e-05 | 2.2321e-05 | 9.9012e-05 | 5.8974e-05 | 0.00010071 | 3.1836e-05
4.0603e-06 | 2.4933e-07 | 5.4434e-06 | 1.4821e-06 | 0 | 0 | 7.6353e-05 | 0.00010068 | 4.3452e-05 | 4.6983e-05 | 6.9897e-07 | 9.9091e-05 | 1.162e-05 | 3.2954e-05 | 0.00011352 | 2.3129e-05 | 7.3522e-05 | 6.1117e-05
4.0603e-06 | 2.4933e-07 | 2.8416e-06 | 5.0682e-07 | 0 | 0 | 2.6211e-05 | 0.00010386 | 1.9655e-05 | 9.2636e-05 | 6.9897e-07 | 9.9657e-05 | 1.9397e-05 | 3.3984e-05 | 1.0256e-05 | 1.7852e-05 | 3.9121e-05 | 5.3211e-05
1.4055e-06 | 2.4933e-07 | 3.6895e-07 | 3.085e-07 | 0 | 0 | 2.7154e-05 | 0.00010874 | 3.5287e-05 | 4.1716e-05 | 7.9882e-07 | 9.4508e-05 | 7.6422e-06 | 3.4602e-05 | 9.9564e-06 | 1.728e-05 | 3.0094e-05 | 1.5203e-07
2.6548e-06 | 2.4933e-07 | 2.7563e-07 | 3.7868e-06 | 0 | 0 | 6.3998e-06 | 9.4788e-05 | 5.996e-05 | 7.6502e-05 | 6.6568e-07 | 9.3209e-05 | 7.432e-06 | 3.4293e-05 | 9.0408e-06 | 1.7731e-05 | 1.7861e-05 | 8.3131e-05
4.0603e-06 | 2.4933e-07 | 2.8581e-07 | 7.3934e-07 | 0 | 0 | 5.8749e-06 | 9.1252e-05 | 0.00010108 | 4.2064e-05 | 5.9912e-07 | 9.5388e-05 | 7.0631e-06 | 3.4705e-05 | 1.2738e-05 | 1.5841e-05 | 5.4314e-05 | 7.6016e-08
4.0603e-06 | 2.4933e-07 | 2.8581e-07 | 6.7642e-07 | 0 | 0 | 8.1744e-06 | 0.00010725 | 0.00010838 | 4.2344e-05 | 6.9897e-07 | 9.677e-05 | 1.6993e-05 | 3.4087e-05 | 1.1531e-05 | 1.5101e-05 | 3.3904e-05 | 7.6016e-08
0 | 2.4933e-07 | 2.8581e-07 | 5.0141e-06 | 0 | 0 | 2.3456e-05 | 9.2767e-05 | 0.00020909 | 3.5944e-05 | 6.324e-07 | 9.5673e-05 | 1.8754e-05 | 3.4782e-05 | 4.063e-05 | 3.6226e-05 | 9.6661e-05 | 7.6016e-08
0 | 2.4933e-07 | 1.7957e-06 | 3.4592e-06 | 0 | 0 | 4.8717e-05 | 9.6718e-05 | 0.00020156 | 5.0141e-05 | 4.8562e-05 | 9.2895e-05 | 2.8758e-05 | 3.6559e-05 | 1.6635e-05 | 2.9854e-05 | 0.00013444 | 2.2805e-07
0 | 2.9919e-07 | 3.1884e-06 | 3.679e-07 | 0 | 0 | 6.5999e-05 | 9.6142e-05 | 0.00017974 | 8.1392e-05 | 5.1358e-05 | 9.2247e-05 | 6.814e-05 | 5.3602e-05 | 0.00015588 | 3.8191e-05 | 0.00020365 | 7.6016e-08
2.6548e-06 | 2.4933e-07 | 3.3278e-06 | 3.679e-07 | 0 | 0 | 0.00010756 | 9.9991e-05 | 0.0001816 | 4.9924e-05 | 0.00014286 | 9.8611e-05 | 0.0001143 | 3.5503e-05 | 0.00014404 | 4.8208e-05 | 0.00018141 | 9.6541e-06
5.7054e-06 | 2.9919e-07 | 1.9836e-06 | 2.3023e-06 | 0 | 0 | 0.00016702 | 9.8199e-05 | 0.00017401 | 9.348e-05 | 0.00020793 | 9.4905e-05 | 8.756e-05 | 6.941e-05 | 8.449e-05 | 3.9239e-05 | 0.00016808 | 0.00019373
0 | 2.4933e-07 | 4.5313e-06 | 2.2572e-06 | 0 | 0 | 0.00012742 | 9.1863e-05 | 0.00018696 | 6.7815e-05 | 0.0001585 | 9.5488e-05 | 6.4265e-05 | 3.4937e-05 | 0.00010778 | 3.0005e-05 | 0.00014803 | 0.00016521
0 | 5.4852e-07 | 1.2443e-05 | 7.7221e-07 | 0 | 0 | 0.00021113 | 0.00011036 | 0.0001028 | 8.0978e-05 | 0.00030279 | 9.9197e-05 | 0.00015177 | 2.1909e-05 | 0.00010431 | 2.7709e-05 | 0.00010971 | 0.00013332
0 | 2.4933e-07 | 1.4086e-05 | 2.764e-06 | 0 | 0 | 0.00022159 | 0.00010089 | 0.0001063 | 0.0001239 | 0.00028553 | 0.00010533 | 0.0001573 | 3.625e-05 | 0.00010233 | 2.4689e-05 | 0.0001138 | 0.00026971
0 | 2.4933e-07 | 1.0421e-05 | 2.2208e-06 | 1.1553e-06 | 0 | 0.00016444 | 0.00010078 | 6.3194e-05 | 5.8436e-05 | 0.00029107 | 0.00010373 | 0.00010319 | 2.142e-05 | 9.7983e-05 | 2.6666e-05 | 9.2009e-05 | 3.0406e-07
0 | 2.9919e-07 | 5.1378e-06 | 4.0048e-07 | 0 | 0 | 0.00015435 | 0.00010304 | 9.4512e-05 | 0.00015089 | 0.00029586 | 9.8603e-05 | 0.00011646 | 0.00062129 | 7.0838e-05 | 3.2946e-05 | 5.9379e-05 | 0.00011246
0 | 2.4933e-07 | 1.5552e-05 | 4.4646e-07 | 0 | 0 | 0.00016574 | 0.0001054 | 8.8053e-05 | 9.1395e-05 | 0.0002727 | 0.00010067 | 0.00013767 | 0.00030798 | 0.00012684 | 3.2217e-05 | 7.1509e-05 | 0.00013624
0 | 2.4933e-07 | 1.4247e-05 | 1.2225e-06 | 0 | 0 | 0.00014013 | 0.00010089 | 9.2532e-05 | 9.664e-05 | 0.00018812 | 0.00010494 | 0.00020539 | 0.00033857 | 0.00026105 | 3.5659e-05 | 0.00013061 | 3.2205e-05
0 | 2.9919e-07 | 9.6297e-06 | 2.4287e-06 | 0 | 0 | 0.00015009 | 0.00011422 | 0.00010604 | 7.6655e-05 | 0.00014452 | 0.00010592 | 0.00035714 | 0.00018768 | 0.00027201 | 3.0584e-05 | 0.00015841 | 4.9943e-05
1.4055e-06 | 2.4933e-07 | 8.7647e-06 | 1.5875e-06 | 0 | 0 | 0.0001673 | 9.9841e-05 | 0.00023642 | 0.00010285 | 8.8869e-06 | 0.00011187 | 0.00053305 | 6.0837e-05 | 0.00030679 | 4.0597e-05 | 0.00015063 | 3.0406e-07
3.9042e-06 | 2.4933e-07 | 8.1003e-06 | 3.4826e-06 | 0 | 0 | 0.00013873 | 9.8402e-05 | 0.00029288 | 9.7594e-05 | 5.9912e-07 | 0.00011602 | 0.00030738 | 0.00020732 | 0.00036437 | 5.5825e-05 | 0.00017217 | 0.00013691
4.0603e-06 | 2.9919e-07 | 1.0408e-05 | 6.0859e-06 | 0 | 0 | 0.00016615 | 0.00010385 | 0.00032896 | 8.9846e-05 | 6.9897e-07 | 0.00011508 | 6.621e-05 | 0.00019575 | 0.00010714 | 7.7093e-05 | 0.0001689 | 4.561e-07
5.4658e-06 | 4.9865e-07 | 6.9515e-06 | 6.46e-06 | 0 | 0 | 0.00014864 | 0.00010828 | 0.00020419 | 5.6592e-05 | 6.324e-07 | 0.00011154 | 6.4984e-05 | 9.6123e-05 | 2.824e-05 | 8.0375e-05 | 0.00010901 | 7.6016e-08
4.0603e-06 | 2.4933e-07 | 5.3412e-06 | 4.944e-06 | 0 | 0 | 7.1569e-05 | 0.00010608 | 0.00016084 | 4.2727e-05 | 6.6568e-07 | 0.00010484 | 3.2966e-05 | 3.4834e-05 | 4.0553e-05 | 5.9429e-05 | 9.8728e-05 | 8.0349e-05
5.3097e-06 | 2.4933e-07 | 5.8998e-07 | 2.1106e-06 | 0 | 0 | 7.5506e-05 | 0.00010143 | 0.00015255 | 5.4838e-05 | 7.3225e-07 | 0.00010151 | 7.6988e-05 | 3.4705e-05 | 1.4711e-05 | 3.6672e-05 | 7.6114e-05 | 9.2527e-05
2.811e-06 | 2.9919e-07 | 2.8775e-07 | 1.1033e-06 | 0 | 0 | 6.6964e-05 | 8.9547e-05 | 0.00011159 | 6.2763e-05 | 5.9912e-07 | 0.00010055 | 1.7756e-05 | 3.6147e-05 | 6.7752e-06 | 1.7717e-05 | 5.0498e-05 | 9.1219e-06
2.6548e-06 | 2.4933e-07 | 3.023e-07 | 3.1459e-06 | 0 | 0 | 1.6415e-05 | 0.00010246 | 6.8978e-05 | 5.3921e-05 | 6.6568e-07 | 9.5695e-05 | 7.1084e-06 | 3.6147e-05 | 1.0725e-05 | 1.4816e-05 | 4.4727e-05 | 6.9061e-06
0 | 2.4933e-07 | 2.8581e-07 | 4.7616e-07 | 0 | 0 | 1.3502e-05 | 9.3188e-05 | 0.00011919 | 6.4323e-05 | 5.9912e-07 | 9.7479e-05 | 8.3852e-06 | 3.6172e-05 | 6.91e-06 | 1.5367e-05 | 3.5039e-05 | 1.5203e-07
0 | 2.4933e-07 | 2.7563e-07 | 4.0057e-06 | 0 | 0 | 3.5438e-06 | 9.4122e-05 | 0.00013537 | 4.2984e-05 | 7.3225e-07 | 9.2653e-05 | 1.0132e-05 | 4.7578e-05 | 7.1881e-06 | 1.6486e-05 | 6.8404e-05 | 1.5697e-06
0 | 2.4933e-07 | 2.7612e-07 | 1.8204e-06 | 0 | 0 | 8.622e-06 | 0.00010111 | 0.00016211 | 4.3377e-05 | 6.6568e-07 | 9.5031e-05 | 9.9336e-06 | 3.5761e-05 | 1.7172e-05 | 1.6638e-05 | 4.918e-05 | 9.8821e-07
0 | 2.4933e-07 | 3.1394e-07 | 1.2823e-06 | 0 | 0 | 2.5588e-05 | 9.2324e-05 | 0.00014934 | 5.1046e-05 | 5.9912e-07 | 9.3856e-05 | 1.3778e-05 | 3.5941e-05 | 0.00011266 | 1.6278e-05 | 6.7679e-05 | 7.6016e-08
2.6548e-06 | 2.9919e-07 | 1.5498e-06 | 1.1705e-06 | 0 | 2.4576e-07 | 3.8144e-05 | 9.0314e-05 | 0.00025101 | 5.4722e-05 | 3.3697e-05 | 8.6652e-05 | 2.753e-05 | 3.6481e-05 | 0.00013176 | 1.7353e-05 | 7.846e-05 | 5.3211e-07
4.0603e-06 | 2.7426e-06 | 8.8223e-06 | 3.8893e-06 | 0 | 0 | 9.9309e-05 | 9.6087e-05 | 0.00029291 | 0.0001136 | 1.0318e-06 | 8.9178e-05 | 0.00011359 | 3.4885e-05 | 0.00021082 | 3.6136e-05 | 0.00014187 | 7.6016e-08
5.4658e-06 | 9.973e-06 | 9.4088e-06 | 3.4633e-06 | 0 | 0 | 0.00015831 | 9.4739e-05 | 0.00022109 | 5.9517e-05 | 0.00010834 | 9.6962e-05 | 0.00021412 | 4.2429e-05 | 0.00018963 | 3.2594e-05 | 0.0002137 | 1.3075e-05
2.6548e-06 | 2.9919e-07 | 1.4435e-05 | 6.4743e-06 | 0 | 0 | 0.00028679 | 9.2395e-05 | 0.00014417 | 8.6383e-05 | 0.00023901 | 0.00010223 | 0.00016387 | 5.9318e-05 | 0.00011737 | 3.9937e-05 | 0.00026219 | 0.00016198
1.4055e-06 | 2.4933e-07 | 1.6453e-06 | 5.332e-06 | 0 | 0 | 0.00031533 | 9.6577e-05 | 0.0001002 | 5.463e-05 | 0.00015624 | 0.00010213 | 0.00019956 | 3.6765e-05 | 0.00014131 | 2.7283e-05 | 0.00023676 | 0.00068702
4.0603e-06 | 2.4933e-07 | 5.8471e-06 | 5.3719e-06 | 0 | 0 | 0.00034005 | 0.00010397 | 0.00010558 | 5.5796e-05 | 0.00025769 | 0.000108 | 0.00014338 | 2.2435e-05 | 0.00010205 | 4.6299e-05 | 0.00018876 | 0.00022943
0 | 2.9919e-07 | 3.7887e-06 | 4.1151e-06 | 0 | 0 | 0.00034659 | 0.00010398 | 7.587e-05 | 9.8722e-05 | 0.00026328 | 0.00010671 | 0.00014247 | 2.9582e-05 | 0.0001196 | 4.5115e-05 | 0.00015223 | 0.00072585
0 | 2.4933e-07 | 5.148e-06 | 3.3566e-06 | 0 | 2.8975e-07 | 0.00028784 | 9.5195e-05 | 0.00022397 | 7.1455e-05 | 0.00026298 | 0.00011492 | 0.00013376 | 1.9876e-05 | 8.4819e-05 | 3.9957e-05 | 0.000151 | 0.00034017
0 | 4.9865e-07 | 3.3211e-06 | 4.6946e-07 | 0 | 5.7861e-08 | 0.00030653 | 0.00011104 | 0.00014915 | 0.00010149 | 0.00026271 | 0.00011287 | 0.00015859 | 0.00062605 | 0.00013412 | 4.6466e-05 | 0.00013775 | 0.00020134
0 | 2.4933e-07 | 4.2376e-06 | 1.7724e-07 | 0 | 0 | 0.00025273 | 0.00011511 | 0.0001116 | 6.5098e-05 | 0.00029124 | 0.00011145 | 0.0001518 | 0.00036454 | 0.00010436 | 3.3294e-05 | 0.00013029 | 6.2694e-05
0 | 2.4933e-07 | 1.1404e-05 | 1.9162e-07 | 0 | 0 | 0.00026784 | 0.00010843 | 0.00012193 | 0.00011428 | 0.00023326 | 0.00010876 | 0.00023469 | 0.00039606 | 0.00016874 | 4.4009e-05 | 0.00015963 | 0.00019942
0 | 2.4933e-07 | 8.3812e-06 | 2.2323e-07 | 0 | 0 | 0.00022223 | 0.00011279 | 9.1704e-05 | 7.7564e-05 | 0.00019874 | 0.00011019 | 0.0002955 | 0.00017891 | 0.00019823 | 4.3639e-05 | 0.00020203 | 9.6161e-05
1.3493e-06 | 2.9919e-07 | 5.764e-06 | 2.8838e-06 | 0 | 0 | 0.00014813 | 0.00011157 | 9.1992e-05 | 0.00010087 | 0.00013334 | 0.00011961 | 0.00035294 | 3.626e-05 | 0.0002648 | 5.1169e-05 | 0.0001196 | 0.00022989
1.2493e-06 | 2.4933e-07 | 8.1989e-06 | 2.9125e-06 | 0 | 0 | 0.00014819 | 0.00010933 | 0.00010878 | 0.00016127 | 0.00013317 | 0.00011352 | 0.00019005 | 3.1101e-05 | 0.00015935 | 5.6261e-05 | 0.00015372 | 7.6016e-08
4.0603e-06 | 2.4933e-07 | 5.6377e-06 | 5.0826e-06 | 0 | 0 | 0.00013074 | 0.00010339 | 0.0001324 | 5.8122e-05 | 0.00013354 | 0.00011917 | 0.00011509 | 2.2656e-05 | 0.000128 | 5.8275e-05 | 0.00014676 | 0.00032392
5.4658e-06 | 2.4933e-07 | 7.9932e-06 | 5.0685e-06 | 0 | 0 | 9.7116e-05 | 0.00011136 | 0.00017374 | 5.5825e-05 | 0.00011699 | 0.00010923 | 5.3861e-05 | 3.3778e-05 | 9.9555e-05 | 6.247e-05 | 0.00014371 | 1.68e-05
5.3097e-06 | 2.9919e-07 | 5.0499e-06 | 1.3177e-06 | 0 | 0 | 8.7977e-05 | 9.9785e-05 | 0.00017311 | 4.523e-05 | 5.2789e-05 | 0.00010467 | 1.7703e-05 | 3.4293e-05 | 3.348e-05 | 5.1225e-05 | 0.00011602 | 2.2805e-07
4.0603e-06 | 2.4933e-07 | 7.642e-07 | 3.2582e-06 | 0 | 0 | 5.7455e-05 | 9.652e-05 | 0.00017048 | 6.3137e-05 | 5.3155e-05 | 0.0001018 | 1.8807e-05 | 4.4076e-05 | 2.3905e-05 | 4.9924e-05 | 9.5629e-05 | 2.2805e-07
4.0603e-06 | 4.9865e-07 | 3.1441e-07 | 5.191e-06 | 0 | 0 | 6.621e-05 | 0.00010434 | 0.00016472 | 6.2892e-05 | 5.3088e-05 | 0.00010267 | 2.0002e-05 | 0.00011637 | 1.7953e-05 | 4.0048e-05 | 4.2702e-05 | 0
5.4658e-06 | 5.4852e-07 | 3.6379e-07 | 3.7341e-06 | 0 | 0 | 1.325e-05 | 9.1101e-05 | 6.9082e-05 | 7.1523e-05 | 5.3055e-05 | 9.5407e-05 | 1.5242e-05 | 5.6434e-05 | 5.8617e-06 | 1.5533e-05 | 4.7505e-05 | 1.5203e-07
5.3097e-06 | 5.4852e-07 | 5.5185e-07 | 6.694e-06 | 0 | 0 | 1.36e-05 | 8.8232e-05 | 0.0001175 | 5.8913e-05 | 5.3055e-05 | 9.6472e-05 | 1.2977e-05 | 6.3154e-05 | 4.8734e-06 | 1.5018e-05 | 5.3378e-05 | 1.5203e-07
5.4658e-06 | 4.9865e-07 | 2.9502e-07 | 6.5356e-06 | 0 | 0 | 9.3948e-06 | 9.2784e-05 | 0.00013442 | 0.0001388 | 5.2989e-05 | 9.2759e-05 | 5.8577e-06 | 4.3252e-05 | 6.7517e-06 | 1.4448e-05 | 4.3229e-05 | 0
5.3097e-06 | 5.4852e-07 | 6.299e-07 | 3.2441e-06 | 0 | 0 | 7.7408e-06 | 8.9916e-05 | 0.00015732 | 9.1256e-05 | 5.2989e-05 | 9.1937e-05 | 7.3171e-06 | 4.1914e-05 | 2.4615e-05 | 1.6764e-05 | 6.4446e-05 | 1.5203e-07
4.0603e-06 | 5.4852e-07 | 1.992e-06 | 8.1704e-06 | 0 | 0 | 5.3133e-06 | 9.0505e-05 | 0.00020319 | 5.0733e-05 | 5.2722e-05 | 9.0669e-05 | 4.7386e-05 | 5.2032e-05 | 2.8674e-05 | 1.6004e-05 | 8.7451e-05 | 4.561e-07
5.4658e-06 | 4.9865e-07 | 8.1791e-07 | 3.2004e-06 | 0 | 0 | 1.9554e-05 | 8.858e-05 | 0.00031342 | 3.5325e-05 | 5.2589e-05 | 8.4162e-05 | 5.5402e-05 | 3.8e-05 | 1.7547e-05 | 2.7787e-05 | 8.4694e-05 | 7.6016e-08
5.3097e-06 | 5.4852e-07 | 5.9081e-06 | 1.5171e-05 | 0 | 0 | 5.1692e-05 | 8.967e-05 | 0.00043327 | 4.9673e-05 | 5.2589e-05 | 8.8751e-05 | 7.8426e-05 | 3.7151e-05 | 7.1304e-05 | 2.4521e-05 | 0.00013427 | 8.3618e-07
4.0603e-06 | 5.4852e-07 | 8.2167e-07 | 2.4153e-05 | 0 | 0 | 0.00012938 | 9.2074e-05 | 0.00029982 | 0.00011611 | 0.00014282 | 9.8763e-05 | 0.00018697 | 3.6584e-05 | 0.0001763 | 2.8246e-05 | 0.00026173 | 1.5203e-07
4.0603e-06 | 5.4852e-07 | 5.6665e-06 | 1.9524e-05 | 0 | 0 | 0.00019993 | 9.3183e-05 | 0.0001111 | 8.0659e-05 | 0.00019974 | 9.8909e-05 | 0.00021418 | 5.6434e-05 | 0.00015317 | 3.3144e-05 | 0.00023052 | 6.7746e-05
4.0603e-06 | 5.4852e-07 | 9.4683e-06 | 1.0568e-05 | 0 | 0 | 0.00025745 | 0.0001044 | 4.2156e-05 | 6.2555e-05 | 0.00016569 | 9.7326e-05 | 0.00013121 | 0.00010072 | 0.00030947 | 3.6055e-05 | 0.00021872 | 0
0 | 4.9865e-07 | 8.9934e-07 | 8.2098e-06 | 0 | 0 | 0.00028243 | 0.00010589 | 4.4565e-05 | 9.9692e-05 | 0.00027832 | 0.00010309 | 0.00018355 | 0.00027836 | 0.00019385 | 4.7601e-05 | 0.00018217 | 0.00013701
0 | 3.9892e-07 | 7.1845e-07 | 8.7715e-06 | 0 | 0 | 0.00032386 | 0.00010653 | 2.1249e-05 | 0.00010741 | 0.000294 | 0.00010684 | 0.00020728 | 0.00029746 | 0.00021969 | 4.4243e-05 | 0.00012377 | 4.789e-05
0 | 2.9919e-07 | 3.222e-06 | 5.9036e-06 | 0 | 4.8369e-08 | 0.00025386 | 0.0001193 | 1.3263e-05 | 0.00010645 | 0.00033075 | 0.00011294 | 0.00014049 | 0.00062856 | 0.00012271 | 7.3564e-05 | 0.000122 | 5.6885e-05
1.4055e-06 | 2.4933e-07 | 7.1033e-07 | 3.7651e-06 | 0 | 5.7861e-08 | 0.00023137 | 0.00011495 | 8.8173e-06 | 5.9505e-05 | 0.00032412 | 0.00010609 | 0.00012522 | 0.00024368 | 0.00015237 | 6.7325e-05 | 0.00010763 | 0.00011659
0 | 2.4933e-07 | 6.3531e-07 | 3.6696e-06 | 0 | 0 | 0.00022847 | 0.00011586 | 2.4661e-05 | 5.5234e-05 | 0.00030801 | 0.00010776 | 0.00022113 | 0.00018504 | 9.6928e-05 | 7.2758e-05 | 0.00010673 | 6.8415e-07
0 | 5.4852e-07 | 5.7752e-07 | 3.09e-06 | 0 | 0 | 0.00021068 | 0.00011956 | 1.5171e-05 | 0.00032636 | 0.00022949 | 0.00010977 | 0.00025491 | 0.000338 | 0.00023264 | 5.4946e-05 | 0.00012274 | 7.6503e-05
0 | 2.4933e-07 | 6.7366e-07 | 2.8823e-06 | 0 | 0 | 0.00025515 | 0.00012486 | 5.0556e-05 | 0.00012284 | 0.00011154 | 0.00011956 | 0.00045009 | 0.00028869 | 0.00036926 | 5.6391e-05 | 0.0001567 | 4.1049e-06
0 | 2.4933e-07 | 4.1707e-06 | 3.9857e-06 | 0 | 0 | 0.00024424 | 0.0001116 | 4.5521e-05 | 0.00021155 | 7.456e-05 | 0.00012192 | 0.00059674 | 0.0001339 | 0.0003518 | 4.1206e-05 | 0.00017026 | 0.0002222
1.2493e-06 | 2.4933e-07 | 8.518e-07 | 2.5342e-06 | 0 | 0 | 0.0002142 | 0.00011666 | 1.4928e-05 | 8.3813e-05 | 5.2622e-05 | 0.00012503 | 0.0003154 | 0.00027012 | 0.00019501 | 5.1958e-05 | 0.00018719 | 0.00021573
0 | 2.4933e-07 | 1.3887e-06 | 3.1974e-06 | 0 | 0 | 0.00026346 | 0.00012021 | 3.3347e-05 | 5.5294e-05 | 5.2756e-05 | 0.00012028 | 0.00010183 | 0.00025904 | 9.5027e-05 | 6.1077e-05 | 0.00020906 | 0.0013834
5.4096e-06 | 2.9919e-07 | 9.0721e-06 | 3.5469e-06 | 0 | 0 | 0.00022619 | 0.00010952 | 2.0033e-05 | 4.0058e-05 | 5.2889e-05 | 0.00011395 | 4.7417e-05 | 0.00016899 | 6.8068e-05 | 4.9915e-05 | 0.00016564 | 9.1828e-05
5.5096e-06 | 2.4933e-07 | 2.3005e-06 | 2.6486e-06 | 0 | 0 | 0.00018584 | 0.00012047 | 9.1431e-06 | 5.5053e-05 | 5.2889e-05 | 0.00010815 | 6.9368e-05 | 4.3458e-05 | 2.9724e-05 | 2.4153e-05 | 0.00011168 | 0
0 | 2.4933e-07 | 4.4057e-07 | 1.0673e-06 | 0 | 0 | 7.4867e-05 | 0.00010661 | 8.9772e-06 | 4.3339e-05 | 5.3188e-05 | 0.00011091 | 3.1363e-05 | 2.1317e-05 | 1.4547e-05 | 1.7128e-05 | 8.4287e-05 | 0
2.6548e-06 | 2.4933e-07 | 2.8581e-07 | 9.7473e-07 | 0 | 0 | 3.1958e-05 | 0.00010923 | 8.8169e-06 | 5.7614e-05 | 5.3222e-05 | 0.00010068 | 2.8969e-05 | 3.1693e-05 | 1.3e-05 | 1.5473e-05 | 4.4672e-05 | 0
4.0603e-06 | 2.4933e-07 | 2.7563e-07 | 1.8874e-07 | 0 | 0 | 4.4265e-06 | 0.00010074 | 2.7242e-05 | 3.8828e-05 | 5.3188e-05 | 9.5868e-05 | 1.5355e-05 | 2.245e-05 | 8.3102e-06 | 1.575e-05 | 4.2387e-05 | 7.6016e-08
4.0603e-06 | 2.4933e-07 | 2.2723e-07 | 1.9353e-07 | 0 | 0 | 2.9879e-06 | 0.00010376 | 7.3384e-05 | 4.0294e-05 | 5.3222e-05 | 9.6191e-05 | 4.7771e-06 | 3.3366e-05 | 8.8782e-06 | 1.6801e-05 | 5.3956e-05 | 0
5.3097e-06 | 2.4933e-07 | 2.8581e-07 | 2.0024e-07 | 0 | 0 | 4.4046e-06 | 9.5866e-05 | 0.00010195 | 4.0768e-05 | 5.3255e-05 | 9.1395e-05 | 4.7357e-06 | 3.3675e-05 | 1.0731e-05 | 1.6456e-05 | 3.5335e-05 | 7.6016e-08
4.0603e-06 | 2.4933e-07 | 2.7612e-07 | 2.2802e-07 | 0 | 0 | 3.0735e-06 | 9.8626e-05 | 0.00012053 | 3.8785e-05 | 5.2989e-05 | 9.6865e-05 | 1.4305e-05 | 3.4293e-05 | 1.0691e-05 | 1.7598e-05 | 4.2264e-05 | 2.2805e-07
4.0603e-06 | 2.4933e-07 | 3.4398e-07 | 2.1844e-07 | 0 | 0 | 3.5042e-05 | 9.3757e-05 | 0.00023891 | 5.4108e-05 | 5.2722e-05 | 8.9452e-05 | 2.7296e-05 | 3.5297e-05 | 4.2243e-05 | 1.509e-05 | 0.00013288 | 5.3211e-07
5.4658e-06 | 5.4852e-07 | 2.3766e-06 | 2.3185e-07 | 0 | 0 | 7.5368e-05 | 9.5964e-05 | 0.00027865 | 4.9316e-05 | 5.2889e-05 | 9.3331e-05 | 0.00011076 | 3.522e-05 | 7.0593e-05 | 2.1557e-05 | 0.00017596 | 2.8658e-05
1.3405e-05 | 4.9865e-07 | 3.1993e-06 | 3.6503e-07 | 0 | 0 | 0.00015285 | 8.7266e-05 | 0.00027219 | 0.00010563 | 5.2955e-05 | 0.00010001 | 0.00011418 | 3.4988e-05 | 0.00013983 | 0.00010462 | 0.00022543 | 0.00094348
4.0603e-06 | 5.4852e-07 | 1.5887e-06 | 5.3087e-06 | 0 | 0 | 0.0001397 | 9.8974e-05 | 0.00014452 | 9.4985e-05 | 0.00014266 | 0.00010601 | 5.769e-05 | 3.3727e-05 | 9.9646e-05 | 4.7785e-05 | 0.00027756 | 0.00061202
4.0603e-06 | 2.9919e-07 | 9.2967e-07 | 4.0153e-06 | 0 | 0 | 0.0002064 | 9.2778e-05 | 6.1419e-05 | 5.3724e-05 | 0.00021521 | 9.7374e-05 | 6.0082e-05 | 4.4141e-05 | 6.0231e-05 | 4.3138e-05 | 0.00021929 | 0.00011916
0 | 7.8588e-07 | 1.0979e-06 | 3.0668e-06 | 0 | 0 | 0.00020797 | 0.00010144 | 2.5094e-05 | 4.6467e-05 | 0.00015032 | 9.8644e-05 | 6.8633e-05 | 3.4396e-05 | 3.7153e-05 | 3.853e-05 | 0.00018486 | 0.00045792
0 | 2.4933e-07 | 1.0776e-06 | 1.1095e-06 | 0 | 0 | 0.00024835 | 0.00010454 | 1.1058e-05 | 6.3114e-05 | 0.00027561 | 9.9708e-05 | 8.3139e-05 | 2.1008e-05 | 0.00012394 | 4.2417e-05 | 0.00014987 | 0.00033658
0 | 2.4933e-07 | 6.5907e-07 | 4.4359e-07 | 0 | 3.1936e-05 | 0.00019182 | 0.00011675 | 1.7692e-05 | 0.0001112 | 0.00033525 | 0.00010442 | 7.9254e-05 | 1.8434e-05 | 0.00013108 | 4.4994e-05 | 0.00010816 | 0.00057452
0 | 2.4933e-07 | 6.3919e-07 | 4.3664e-07 | 0 | 4.1774e-05 | 0.00017444 | 0.00011511 | 8.9719e-06 | 6.8877e-05 | 0.00041987 | 0.00010599 | 0.00011421 | 0.00033009 | 9.9692e-06 | 4.2053e-05 | 7.0057e-05 | 0.00065435
0 | 2.4933e-07 | 6.5986e-07 | 4.4838e-07 | 0 | 0 | 0.00013566 | 0.00011258 | 8.9824e-06 | 4.1025e-05 | 0.00041278 | 0.00010687 | 6.0873e-05 | 0.00014666 | 6.5926e-05 | 3.9608e-05 | 7.724e-05 | 7.8277e-05
2.6986e-06 | 2.4933e-07 | 1.125e-06 | 4.388e-07 | 0 | 0 | 0.00013173 | 0.00012715 | 8.8842e-06 | 4.6068e-05 | 0.00027386 | 0.00010685 | 8.2544e-05 | 0.00018343 | 5.6927e-05 | 3.427e-05 | 8.1836e-05 | 0.00063633
1.3493e-05 | 5.4852e-07 | 1.2125e-06 | 4.3688e-07 | 0 | 0 | 0.00011979 | 0.00012705 | 9.0852e-06 | 7.4932e-05 | 0.00021232 | 0.00011475 | 0.00018445 | 0.00030971 | 0.00012066 | 4.8797e-05 | 0.00010325 | 0.00017636
0 | 4.9865e-07 | 7.1048e-07 | 4.4359e-07 | 0 | 0 | 0.00016244 | 0.00012582 | 9.0506e-06 | 8.6343e-05 | 0.00019507 | 0.00012083 | 0.00035676 | 0.0001639 | 0.00030056 | 5.2943e-05 | 0.000125 | 0.00060199
7.5913e-06 | 2.4933e-07 | 6.2204e-07 | 4.4071e-07 | 0 | 0 | 0.00018857 | 0.00013098 | 9.6836e-06 | 0.00018787 | 0.00017107 | 0.00012993 | 0.00041846 | 2.2656e-05 | 0.00030497 | 5.469e-05 | 0.00017782 | 0.00014948
1.0794e-05 | 2.4933e-07 | 2.4235e-06 | 4.4359e-07 | 0 | 0 | 0.00014151 | 0.00011564 | 9.1793e-06 | 0.00017829 | 0.00017543 | 0.00014514 | 0.00024587 | 9.8605e-06 | 0.0002373 | 6.2331e-05 | 0.00018235 | 0.00017976
0 | 2.9919e-07 | 1.2115e-06 | 2.7058e-05 | 0 | 0 | 0.00017274 | 0.00012003 | 8.7831e-06 | 0.00021304 | 8.9654e-05 | 0.00014188 | 0.00016037 | 1.8743e-05 | 3.9319e-05 | 7.5994e-05 | 0.00022521 | 2.4188e-05
0 | 2.4933e-07 | 5.1488e-07 | 1.6257e-05 | 0 | 0 | 0.00015318 | 0.00011685 | 1.0189e-05 | 6.3863e-05 | 4.6312e-05 | 0.00013282 | 7.1439e-05 | 1.9258e-05 | 4.6716e-05 | 6.2843e-05 | 0.00014186 | 4.8498e-05
0 | 2.4933e-07 | 2.3643e-07 | 9.4859e-06 | 0 | 0 | 0.00014558 | 0.0001213 | 9.9096e-06 | 5.9851e-05 | 6.6568e-07 | 0.00012413 | 6.8502e-05 | 2.9659e-05 | 3.1706e-05 | 3.7938e-05 | 8.3442e-05 | 0.00011586
0 | 2.4933e-07 | 1.009e-06 | 4.1868e-07 | 0 | 0 | 5.4108e-05 | 0.00011429 | 8.974e-06 | 3.9658e-05 | 6.6568e-07 | 0.00011455 | 4.0707e-05 | 2.142e-05 | 6.1612e-06 | 1.9614e-05 | 0.00010586 | 3.968e-05
0 | 2.4933e-07 | 7.3949e-07 | 4.3688e-07 | 0 | 0 | 2.7574e-05 | 0.00010731 | 9.0499e-06 | 4.0633e-05 | 7.3225e-07 | 0.00010838 | 1.7875e-05 | 2.2759e-05 | 5.9687e-06 | 1.6072e-05 | 4.1409e-05 | 1.5203e-07
0 | 2.9919e-07 | 3.052e-07 | 4.5317e-07 | 0 | 0 | 3.873e-06 | 0.00010337 | 8.8307e-06 | 3.6227e-05 | 6.6568e-07 | 0.00010738 | 8.9661e-06 | 3.0483e-05 | 6.5677e-06 | 2.5967e-05 | 3.0642e-05 | 0
0 | 2.4933e-07 | 4.3562e-07 | 4.7616e-07 | 0 | 0 | 7.8696e-06 | 0.00010383 | 9.0116e-06 | 6.2372e-05 | 7.3225e-07 | 9.8399e-05 | 1.0028e-05 | 3.2748e-05 | 6.0757e-06 | 1.7841e-05 | 3.0409e-05 | 7.6016e-08
4.0603e-06 | 2.4933e-07 | 3.3428e-07 | 4.5988e-07 | 0 | 0 | 3.0822e-06 | 9.5706e-05 | 1.817e-05 | 4.2105e-05 | 1.5644e-05 | 9.5889e-05 | 6.0886e-06 | 2.3171e-05 | 6.0115e-06 | 1.7735e-05 | 3.2573e-05 | 2.2805e-07
1.4055e-06 | 2.4933e-07 | 4.7969e-07 | 4.2347e-07 | 0 | 0 | 3.0359e-06 | 0.00010402 | 3.8342e-05 | 3.9211e-05 | 5.3355e-05 | 0.00010251 | 9.9418e-06 | 3.3778e-05 | 6.7389e-06 | 1.8418e-05 | 3.1934e-05 | 4.561e-07
0 | 2.4933e-07 | 3.8275e-07 | 4.4838e-07 | 0 | 0 | 1.0983e-05 | 0.00010574 | 0.00013883 | 4.2808e-05 | 5.2922e-05 | 9.6283e-05 | 1.8519e-05 | 3.419e-05 | 2.6023e-05 | 2.5204e-05 | 0.00012016 | 1.5545e-06
2.6548e-06 | 2.4933e-07 | 5.4657e-07 | 4.0239e-07 | 0 | 0 | 6.5665e-05 | 9.4456e-05 | 0.00014775 | 4.948e-05 | 5.2789e-05 | 9.823e-05 | 9.0434e-05 | 3.4087e-05 | 6.0273e-05 | 2.9884e-05 | 0.0001917 | 2.2805e-07
5.4658e-06 | 2.4933e-07 | 3.0241e-06 | 2.788e-07 | 0 | 0 | 0.00013849 | 0.00010283 | 0.00013291 | 9.483e-05 | 5.2822e-05 | 0.00010248 | 8.7975e-05 | 3.4576e-05 | 9.9279e-05 | 0.00010713 | 0.00023546 | 0.00017047
5.3097e-06 | 2.9919e-07 | 2.9984e-06 | 1.9162e-07 | 0 | 0 | 0.00016136 | 9.389e-05 | 8.1575e-05 | 5.4108e-05 | 0.00016544 | 0.00010131 | 6.7951e-05 | 3.2517e-05 | 6.0496e-05 | 5.7026e-05 | 0.00017746 | 0.00019828
5.3534e-06 | 2.4933e-07 | 2.7309e-06 | 1.9545e-07 | 0 | 1.2073e-06 | 0.00016554 | 0.00010043 | 2.7347e-05 | 0.00011024 | 0.00021995 | 0.00010362 | 5.7234e-05 | 4.3729e-05 | 3.4174e-05 | 5.034e-05 | 0.00018314 | 6.8749e-05
1.6191e-05 | 2.4933e-07 | 1.9441e-06 | 5.0778e-07 | 0 | 0 | 0.00016622 | 0.00010627 | 1.8238e-05 | 6.3899e-05 | 0.00010045 | 0.00010239 | 0.00015827 | 3.3572e-05 | 5.6311e-05 | 4.206e-05 | 0.00013985 | 0.00016281
0 | 2.4933e-07 | 1.7262e-06 | 4.4838e-07 | 1.3621e-06 | 1.6767e-05 | 0.00013665 | 0.00011459 | 9.2312e-06 | 7.6411e-05 | 0.00017225 | 0.00010317 | 0.00010507 | 1.9258e-05 | 0.00012136 | 4.3693e-05 | 0.00013202 | 0.00051524
0 | 2.9919e-07 | 1.2296e-06 | 4.388e-07 | 0 | 0 | 0.00011459 | 0.00011466 | 8.9391e-06 | 8.7265e-05 | 0.00019911 | 0.00010587 | 8.3866e-05 | 1.0298e-05 | 9.5712e-05 | 4.7495e-05 | 8.6229e-05 | 0.00028305
5.3971e-06 | 2.4933e-07 | 6.5986e-07 | 4.4838e-07 | 0 | 0 | 0.00011447 | 0.00012474 | 1.322e-05 | 6.3353e-05 | 0.00019974 | 0.0001128 | 3.6192e-05 | 0.00031489 | 9.1636e-05 | 3.4907e-05 | 7.6511e-05 | 3.0102e-05
5.3971e-06 | 2.4933e-07 | 7.9285e-07 | 4.2251e-07 | 0 | 0 | 0.00011934 | 0.00013129 | 3.7388e-05 | 6.5852e-05 | 0.00020007 | 0.00011103 | 6.991e-05 | 0.00014193 | 2.8183e-05 | 5.6303e-05 | 6.4778e-05 | 1.5203e-07
0 | 5.4852e-07 | 6.5549e-07 | 1.1606e-05 | 0 | 0 | 0.00010659 | 0.00013109 | 1.3397e-05 | 6.0691e-05 | 0.00018373 | 0.00011421 | 0.00012027 | 0.00028382 | 2.0516e-05 | 3.0431e-05 | 9.0712e-05 | 1.7301e-05
8.0957e-06 | 7.4798e-07 | 6.2884e-05 | 4.273e-07 | 0 | 0 | 0.00010151 | 0.00013152 | 1.9375e-05 | 5.0208e-05 | 0.00010558 | 0.00012136 | 0.00018263 | 0.00031555 | 0.00012569 | 3.217e-05 | 8.4462e-05 | 4.3238e-05
0 | 9.973e-07 | 8.1888e-05 | 4.3209e-07 | 0 | 0 | 0.00017214 | 0.00014027 | 3.225e-05 | 0.00010741 | 6.3074e-05 | 0.00012554 | 0.00030297 | 0.00016292 | 0.00064857 | 7.0441e-05 | 8.8513e-05 | 1.5482e-05
0 | 1.1469e-05 | 9.2594e-06 | 4.4838e-07 | 0 | 0 | 0.00016528 | 0.00014956 | 2.1342e-05 | 0.00019957 | 6.9897e-07 | 0.00012573 | 0.00039244 | 0.00017069 | 0.00063003 | 9.2995e-05 | 9.2905e-05 | 0.00026499
0 | 1.0771e-05 | 1.9933e-06 | 2.9446e-05 | 0 | 1.5128e-05 | 0.00015932 | 0.00012195 | 9.2011e-06 | 0.00010891 | 6.9897e-07 | 0.00012886 | 0.00025258 | 0.0001665 | 0.00039965 | 0.00010113 | 0.00012664 | 0.0001032
0 | 7.7291e-06 | 7.0518e-07 | 4.2891e-05 | 0 | 0 | 0.00018019 | 0.00012373 | 1.6715e-05 | 8.2652e-05 | 6.324e-07 | 0.00012966 | 0.00011645 | 0.00017883 | 6.5263e-05 | 9.8765e-05 | 0.00014622 | 0.00013462
0 | 7.4798e-06 | 3.3848e-07 | 1.1229e-05 | 0 | 0 | 0.00018161 | 0.0001205 | 1.1527e-05 | 6.4555e-05 | 7.3225e-07 | 0.00012719 | 5.3487e-05 | 0.00017736 | 2.5646e-05 | 8.2143e-05 | 0.00015781 | 2.4964e-05
0 | 3.7399e-06 | 3.1441e-07 | 9.7915e-06 | 0 | 0 | 0.00016433 | 0.00011706 | 2.3959e-05 | 4.2229e-05 | 6.9897e-07 | 0.0001226 | 4.2677e-05 | 2.3943e-05 | 7.9156e-05 | 4.2174e-05 | 8.6248e-05 | 0.00012724
0 | 2.9919e-07 | 2.66e-07 | 4.6658e-07 | 0 | 0 | 7.599e-05 | 0.00011956 | 9.11e-06 | 4.3788e-05 | 6.324e-07 | 0.00011604 | 2.5856e-05 | 3.0895e-05 | 1.5352e-05 | 2.6366e-05 | 9.0941e-05 | 1.0217e-05
0 | 2.4933e-07 | 4.6988e-07 | 3.2383e-07 | 0 | 0 | 1.1427e-05 | 0.00011661 | 9.0056e-06 | 3.9628e-05 | 7.6554e-07 | 0.00011002 | 6.7347e-05 | 2.2218e-05 | 2.4591e-05 | 2.279e-05 | 5.1207e-05 | 4.0501e-05
0 | 2.4933e-07 | 4.4176e-07 | 3.7269e-07 | 0 | 0 | 3.2397e-06 | 0.00010674 | 9.1141e-06 | 6.7297e-05 | 6.6568e-07 | 0.00010398 | 1.9533e-05 | 2.245e-05 | 8.7498e-06 | 2.2107e-05 | 4.0064e-05 | 0.0001358
0 | 2.4933e-07 | 4.2146e-07 | 3.382e-07 | 0 | 0 | 2.9531e-06 | 0.00011161 | 1.3158e-05 | 4.8088e-05 | 7.3225e-07 | 0.00010017 | 7.4736e-06 | 3.2439e-05 | 7.9155e-06 | 2.2779e-05 | 3.261e-05 | 5.0627e-06
1.4055e-06 | 2.4933e-07 | 3.2459e-07 | 3.6598e-07 | 0 | 0 | 3.2391e-06 | 0.00010431 | 2.3189e-05 | 4.1087e-05 | 1.5544e-05 | 9.8728e-05 | 6.8016e-06 | 2.3171e-05 | 9.3445e-06 | 2.2832e-05 | 4.7325e-05 | 0
4.0603e-06 | 2.4933e-07 | 3.4398e-07 | 3.3149e-07 | 0 | 0 | 2.4766e-05 | 0.00010364 | 3.1814e-05 | 4.1811e-05 | 5.3055e-05 | 0.00010095 | 1.0072e-05 | 3.3572e-05 | 1.3499e-05 | 2.289e-05 | 3.2117e-05 | 7.6016e-08
4.0603e-06 | 2.4933e-07 | 3.6336e-07 | 3.6119e-07 | 0 | 0 | 1.9444e-05 | 0.00010515 | 8.0522e-05 | 4.2834e-05 | 5.2955e-05 | 9.8178e-05 | 2.2037e-05 | 3.5117e-05 | 4.1845e-05 | 2.257e-05 | 0.00012132 | 3.0406e-07
4.0603e-06 | 2.4933e-07 | 4.8285e-07 | 3.2191e-07 | 0 | 0 | 5.9572e-05 | 9.7968e-05 | 6.29e-05 | 5.0425e-05 | 5.2922e-05 | 9.7903e-05 | 9.1882e-05 | 3.5915e-05 | 4.3899e-05 | 2.8867e-05 | 0.0001703 | 3.0406e-07
1.6104e-05 | 2.9919e-07 | 3.052e-07 | 3.6119e-07 | 0 | 0 | 7.0471e-05 | 0.00010038 | 6.3469e-05 | 8.1015e-05 | 5.2955e-05 | 0.00010335 | 9.9744e-05 | 2.4587e-05 | 9.2544e-05 | 7.2898e-05 | 0.00021903 | 0.0001131
8.1644e-06 | 2.4933e-07 | 4.6274e-07 | 4.2539e-07 | 0 | 0 | 0.00011078 | 0.0001018 | 3.0032e-05 | 7.3046e-05 | 0.00014409 | 0.00010225 | 6.4366e-05 | 3.3752e-05 | 7.0549e-05 | 3.6263e-05 | 0.00014939 | 0.00019798
5.3097e-06 | 2.4933e-07 | 7.1733e-07 | 4.1197e-07 | 7.3553e-05 | 0 | 0.00012416 | 0.00010204 | 9.0617e-06 | 7.5177e-05 | 0.00020963 | 9.7174e-05 | 6.0454e-05 | 4.6011e-05 | 7.0935e-05 | 3.3528e-05 | 0.00012007 | 0.0001119
0 | 2.4933e-07 | 1.1169e-06 | 4.5988e-07 | 0 | 0 | 0.00017052 | 0.00011154 | 9.1315e-06 | 0.00010878 | 0.00010648 | 9.755e-05 | 0.00012604 | 3.3984e-05 | 6.945e-05 | 2.3729e-05 | 0.00013548 | 3.7123e-05
0 | 1.7951e-06 | 9.5485e-07 | 4.4838e-07 | 0 | 0 | 0.00015267 | 0.00011233 | 9.0528e-06 | 0.00011959 | 0.00025693 | 0.0001059 | 0.00011649 | 1.1225e-05 | 0.00012307 | 2.502e-05 | 0.0001108 | 2.9646e-05
0 | 7.7291e-06 | 5.9078e-07 | 4.3209e-07 | 0 | 0 | 0.00013933 | 0.00011559 | 9.0698e-06 | 0.00013112 | 0.0002902 | 0.00010791 | 0.0001346 | 1.9361e-05 | 4.659e-05 | 2.6171e-05 | 8.2421e-05 | 1.9916e-05
0 | 7.4798e-06 | 7.1845e-07 | 4.4167e-07 | 0 | 0 | 0.00013613 | 0.00012149 | 3.2454e-05 | 6.7966e-05 | 0.00022553 | 0.00011107 | 0.0001057 | 0.00041017 | 8.8504e-05 | 2.8399e-05 | 6.5891e-05 | 2.2311e-06
0 | 1.2965e-05 | 8.2151e-07 | 4.3688e-07 | 0 | 0 | 9.8005e-05 | 0.00012444 | 1.2896e-05 | 4.4153e-05 | 0.00022644 | 0.00011368 | 9.0067e-05 | 0.00015081 | 3.1374e-05 | 3.6523e-05 | 7.2307e-05 | 2.9618e-05
0 | 1.9996e-05 | 1.8528e-05 | 4.4167e-07 | 0 | 0 | 8.48e-05 | 0.00012899 | 9.2714e-06 | 4.2242e-05 | 0.00013738 | 0.00011698 | 8.3451e-05 | 0.00018477 | 4.4168e-05 | 6.8528e-05 | 6.5908e-05 | 3.2687e-06
0 | 2.9919e-05 | 8.65e-05 | 3.4357e-06 | 0 | 0 | 8.8884e-05 | 0.00013773 | 2.9869e-05 | 6.3294e-05 | 7.3225e-07 | 0.00012392 | 0.00013969 | 0.00030861 | 0.00016454 | 0.00010313 | 8.1121e-05 | 3.0406e-07
1.0794e-05 | 2.8174e-05 | 1.6541e-05 | 7.862e-06 | 0 | 4.1428e-05 | 0.00014715 | 0.00013454 | 3.0603e-05 | 0.00012861 | 8.3543e-06 | 0.00012336 | 0.00031729 | 0.00016977 | 0.00029215 | 3.2202e-05 | 0.00011355 | 3.5379e-05
0 | 2.2738e-05 | 1.2187e-05 | 7.511e-05 | 0 | 0 | 0.00015479 | 0.00013529 | 1.3698e-05 | 0.00013548 | 8.9222e-05 | 0.00012723 | 0.00035067 | 1.6838e-05 | 0.00040208 | 6.1001e-05 | 0.00015564 | 1.4671e-05
8.0957e-06 | 1.2716e-05 | 6.1789e-06 | 6.2855e-05 | 0 | 0 | 0.00013669 | 0.00012724 | 9.2525e-06 | 7.498e-05 | 0.00010142 | 0.00012676 | 0.00017338 | 2.1214e-05 | 0.0003167 | 5.2292e-05 | 0.00017355 | 1.6724e-07
0 | 1.0472e-05 | 9.2435e-07 | 3.4797e-05 | 0 | 0 | 9.3319e-05 | 0.00012461 | 9.2015e-06 | 6.0828e-05 | 1.332e-05 | 0.00012441 | 0.00013139 | 2.1189e-05 | 9.1075e-05 | 7.9596e-05 | 0.00015673 | 0.00011533
2.6548e-06 | 2.9919e-07 | 9.5155e-07 | 2.3444e-05 | 0 | 0 | 0.00019282 | 0.00012207 | 8.9659e-06 | 4.8063e-05 | 6.324e-07 | 0.00012466 | 6.3038e-05 | 2.1292e-05 | 3.377e-05 | 7.7299e-05 | 0.00010978 | 3.1395e-05
4.0603e-06 | 2.4933e-07 | 3.052e-07 | 3.4098e-06 | 0 | 0 | 0.00012999 | 0.00011131 | 9.0819e-06 | 4.4913e-05 | 6.6568e-07 | 0.00012097 | 2.8013e-05 | 3.2233e-05 | 3.5307e-05 | 5.2808e-05 | 0.00010681 | 7.6016e-08
2.6548e-06 | 4.9865e-07 | 3.052e-07 | 2.575e-05 | 0 | 0 | 5.8019e-05 | 0.00012168 | 8.9383e-06 | 4.1593e-05 | 6.324e-07 | 0.00012514 | 1.8603e-05 | 2.3171e-05 | 8.9259e-06 | 2.5717e-05 | 6.575e-05 | 0
1.4055e-06 | 2.4933e-07 | 4.1177e-07 | 3.3571e-05 | 0 | 0 | 1.8909e-05 | 0.00011097 | 8.9672e-06 | 3.8368e-05 | 2.0137e-05 | 0.00010702 | 2.5053e-05 | 3.4087e-05 | 8.6714e-06 | 2.1747e-05 | 5.3916e-05 | 0
0 | 2.4933e-07 | 5.6398e-07 | 1.5155e-06 | 0 | 0 | 2.4564e-05 | 0.00010811 | 8.8707e-06 | 6.2877e-05 | 7.9882e-07 | 0.00010394 | 2.2298e-05 | 3.3958e-05 | 3.7866e-06 | 2.196e-05 | 2.886e-05 | 2.2805e-07
0 | 2.4933e-07 | 2.8581e-07 | 4.6939e-07 | 0 | 0 | 5.6023e-06 | 0.0001144 | 9.0112e-06 | 4.794e-05 | 6.6568e-07 | 9.6651e-05 | 1.8116e-05 | 3.4087e-05 | 3.5941e-06 | 2.1006e-05 | 2.7333e-05 | 1.5203e-07
0 | 2.9919e-07 | 3.052e-07 | 8.7817e-06 | 0 | 0 | 6.4086e-06 | 0.00010754 | 9.0562e-06 | 4.1625e-05 | 1.5777e-05 | 0.00010141 | 1.784e-05 | 2.3686e-05 | 3.4443e-06 | 2.125e-05 | 4.386e-05 | 2.2805e-07
4.0603e-06 | 2.4933e-07 | 2.7563e-07 | 5.8413e-07 | 0 | 0 | 2.7732e-06 | 0.00010202 | 8.9764e-06 | 4.2486e-05 | 5.3188e-05 | 0.00010397 | 2.2101e-05 | 3.5117e-05 | 4.1717e-06 | 2.4874e-05 | 2.9875e-05 | 1.5203e-07
2.6548e-06 | 1.9946e-07 | 2.9551e-07 | 6.9095e-07 | 0 | 0 | 6.8423e-06 | 0.00010921 | 6.0957e-05 | 4.3739e-05 | 5.2955e-05 | 9.8199e-05 | 4.6783e-05 | 3.4499e-05 | 3.8619e-05 | 6.1401e-05 | 0.00011499 | 7.6016e-08
0 | 2.9919e-07 | 3.5489e-07 | 6.5686e-07 | 0 | 0 | 7.4665e-05 | 0.00010457 | 5.634e-05 | 5.4995e-05 | 5.2922e-05 | 9.7156e-05 | 9.5193e-05 | 3.4267e-05 | 6.3131e-05 | 6.0073e-05 | 0.00018482 | 7.6016e-08
1.4055e-06 | 2.4933e-07 | 3.5489e-07 | 5.6576e-07 | 0 | 0 | 0.00014258 | 9.0863e-05 | 7.883e-05 | 8.6093e-05 | 5.3022e-05 | 0.00010413 | 0.0001035 | 3.3958e-05 | 0.00017184 | 7.8723e-05 | 0.00028738 | 0.00036327
0 | 2.4933e-07 | 4.9255e-07 | 2.9221e-07 | 0 | 0 | 0.00013612 | 0.00010316 | 3.1114e-05 | 0.00010046 | 0.00022412 | 0.00010351 | 6.4591e-05 | 3.1899e-05 | 3.8148e-05 | 4.4311e-05 | 0.0001727 | 0.00026214
2.6986e-06 | 2.4933e-07 | 1.0193e-06 | 2.9892e-07 | 0 | 0 | 0.0002157 | 0.00011003 | 1.3273e-05 | 8.3015e-05 | 0.00031944 | 0.00010183 | 0.00012381 | 4.3317e-05 | 6.0235e-05 | 2.8028e-05 | 0.00015008 | 0.001004
0 | 2.4933e-07 | 9.6533e-07 | 9.5904e-07 | 0 | 0 | 0.0002128 | 0.00011469 | 8.9208e-06 | 3.9581e-05 | 0.00019192 | 9.8916e-05 | 7.6736e-05 | 2.366e-05 | 0.00019212 | 3.7536e-05 | 0.00011195 | 0.00030306
0 | 2.9919e-07 | 8.2027e-07 | 4.7425e-07 | 0 | 0 | 0.00023181 | 0.00011091 | 9.1851e-06 | 5.2925e-05 | 0.00028005 | 0.00010581 | 0.00013278 | 1.9361e-05 | 0.00013531 | 3.7931e-05 | 8.6834e-05 | 0.0010437
0 | 4.2385e-06 | 1.0498e-06 | 4.4359e-07 | 0 | 0 | 0.00017275 | 0.00012258 | 9.3658e-06 | 0.00016357 | 0.00031661 | 0.00011036 | 0.0001558 | 1.1225e-05 | 9.8236e-05 | 4.026e-05 | 7.6788e-05 | 0.00103
0 | 7.4798e-06 | 9.5971e-07 | 4.3209e-07 | 0 | 7.7268e-05 | 0.00013608 | 0.00012182 | 8.7682e-06 | 0.00011704 | 0.00036087 | 0.00010907 | 0.00017849 | 0.00037366 | 1.0992e-05 | 5.255e-05 | 8.7715e-05 | 0.0011486
0 | 7.4798e-06 | 6.4968e-07 | 4.4167e-07 | 0 | 0.0001159 | 0.00012324 | 0.00012902 | 9.0395e-06 | 5.8788e-05 | 0.00033564 | 0.00011396 | 0.00016734 | 0.00014558 | 6.3089e-05 | 2.33e-05 | 6.4872e-05 | 0.00041698
0 | 8.0283e-06 | 7.1487e-07 | 4.4167e-07 | 0 | 0.00016661 | 0.0001155 | 0.00013314 | 9.1693e-06 | 4.6783e-05 | 0.00034683 | 0.00011342 | 0.00010882 | 0.00018351 | 0.00012208 | 1.8683e-05 | 3.9813e-05 | 0.00082634
8.0957e-06 | 7.7291e-06 | 7.7425e-07 | 4.5796e-07 | 0 | 0.00062291 | 0.0001201 | 0.00013992 | 8.9561e-06 | 0.00010226 | 0.00026731 | 0.00012243 | 0.00011484 | 0.00031131 | 0.00010698 | 5.4143e-05 | 6.5277e-05 | 0.00063954
0 | 1.8699e-05 | 1.3032e-05 | 1.1538e-05 | 0 | 0.0007921 | 0.00012045 | 0.0001383 | 9.322e-06 | 0.0001441 | 0.00025104 | 0.00013193 | 0.00030722 | 0.00017279 | 0.00035351 | 5.0452e-05 | 0.00010578 | 0.00029912
0 | 2.1991e-05 | 3.8059e-05 | 2.7095e-05 | 0 | 0.00075324 | 0.00013126 | 0.00013896 | 9.2232e-06 | 6.4077e-05 | 0.00023656 | 0.00013153 | 0.00034128 | 0.00016726 | 0.00042047 | 5.8001e-05 | 0.00014424 | 8.5746e-05
0 | 1.2716e-05 | 2.2674e-05 | 1.9545e-06 | 0 | 0.00036044 | 0.00017035 | 0.00013869 | 9.3102e-06 | 9.2366e-05 | 0.00025647 | 0.00014174 | 0.000226 | 0.00033572 | 0.00024588 | 7.6824e-05 | 0.00011897 | 4.5595e-05
5.3971e-06 | 1.2217e-05 | 3.5305e-06 | 4.5509e-07 | 0 | 5.5536e-05 | 0.00015506 | 0.0001304 | 8.9837e-06 | 6.5138e-05 | 0.00018562 | 0.00014019 | 0.00010068 | 0.00031954 | 0.00010234 | 5.8007e-05 | 0.00015976 | 0.00084912
0 | 7.779e-06 | 1.6512e-06 | 5.417e-06 | 0 | 4.7689e-05 | 0.00014588 | 0.00012478 | 8.8769e-06 | 4.3862e-05 | 0.00018472 | 0.0001281 | 6.4541e-05 | 0.00015993 | 5.4604e-05 | 7.7271e-05 | 0.00015646 | 2.2805e-07
0 | 5.4852e-06 | 1.3227e-06 | 1.6948e-06 | 0 | 0 | 0.00013094 | 0.00012805 | 9.0238e-06 | 4.18e-05 | 9.7516e-05 | 0.00012127 | 6.8248e-05 | 1.967e-05 | 1.4701e-05 | 5.8475e-05 | 8.554e-05 | 1.5203e-07
0 | 2.4933e-07 | 2.0361e-06 | 4.6467e-07 | 0 | 8.2701e-05 | 6.7905e-05 | 0.0001171 | 9.2851e-06 | 4.1877e-05 | 7.8817e-05 | 0.00011788 | 1.6057e-05 | 1.9695e-05 | 4.8078e-05 | 2.0707e-05 | 7.4497e-05 | 7.6016e-08
0 | 2.4933e-07 | 2.4662e-07 | 3.382e-07 | 0 | 5.4329e-05 | 2.3806e-05 | 0.00011909 | 9.1805e-06 | 4.4073e-05 | 7.8751e-05 | 0.00011794 | 2.0655e-05 | 1.9361e-05 | 4.1289e-06 | 1.9303e-05 | 4.7731e-05 | 7.6016e-08
0 | 2.9919e-07 | 2.9502e-07 | 3.2e-07 | 0 | 0 | 1.805e-05 | 0.00011642 | 9.2547e-06 | 4.6743e-05 | 7.8817e-05 | 0.00011477 | 1.318e-05 | 1.2693e-05 | 4.6637e-06 | 1.9606e-05 | 5.0568e-05 | 7.6016e-08
0 | 2.4933e-07 | 3.3471e-07 | 2.6251e-07 | 0 | 0 | 1.1083e-05 | 0.0001206 | 9.3554e-06 | 7.6073e-05 | 7.9017e-05 | 0.00010615 | 1.6692e-05 | 3.1101e-05 | 3.7866e-06 | 1.9299e-05 | 3.36e-05 | 1.5203e-07
0 | 2.4933e-07 | 4.5987e-07 | 1.7245e-07 | 0 | 0 | 2.2552e-06 | 0.00011295 | 9.3795e-06 | 5.7648e-05 | 0.00011872 | 0.00010434 | 9.3305e-06 | 2.2553e-05 | 3.6154e-06 | 1.7716e-05 | 4.904e-05 | 2.2805e-07
0 | 2.4933e-07 | 5.8301e-07 | 2.0503e-07 | 0 | 0 | 5.0155e-06 | 9.9384e-05 | 9.1634e-06 | 4.1807e-05 | 0.00020345 | 0.00010857 | 1.1968e-05 | 2.2965e-05 | 3.2946e-06 | 2.0224e-05 | 4.4309e-05 | 1.5203e-07
0 | 2.4933e-07 | 2.1704e-07 | 2.0024e-07 | 0 | 0 | 4.0302e-05 | 0.00011394 | 1.5662e-05 | 4.3339e-05 | 0.00013091 | 9.8274e-05 | 2.1861e-05 | 3.4319e-05 | 5.4708e-05 | 2.2646e-05 | 0.0001241 | 6.0813e-07
5.4658e-06 | 2.4933e-07 | 4.7084e-07 | 2.7401e-07 | 0 | 0 | 7.6687e-05 | 0.00010196 | 1.1773e-05 | 5.3117e-05 | 0.00013044 | 0.00010285 | 3.5775e-05 | 3.5606e-05 | 3.6313e-05 | 3.1414e-05 | 0.00019002 | 3.7248e-06
2.6548e-06 | 2.4933e-07 | 3.7428e-07 | 2.9221e-07 | 0 | 0 | 0.00012668 | 0.00010176 | 3.4047e-05 | 6.925e-05 | 0.00013091 | 0.00010708 | 0.00010264 | 2.451e-05 | 9.0938e-05 | 8.0776e-05 | 0.00024991 | 0.00018776
2.6548e-06 | 2.4933e-07 | 7.2053e-07 | 3.3149e-07 | 0 | 0 | 0.00013958 | 0.00011243 | 9.8723e-06 | 6.7087e-05 | 0.00028174 | 0.00011093 | 6.9652e-05 | 8.339e-05 | 0.0001415 | 3.6281e-05 | 0.00017 | 4.8438e-05
0 | 2.4933e-07 | 9.761e-07 | 9.964e-07 | 0 | 0 | 0.00018456 | 0.0001125 | 9.2989e-06 | 5.6448e-05 | 0.00032615 | 0.00010647 | 5.7571e-05 | 9.67e-05 | 4.9087e-05 | 2.634e-05 | 0.00013942 | 0.0001046
0 | 2.4933e-07 | 9.5006e-07 | 7.1951e-07 | 0 | 0.0001228 | 0.00016706 | 0.00011191 | 9.0272e-06 | 5.6022e-05 | 0.00020472 | 0.00010686 | 5.1167e-05 | 3.3134e-05 | 9.2761e-05 | 2.0881e-05 | 0.00013945 | 6.4538e-05
0 | 2.9919e-07 | 1.0316e-06 | 5.8136e-06 | 0 | 0.00063804 | 0.00018588 | 0.00011808 | 8.9892e-06 | 4.3334e-05 | 0.00029734 | 0.00010924 | 6.3857e-05 | 2.4638e-05 | 8.2526e-05 | 4.2252e-05 | 0.00014591 | 7.1151e-05
0 | 2.4933e-07 | 8.7285e-07 | 2.4197e-05 | 0 | 0.0006416 | 0.00014653 | 0.00012975 | 8.9858e-06 | 6.2685e-05 | 0.00037306 | 0.00011176 | 0.00010683 | 0.00011928 | 0.00014345 | 4.9768e-05 | 9.9648e-05 | 7.7156e-05
0 | 9.225e-06 | 6.8894e-07 | 5.2119e-07 | 0 | 0.00042625 | 0.00013911 | 0.0001386 | 8.9135e-06 | 6.7948e-05 | 0.00028788 | 0.00011811 | 6.9993e-05 | 0.00074405 | 0.00010859 | 4.4311e-05 | 7.7617e-05 | 6.126e-07
0 | 2.7226e-05 | 7.9285e-07 | 5.6995e-05 | 0 | 0.0005802 | 8.1342e-05 | 0.00013923 | 1.0728e-05 | 4.3974e-05 | 0.0002034 | 0.00012235 | 4.1076e-05 | 0.00053324 | 7.5855e-05 | 0.00011512 | 6.4579e-05 | 0
0 | 2.7426e-05 | 5.687e-05 | 3.2077e-05 | 0 | 0.00065405 | 8.3059e-05 | 0.00014426 | 2.303e-05 | 7.4681e-05 | 0.00017128 | 0.00012076 | 6.7887e-05 | 0.00018209 | 6.3876e-05 | 0.00011481 | 5.6221e-05 | 0.00051022
0 | 1.9447e-05 | 0.00020351 | 3.9327e-05 | 0 | 0.0004666 | 8.1233e-05 | 0.0001524 | 8.9501e-06 | 0.00011043 | 9.3728e-05 | 0.00012947 | 0.00010879 | 0.00033724 | 9.6262e-05 | 0.00017734 | 9.2084e-05 | 0.00023369
0 | 2.947e-05 | 0.00019679 | 5.6053e-05 | 0 | 0.00074352 | 0.00012299 | 0.0001462 | 8.8569e-06 | 0.00022855 | 0.00013638 | 0.0001341 | 0.00017479 | 0.00017004 | 0.0001659 | 0.00012218 | 0.00011242 | 4.561e-07
0 | 3.5903e-05 | 5.1856e-05 | 0.00010369 | 0 | 0.00064778 | 0.00015473 | 0.00014439 | 9.0648e-06 | 8.3658e-05 | 0.00011621 | 0.00013713 | 0.0003775 | 1.9355e-05 | 0.0002994 | 4.8182e-05 | 0.00012873 | 4.3329e-05
0 | 1.8999e-05 | 7.2629e-05 | 8.2971e-05 | 0 | 0 | 0.00016393 | 0.00014032 | 3.5207e-05 | 0.00011972 | 0.00011453 | 0.00013471 | 0.00017833 | 0.00018481 | 0.00022418 | 7.4817e-05 | 0.00015959 | 9.8213e-06
0 | 1.3464e-05 | 5.3525e-05 | 0.00018388 | 0 | 0 | 0.00016262 | 0.0001342 | 9.2969e-06 | 8.6981e-05 | 0.00011359 | 0.00013134 | 0.00013166 | 4.5765e-05 | 0.00011133 | 5.201e-05 | 0.00015954 | 4.862e-05
0 | 1.1469e-05 | 3.6723e-05 | 0.00014935 | 0 | 0 | 0.00012117 | 0.00013302 | 1.1886e-05 | 4.7698e-05 | 0.00011327 | 0.00012814 | 5.6901e-05 | 3.1075e-05 | 2.361e-05 | 6.9814e-05 | 0.00010866 | 6.9783e-05
8.0519e-06 | 2.4933e-07 | 5.0256e-06 | 6.4051e-05 | 0 | 0 | 8.2534e-05 | 0.00012042 | 1.1755e-05 | 4.3183e-05 | 0.00011282 | 0.00013551 | 3.6752e-05 | 2.9453e-05 | 2.4074e-05 | 4.7909e-05 | 8.4594e-05 | 1.5203e-07
0 | 2.9919e-07 | 8.1012e-07 | 1.026e-05 | 0 | 0 | 6.0563e-05 | 0.00012348 | 1.1583e-05 | 5.4517e-05 | 0.00011223 | 0.00013011 | 3.5739e-05 | 4.0472e-05 | 3.4747e-05 | 4.1475e-05 | 5.6667e-05 | 7.0847e-05
0 | 2.9919e-07 | 5.6772e-07 | 1.9401e-06 | 0 | 0 | 3.7087e-05 | 0.00012015 | 1.0051e-05 | 4.3274e-05 | 3.8164e-05 | 0.00011414 | 2.714e-05 | 3.9571e-05 | 1.2066e-05 | 2.0593e-05 | 3.373e-05 | 1.5203e-07
0 | 2.4933e-07 | 2.8581e-07 | 1.874e-06 | 0 | 0 | 2.3831e-05 | 0.00011401 | 8.8928e-06 | 8.9008e-05 | 5.9912e-07 | 0.00011345 | 4.2164e-05 | 3.8824e-05 | 5.7476e-06 | 1.821e-05 | 3.4346e-05 | 7.6016e-08
0 | 2.4933e-07 | 2.8581e-07 | 4.455e-07 | 0 | 0 | 1.1608e-05 | 0.00011697 | 8.9622e-06 | 0.00014067 | 7.3225e-07 | 0.00010589 | 8.333e-06 | 2.6775e-05 | 7.4163e-06 | 1.8008e-05 | 2.9009e-05 | 6.0813e-07
0 | 2.4933e-07 | 2.8581e-07 | 4.5509e-07 | 0 | 0 | 3.7799e-06 | 0.00011851 | 8.8261e-06 | 9.047e-05 | 1.5976e-05 | 0.00010785 | 1.0934e-05 | 3.8206e-05 | 4.514e-06 | 1.7492e-05 | 2.6569e-05 | 0
0 | 2.4933e-07 | 2.8581e-07 | 3.861e-07 | 0 | 0 | 2.1309e-05 | 0.00011251 | 8.9561e-06 | 5.4195e-05 | 5.2955e-05 | 0.00010874 | 8.7474e-06 | 3.7485e-05 | 4.0005e-06 | 1.777e-05 | 4.3795e-05 | 7.6016e-08
0 | 2.4933e-07 | 2.8532e-07 | 1.6287e-07 | 0 | 0 | 3.7677e-05 | 0.00010432 | 9.0468e-06 | 5.71e-05 | 5.2822e-05 | 0.00010259 | 3.5222e-05 | 3.6456e-05 | 2.6853e-05 | 1.7098e-05 | 4.8191e-05 | 1.7104e-07
0 | 2.4933e-07 | 2.8581e-07 | 2.8742e-07 | 0 | 0 | 3.6399e-05 | 0.00010871 | 8.9808e-06 | 4.2208e-05 | 5.2689e-05 | 0.00010033 | 3.4838e-05 | 3.7382e-05 | 3.3249e-05 | 1.7033e-05 | 7.3512e-05 | 3.1091e-05
0 | 2.4933e-07 | 3.052e-07 | 2.2036e-07 | 0 | 0 | 7.5638e-05 | 0.00010844 | 9.093e-06 | 6.8627e-05 | 5.229e-05 | 0.00010232 | 0.00012702 | 3.5323e-05 | 0.00012901 | 2.831e-05 | 0.00014081 | 0.00015728
0 | 2.4933e-07 | 5.4817e-07 | 3.0084e-07 | 0 | 0 | 0.00013517 | 0.00010345 | 1.0635e-05 | 0.00011847 | 0.00017495 | 0.000104 | 0.00012492 | 3.2929e-05 | 0.0002146 | 2.7039e-05 | 0.00014743 | 0.0002003
0 | 2.4933e-07 | 5.8593e-07 | 4.5988e-07 | 0 | 0 | 0.00021095 | 0.00011649 | 1.0462e-05 | 5.9858e-05 | 0.0002349 | 0.00010886 | 9.654e-05 | 4.4977e-05 | 0.0001798 | 3.5623e-05 | 0.00017075 | 9.7909e-05
0 | 2.4933e-07 | 6.361e-07 | 4.5988e-07 | 0 | 0 | 0.00032183 | 0.00011869 | 9.1597e-06 | 9.6176e-05 | 0.00015054 | 0.00010793 | 5.5535e-05 | 0.00013107 | 8.4924e-05 | 3.8503e-05 | 0.00021932 | 0.00014066
0 | 2.9919e-07 | 7.7346e-07 | 2.0024e-06 | 0 | 0 | 0.00029024 | 0.00012414 | 8.8889e-06 | 0.00023714 | 0.00029512 | 0.00011427 | 0.00014008 | 0.00028436 | 0.00010441 | 7.7436e-05 | 0.00014656 | 0.00050861
6.7464e-06 | 2.4933e-07 | 6.4968e-07 | 2.4e-06 | 0 | 0 | 0.00027863 | 0.00012358 | 9.11e-06 | 0.00015227 | 0.00032765 | 0.00011534 | 0.00011822 | 0.00024005 | 0.0001735 | 4.1319e-05 | 0.00015349 | 0.00024275
1.3493e-06 | 2.4933e-07 | 8.9063e-07 | 4.4857e-06 | 0 | 4.8369e-08 | 0.00018892 | 0.00012839 | 8.8438e-06 | 6.8305e-05 | 0.00033326 | 0.00012316 | 7.758e-05 | 0.00063364 | 8.6882e-05 | 2.6382e-05 | 0.00013305 | 0.00020182
1.3493e-06 | 2.9919e-07 | 1.4975e-06 | 6.4708e-06 | 0 | 5.7861e-08 | 0.00021704 | 0.00011844 | 9.0632e-06 | 8.7286e-05 | 0.00033504 | 0.00011734 | 0.00012998 | 0.00037792 | 0.00010973 | 2.5925e-05 | 0.00010839 | 0.00014694
0 | 2.4933e-07 | 8.3347e-06 | 2.8853e-05 | 0 | 0 | 0.00020169 | 0.0001299 | 8.8208e-06 | 7.977e-05 | 0.00037929 | 0.00011888 | 9.3963e-05 | 0.00034702 | 8.7555e-05 | 3.5031e-05 | 8.2794e-05 | 9.8973e-05
0 | 7.4798e-07 | 9.3962e-06 | 5.2418e-05 | 0 | 0 | 9.7424e-05 | 0.00013682 | 8.9723e-06 | 6.82e-05 | 0.00035338 | 0.00012568 | 0.00011344 | 0.00033082 | 7.8061e-05 | 4.0574e-05 | 0.00011689 | 0.00011729
0 | 3.2911e-06 | 1.2325e-06 | 5.646e-05 | 0 | 0 | 0.00014409 | 0.00013133 | 9.0064e-06 | 9.6906e-05 | 0.00039088 | 0.00012814 | 0.00033552 | 0.0001751 | 0.00024937 | 3.3897e-05 | 0.00016975 | 0.00026013
0 | 7.4798e-06 | 1.9143e-06 | 9.2168e-05 | 0 | 0 | 0.00014023 | 0.0001308 | 8.8631e-06 | 0.00015548 | 0.00033276 | 0.00012504 | 0.00043461 | 0.00034434 | 0.00036361 | 3.6396e-05 | 0.00011431 | 2.3907e-05
0 | 7.4798e-06 | 1.1715e-05 | 8.0842e-05 | 0 | 0 | 0.00016955 | 0.00013244 | 9.1657e-06 | 0.00032107 | 0.00033202 | 0.00012879 | 0.00028459 | 0.00034871 | 0.00028845 | 5.4759e-05 | 0.0001577 | 0.00012109
0 | 7.7291e-06 | 5.8721e-07 | 7.9693e-05 | 0 | 0 | 9.7759e-05 | 0.00012937 | 9.2756e-06 | 0.00010407 | 0.00033217 | 0.00012383 | 0.00010529 | 0.00035702 | 0.00014537 | 5.2208e-05 | 0.0001613 | 0.00020934
0 | 7.4798e-06 | 5.5248e-07 | 4.4209e-05 | 0 | 0 | 6.6781e-05 | 0.00011959 | 1.7972e-05 | 8.0623e-05 | 0.0003334 | 0.0001217 | 4.7653e-05 | 0.0003263 | 2.7111e-05 | 3.9358e-05 | 0.0001192 | 0.00014775
0 | 4.0391e-06 | 4.9438e-07 | 5.0632e-05 | 0 | 0 | 0.00010642 | 0.00011817 | 8.8758e-06 | 4.4843e-05 | 0.00032995 | 0.00012129 | 3.9406e-05 | 0.0001139 | 3.514e-05 | 6.834e-05 | 0.00010601 | 3.5667e-05
0 | 2.4933e-07 | 5.9078e-07 | 2.3174e-05 | 0 | 0 | 5.5164e-05 | 0.0001206 | 9.0303e-06 | 6.332e-05 | 0.00033365 | 0.00011401 | 2.6508e-05 | 3.5879e-05 | 4.5354e-06 | 0.00010911 | 8.9983e-05 | 3.0406e-07
0 | 2.4933e-07 | 5.7236e-07 | 1.4891e-05 | 0 | 0 | 2.0018e-05 | 0.0001093 | 9.1053e-06 | 4.5e-05 | 0.00033365 | 0.0001069 | 1.2985e-05 | 3.4808e-05 | 4.1075e-06 | 3.1072e-05 | 4.1718e-05 | 3.0406e-07
0 | 2.4933e-07 | 5.0844e-07 | 6.4651e-06 | 0 | 0 | 3.6093e-06 | 0.00011557 | 8.902e-06 | 3.9953e-05 | 0.00033385 | 0.00010939 | 1.6658e-05 | 3.419e-05 | 5.7334e-06 | 1.6571e-05 | 3.5062e-05 | 7.6016e-08
0 | 2.4933e-07 | 5.5685e-07 | 3.7652e-07 | 0 | 0 | 3.0969e-06 | 0.00011984 | 9.1324e-06 | 3.952e-05 | 0.00033324 | 0.00010316 | 1.2547e-05 | 2.33e-05 | 3.3365e-05 | 1.5952e-05 | 3.8334e-05 | 1.5203e-07
0 | 2.4933e-07 | 5.8642e-07 | 3.4874e-07 | 0 | 0 | 9.2367e-06 | 0.00010949 | 9.142e-06 | 4.1225e-05 | 0.00033316 | 0.00010408 | 1.0388e-05 | 3.3778e-05 | 7.8684e-06 | 1.613e-05 | 3.1241e-05 | 2.2805e-07
0 | 2.4933e-07 | 5.9174e-07 | 4.158e-07 | 0 | 0 | 1.124e-05 | 0.00010738 | 8.7828e-06 | 5.4821e-05 | 0.00033342 | 0.00010526 | 9.7871e-06 | 3.4808e-05 | 5.9815e-06 | 1.556e-05 | 3.4881e-05 | 7.6016e-08
0 | 2.9919e-07 | 6.354e-07 | 6.5532e-07 | 0 | 0 | 1.0594e-05 | 0.00010276 | 1.3265e-05 | 4.6227e-05 | 0.00028103 | 0.00010022 | 1.6638e-05 | 3.5658e-05 | 1.9087e-05 | 1.6058e-05 | 4.5037e-05 | 2.2805e-07
1.4055e-06 | 2.4933e-07 | 2.8581e-07 | 8.7951e-07 | 0 | 0 | 1.5081e-05 | 9.8875e-05 | 7.563e-05 | 4.8271e-05 | 0.00024602 | 9.5758e-05 | 8.0171e-05 | 3.6147e-05 | 2.476e-05 | 1.6168e-05 | 7.1663e-05 | 5.3211e-07
2.6548e-06 | 2.4933e-07 | 6.2715e-07 | 8.8335e-07 | 0 | 0 | 4.7151e-05 | 0.00010355 | 2.0514e-05 | 6.3581e-05 | 0.00024546 | 9.9445e-05 | 0.00013205 | 2.4535e-05 | 8.7183e-05 | 3.4485e-05 | 0.00012425 | 4.561e-07
1.0807e-05 | 2.4933e-07 | 7.5451e-07 | 6.994e-07 | 0 | 0 | 7.1793e-05 | 0.00010785 | 1.4318e-05 | 0.00010963 | 0.00033001 | 0.00010503 | 0.00016756 | 3.4808e-05 | 0.00013086 | 1.4786e-05 | 0.00020421 | 7.4572e-05
1.3449e-05 | 2.9919e-07 | 6.3274e-07 | 1.8395e-06 | 0 | 0 | 0.00013453 | 0.00011206 | 8.7981e-06 | 5.5169e-05 | 0.00030089 | 0.00010845 | 0.00015501 | 6.8148e-05 | 0.00014939 | 3.0692e-05 | 0.00019196 | 8.5822e-05
0 | 2.4933e-07 | 9.7914e-07 | 1.988e-06 | 0 | 0 | 0.00017085 | 0.00011425 | 8.7371e-06 | 6.8165e-05 | 0.00023768 | 0.00011056 | 9.0946e-05 | 2.814e-05 | 0.00022613 | 3.6397e-05 | 0.00020213 | 0.00016065
0 | 2.4933e-07 | 8.8657e-07 | 3.5918e-06 | 0 | 0 | 0.00015924 | 0.00011463 | 3.5948e-05 | 6.9914e-05 | 0.00028039 | 0.00010941 | 0.0001066 | 2.3171e-05 | 0.00018261 | 6.0965e-05 | 0.00012314 | 0.00013082
0 | 2.4933e-07 | 7.7734e-07 | 1.0201e-05 | 0 | 0 | 0.00023782 | 0.00012177 | 1.3809e-05 | 8.0588e-05 | 0.00028228 | 0.00011468 | 0.00021802 | 1.0607e-05 | 0.00013111 | 4.7438e-05 | 0.0001553 | 0.00026361
0 | 2.9919e-07 | 6.5728e-07 | 2.1729e-05 | 0 | 4.8369e-08 | 0.00024057 | 0.00013373 | 8.8026e-06 | 0.00010185 | 0.00027766 | 0.00013106 | 0.00016235 | 0.00036721 | 8.9598e-05 | 5.8584e-05 | 0.00011897 | 7.7841e-05
3.1789e-06 | 2.4933e-07 | 2.2824e-05 | 6.1784e-05 | 0 | 5.7861e-08 | 0.00015547 | 0.00013281 | 8.8014e-06 | 9.8421e-05 | 0.00026727 | 0.00013652 | 0.00012802 | 0.00014527 | 5.3004e-05 | 0.00012747 | 0.00012272 | 1.5203e-07
0 | 4.9865e-07 | 9.0118e-05 | 0.00010067 | 0 | 0 | 0.00020985 | 0.00014659 | 9.2918e-06 | 6.0215e-05 | 0.00024078 | 0.00014017 | 0.00013842 | 0.00017841 | 5.0702e-05 | 4.9297e-05 | 0.0001139 | 1.5203e-07
0 | 2.7426e-06 | 0.000139 | 0.00010838 | 0 | 0 | 0.00022796 | 0.00014349 | 9.1423e-06 | 6.3912e-05 | 0.00021349 | 0.00012994 | 0.00017617 | 0.00031602 | 0.00028857 | 4.0068e-05 | 0.00012922 | 7.3736e-05
0 | 1.2765e-05 | 0.00013684 | 7.6357e-05 | 0 | 0 | 0.00021445 | 0.00014524 | 9.1843e-06 | 0.00046175 | 0.00026789 | 0.00014672 | 0.00027407 | 4.2197e-05 | 0.00033321 | 8.3796e-05 | 0.00015408 | 1.049e-05
0 | 3.0418e-05 | 0.00010517 | 0.00011568 | 0 | 0 | 0.00023744 | 0.00014302 | 1.0207e-05 | 0.00015156 | 0.00016517 | 0.00013801 | 0.00030076 | 1.0787e-05 | 0.00034638 | 5.8007e-05 | 0.00011204 | 1.832e-05
0 | 2.942e-05 | 8.2307e-05 | 9.597e-05 | 0 | 0 | 0.00023662 | 0.00013765 | 8.9376e-06 | 6.7829e-05 | 0.00016301 | 0.00013793 | 0.00022747 | 1.8743e-05 | 0.00026088 | 0.00011378 | 0.00016972 | 3.2535e-05
0 | 1.0522e-05 | 8.7551e-05 | 6.9447e-05 | 0 | 0 | 0.00029222 | 0.00013532 | 1.0049e-05 | 0.00012936 | 6.4405e-05 | 0.0001376 | 9.8016e-05 | 1.9773e-05 | 0.00018612 | 7.8024e-05 | 0.00019895 | 0.00031699
0 | 7.7291e-06 | 6.6903e-05 | 0.00011387 | 0 | 0.00022069 | 0.00024729 | 0.00012985 | 1.1573e-05 | 9.2909e-05 | 5.2489e-05 | 0.0001311 | 8.035e-05 | 2.0596e-05 | 6.076e-05 | 6.5591e-05 | 0.00017954 | 0.00019308
0 | 1.7453e-06 | 2.8116e-06 | 5.721e-05 | 0 | 0 | 0.00014686 | 0.00013005 | 9.3833e-06 | 4.4416e-05 | 5.2456e-05 | 0.00012672 | 4.0906e-05 | 2.142e-05 | 9.8409e-06 | 5.455e-05 | 0.00010529 | 5.1311e-05
0 | 2.4933e-07 | 6.8037e-07 | 9.3173e-06 | 0 | 0 | 9.7684e-05 | 0.00011867 | 9.1249e-06 | 4.3871e-05 | 5.2822e-05 | 0.00011834 | 3.5936e-05 | 3.2877e-05 | 4.0861e-06 | 2.5497e-05 | 8.6179e-05 | 5.8365e-05
0 | 2.4933e-07 | 2.8581e-07 | 4.9101e-06 | 0 | 0 | 3.8628e-05 | 0.00012113 | 8.9024e-06 | 4.2012e-05 | 5.3022e-05 | 0.00011422 | 6.6541e-06 | 3.3778e-05 | 3.8936e-06 | 1.775e-05 | 5.138e-05 | 1.382e-05
0 | 2.4933e-07 | 4.6109e-07 | 4.4071e-07 | 0 | 0 | 2.1046e-05 | 0.00011731 | 8.9096e-06 | 4.364e-05 | 5.2822e-05 | 0.00010757 | 1.2854e-05 | 2.3789e-05 | 4.899e-06 | 2.2597e-05 | 3.4869e-05 | 3.0406e-07
0 | 4.9865e-07 | 5.7875e-07 | 4.6179e-07 | 0 | 0 | 9.3957e-06 | 0.00010866 | 9.3559e-06 | 4.1907e-05 | 5.2855e-05 | 0.00010311 | 1.6985e-05 | 3.4705e-05 | 4.2476e-06 | 2.5569e-05 | 3.5714e-05 | 0
0 | 4.9865e-07 | 5.2016e-07 | 4.4071e-07 | 0 | 0 | 1.3295e-05 | 0.00011574 | 9.2705e-06 | 4.4482e-05 | 5.3022e-05 | 0.00010823 | 1.7739e-05 | 3.4293e-05 | 4.6851e-06 | 1.7852e-05 | 2.6217e-05 | 0
0 | 2.4933e-07 | 5.2016e-07 | 4.5317e-07 | 0 | 0 | 4.3845e-06 | 0.00011446 | 9.1376e-06 | 4.0206e-05 | 5.2689e-05 | 0.00010336 | 1.1987e-05 | 2.3815e-05 | 4.9373e-06 | 1.777e-05 | 4.8662e-05 | 2.2805e-07
0 | 2.4933e-07 | 3.052e-07 | 4.5988e-07 | 0 | 0 | 1.7155e-05 | 0.00011255 | 2.5171e-05 | 4.8361e-05 | 5.2456e-05 | 0.00010281 | 1.6994e-05 | 3.4293e-05 | 3.3587e-05 | 2.3968e-05 | 9.8142e-05 | 2.2805e-07
4.0603e-06 | 2.4933e-07 | 3.0471e-07 | 4.5509e-07 | 0 | 0 | 8.7517e-05 | 0.00010335 | 1.5858e-05 | 9.8969e-05 | 5.2556e-05 | 0.00010145 | 8.1986e-05 | 3.6044e-05 | 5.9589e-05 | 4.2334e-05 | 0.00015458 | 2.2805e-07
1.0807e-05 | 2.9919e-07 | 4.2396e-07 | 4.3688e-07 | 0 | 0 | 0.00014985 | 0.00010501 | 1.6062e-05 | 8.2698e-05 | 4.2404e-05 | 0.00010835 | 9.9771e-05 | 2.3557e-05 | 9.3394e-05 | 8.3379e-05 | 0.00021363 | 7.0391e-05
5.4658e-06 | 2.4933e-07 | 5.861e-07 | 4.2539e-07 | 0 | 0 | 0.00012014 | 0.0001095 | 9.5222e-06 | 5.9632e-05 | 9.1678e-05 | 0.00010597 | 0.00015563 | 0.00012749 | 4.779e-05 | 3.3975e-05 | 0.00017174 | 7.6056e-05
1.4055e-06 | 2.4933e-07 | 1.4946e-06 | 4.3209e-07 | 0 | 0 | 0.00020464 | 0.0001167 | 9.1995e-06 | 8.2536e-05 | 0.00017018 | 0.00010343 | 0.00015211 | 4.109e-05 | 2.7683e-05 | 3.342e-05 | 0.00018944 | 0.0001647
0 | 2.4933e-07 | 1.2841e-06 | 1.0118e-06 | 0 | 0 | 0.00017503 | 0.00012199 | 9.1566e-06 | 4.0233e-05 | 0.0001776 | 0.0001054 | 0.00013515 | 2.1703e-05 | 7.3049e-05 | 5.0447e-05 | 0.00015135 | 0.00039137
0 | 2.4933e-07 | 1.1888e-06 | 7.1958e-07 | 0 | 0 | 0.00014686 | 0.00012998 | 9.1908e-06 | 8.4502e-05 | 0.0002644 | 0.00011347 | 0.00014449 | 1.967e-05 | 0.0001152 | 5.6446e-05 | 0.00013499 | 0.00025563
0 | 2.4933e-07 | 9.0107e-07 | 4.3401e-07 | 0 | 0.00035061 | 0.00013026 | 0.00013605 | 8.8893e-06 | 0.00010126 | 0.00023029 | 0.00012213 | 6.7052e-05 | 1.2049e-05 | 0.00012529 | 5.5605e-05 | 8.7316e-05 | 2.2805e-07
0 | 2.9919e-07 | 6.4937e-07 | 2.3626e-06 | 0 | 0.000404 | 0.00013778 | 0.00012906 | 8.8508e-06 | 5.6961e-05 | 0.00023046 | 0.00011627 | 4.536e-05 | 0.00035401 | 6.4988e-05 | 4.4157e-05 | 7.4025e-05 | 1.5203e-07
0 | 3.9892e-06 | 5.2268e-06 | 1.9922e-05 | 0 | 0.00040516 | 9.3732e-05 | 0.00013443 | 8.7648e-06 | 4.4617e-05 | 0.00023073 | 0.00011794 | 6.2887e-05 | 0.00014792 | 4.7679e-05 | 2.2356e-05 | 3.5528e-05 | 3.6564e-05
0 | 1.3962e-05 | 5.36e-05 | 2.0213e-05 | 0 | 0.00066295 | 0.00014228 | 0.00014365 | 8.9908e-06 | 5.0045e-05 | 0.00021661 | 0.00012091 | 0.00010138 | 0.00018513 | 4.5289e-05 | 6.2893e-05 | 5.9784e-05 | 6.6514e-05
0 | 3.2911e-05 | 0.00011271 | 3.5002e-05 | 0 | 0.00060867 | 0.00015187 | 0.00015254 | 8.9144e-06 | 4.7708e-05 | 0.00012092 | 0.00012767 | 0.00014558 | 0.00032488 | 0.00012241 | 2.2949e-05 | 7.5136e-05 | 5.4625e-05
0 | 3.8945e-05 | 4.1629e-05 | 7.0554e-05 | 0 | 4.1428e-05 | 0.00019468 | 0.00014713 | 8.9959e-06 | 0.00020056 | 9.7157e-05 | 0.00013236 | 0.00043696 | 0.00035588 | 0.00042933 | 5.8666e-05 | 0.00011418 | 0.00012459
0 | 3.5654e-05 | 2.5828e-05 | 7.0805e-05 | 0 | 0 | 0.00015804 | 0.0001466 | 8.9927e-06 | 9.4097e-05 | 0.00013975 | 0.000139 | 0.00035739 | 0.00015723 | 0.00050824 | 4.5545e-05 | 0.00013746 | 0.00012056
0 | 2.8174e-05 | 3.2848e-05 | 6.8389e-05 | 0 | 0 | 0.00014087 | 0.00014571 | 8.8729e-06 | 0.00013649 | 0.000131 | 0.00013823 | 0.00030747 | 1.8846e-05 | 0.00035831 | 3.5121e-05 | 0.0001883 | 0.0001331
0 | 2.3237e-05 | 7.5485e-06 | 3.5327e-05 | 0 | 0 | 9.8373e-05 | 0.00012775 | 9.5756e-06 | 6.1083e-05 | 3.7611e-06 | 0.00013453 | 0.00015435 | 2.0983e-05 | 0.00013118 | 0.00011298 | 0.0001494 | 0.00011711
1.2493e-06 | 1.2716e-05 | 4.5097e-07 | 8.6521e-05 | 0 | 0 | 0.00015193 | 0.00013676 | 1.1304e-05 | 7.8494e-05 | 5.6583e-07 | 0.00012971 | 7.4636e-05 | 2.2012e-05 | 6.6705e-05 | 4.8211e-05 | 0.00015904 | 3.4477e-05
1.4055e-06 | 5.9838e-06 | 4.6375e-07 | 7.1947e-05 | 0 | 0 | 8.8095e-05 | 0.00012825 | 1.1559e-05 | 4.8715e-05 | 7.256e-07 | 0.00013122 | 3.6221e-05 | 3.2877e-05 | 4.6553e-05 | 4.4398e-05 | 8.7153e-05 | 0
0 | 2.4933e-07 | 5.6703e-07 | 2.3843e-05 | 0 | 0 | 6.7813e-05 | 0.00012367 | 8.9146e-06 | 6.8007e-05 | 5.3255e-07 | 0.0001241 | 1.2506e-05 | 2.3583e-05 | 2.7633e-05 | 2.8395e-05 | 6.2386e-05 | 1.5203e-07
0 | 2.701e-07 | 6.2125e-07 | 1.0869e-05 | 0 | 0 | 4.0613e-05 | 0.00012208 | 9.1446e-06 | 4.3763e-05 | 5.3255e-07 | 0.00011762 | 3.8903e-06 | 3.504e-05 | 2.1744e-05 | 2.3383e-05 | 5.6087e-05 | 3.0406e-07
0 | 2.8257e-07 | 2.8581e-07 | 4.6179e-07 | 0 | 0 | 3.0487e-06 | 0.00013059 | 8.8649e-06 | 3.7789e-05 | 2.8791e-05 | 0.00010941 | 3.8673e-06 | 2.4432e-05 | 2.1686e-05 | 2.3618e-05 | 1.6397e-05 | 3.0406e-07
0 | 2.7426e-07 | 5.0998e-07 | 3.9281e-07 | 0 | 0 | 2.7943e-06 | 0.0001174 | 8.994e-06 | 4.4056e-05 | 5.3122e-05 | 0.00010705 | 3.7334e-06 | 3.5426e-05 | 2.1236e-05 | 2.358e-05 | 3.1004e-05 | 1.5203e-07
0 | 2.9503e-07 | 2.8581e-07 | 2.0694e-07 | 0 | 0 | 4.9297e-06 | 0.0001127 | 8.8383e-06 | 3.932e-05 | 5.3188e-05 | 0.00010664 | 4.2799e-06 | 3.7305e-05 | 2.2049e-05 | 2.3296e-05 | 2.9865e-05 | 0
0 | 2.9919e-07 | 3.6816e-07 | 1.6766e-07 | 0 | 0 | 3.782e-06 | 0.00010836 | 8.8263e-06 | 6.7287e-05 | 5.3022e-05 | 0.00011022 | 1.9336e-05 | 3.7408e-05 | 2.2741e-05 | 2.0149e-05 | 4.3797e-05 | 1.5203e-07
0 | 3.075e-07 | 3.052e-07 | 2.1844e-07 | 0 | 0 | 2.7007e-05 | 0.00011149 | 4.1745e-05 | 5.6109e-05 | 5.2456e-05 | 0.00010295 | 9.981e-06 | 3.7202e-05 | 6.539e-05 | 1.6582e-05 | 0.00011791 | 4.561e-07
1.2493e-06 | 3.5321e-07 | 2.7563e-07 | 2.5964e-07 | 0 | 0 | 6.5461e-05 | 0.00010767 | 2.9919e-05 | 6.8461e-05 | 5.2589e-05 | 0.00010541 | 4.4417e-05 | 3.7897e-05 | 7.8681e-05 | 2.1304e-05 | 0.00019746 | 3.0406e-07
4.0603e-06 | 3.7399e-07 | 4.4335e-07 | 2.7401e-07 | 0 | 0 | 9.7426e-05 | 9.9134e-05 | 9.6153e-06 | 9.9009e-05 | 4.1672e-05 | 0.00010567 | 9.1814e-05 | 3.7794e-05 | 0.00014144 | 8.3368e-05 | 0.00022029 | 4.561e-07
4.0603e-06 | 3.6152e-07 | 6.3674e-07 | 2.3664e-07 | 0 | 0 | 0.00011084 | 0.00011973 | 8.8474e-06 | 7.7073e-05 | 9.1565e-05 | 0.0001064 | 5.8046e-05 | 0.00026005 | 0.00018337 | 7.1463e-05 | 0.00013593 | 0.0001184
1.4055e-06 | 2.9503e-07 | 1.3676e-06 | 3.497e-07 | 0 | 0 | 0.00015688 | 0.00010485 | 9.0769e-06 | 9.194e-05 | 0.00016449 | 0.00010291 | 6.5846e-05 | 5.4169e-05 | 7.6983e-05 | 6.0453e-05 | 0.00011829 | 2.3033e-05
0 | 2.7426e-07 | 1.2724e-06 | 4.867e-07 | 0 | 0 | 0.00015483 | 0.00011573 | 8.9549e-06 | 0.00010801 | 0.00025337 | 0.00010181 | 7.3926e-05 | 2.3274e-05 | 5.4702e-05 | 5.4588e-05 | 0.00012129 | 0
0 | 2.9503e-07 | 1.0857e-06 | 9.6095e-07 | 0 | 0 | 0.00018647 | 0.00012535 | 9.1128e-06 | 7.4725e-05 | 0.00036527 | 0.00010716 | 9.6534e-05 | 3.1641e-05 | 6.1163e-05 | 5.1436e-05 | 8.2342e-05 | 0
0 | 2.6179e-07 | 8.7241e-07 | 3.9885e-06 | 0 | 0 | 0.00011451 | 0.00012297 | 9.1981e-06 | 9.1983e-05 | 0.00036501 | 0.00011083 | 9.3874e-05 | 1.1328e-05 | 7.7893e-05 | 4.7292e-05 | 0.00010398 | 3.8008e-07
0 | 2.5764e-07 | 7.0438e-07 | 8.3525e-06 | 0 | 0 | 0.00011917 | 0.00013009 | 9.1574e-06 | 4.4061e-05 | 0.00028112 | 0.00011319 | 4.616e-05 | 0.00043996 | 6.8246e-05 | 4.8208e-05 | 7.1889e-05 | 5.3211e-07
0 | 2.6595e-07 | 6.1987e-07 | 3.3559e-05 | 0 | 0 | 0.00010469 | 0.00013844 | 8.8217e-06 | 6.3816e-05 | 0.00028325 | 0.00011653 | 0.00010027 | 0.00014117 | 3.5732e-05 | 4.6168e-05 | 7.1043e-05 | 5.0064e-05
0 | 2.6179e-07 | 7.6407e-07 | 5.6803e-05 | 0 | 0.00038442 | 0.00012859 | 0.00013927 | 8.9765e-06 | 8.3189e-05 | 0.00026478 | 0.00011579 | 0.0001768 | 0.00018422 | 4.1571e-05 | 6.4152e-05 | 9.3424e-05 | 2.2349e-05
0 | 5.1112e-07 | 6.3531e-07 | 3.8207e-05 | 0 | 0.00036129 | 0.00014453 | 0.00013488 | 9.0094e-06 | 8.2423e-05 | 0.00018386 | 0.00012302 | 0.00021982 | 0.00031882 | 0.00015384 | 6.5953e-05 | 7.5966e-05 | 0.00082774
0 | 1.2674e-06 | 7.7425e-07 | 8.2755e-05 | 0 | 0.00031145 | 0.00016018 | 0.0001409 | 2.6128e-05 | 0.00014481 | 0.00017788 | 0.00012945 | 0.00053846 | 0.00016299 | 0.00050337 | 7.6104e-05 | 0.00011126 | 0.00021754
0 | 1.9959e-05 | 5.6266e-07 | 8.0084e-05 | 0 | 0.000606 | 0.00019561 | 0.00014579 | 1.0993e-05 | 8.2359e-05 | 0.00016326 | 0.00012932 | 0.00047138 | 2.6878e-05 | 0.00062009 | 7.3123e-05 | 0.00013344 | 0.0001801
0 | 1.2225e-05 | 8.2639e-07 | 9.6341e-05 | 0 | 0.0005802 | 0.00018498 | 0.00012916 | 9.0502e-06 | 0.00012909 | 0.00014322 | 0.00013278 | 0.00022086 | 2.0596e-05 | 0.0001803 | 0.00010125 | 0.0001724 | 0.00022355
1.4055e-06 | 7.7582e-06 | 6.55e-07 | 7.4479e-05 | 0 | 8.1868e-05 | 0.00019575 | 0.00012965 | 8.904e-06 | 9.6801e-05 | 7.7952e-05 | 0.00012542 | 8.7734e-05 | 2.1806e-05 | 0.00012205 | 0.00010189 | 0.00021441 | 0.00016883
3.9042e-06 | 7.4922e-06 | 2.3139e-06 | 7.7513e-05 | 0 | 0 | 0.00023819 | 0.00013231 | 9.1491e-06 | 6.9567e-05 | 8.3637e-05 | 0.00012389 | 3.4211e-05 | 3.2645e-05 | 5.8181e-05 | 7.3701e-05 | 0.00014283 | 7.4648e-05
4.0603e-06 | 7.2304e-06 | 3.4569e-06 | 6.8499e-05 | 0 | 0 | 0.00015821 | 0.00011481 | 9.0265e-06 | 6.173e-05 | 7.8185e-05 | 0.0001219 | 2.3473e-05 | 2.3506e-05 | 2.0944e-05 | 6.3659e-05 | 9.5583e-05 | 4.4013e-05
2.811e-06 | 2.5764e-07 | 7.6033e-07 | 3.064e-05 | 0 | 0 | 8.6132e-05 | 0.00011403 | 8.8851e-06 | 3.8563e-05 | 7.7918e-05 | 0.00012297 | 1.9949e-05 | 3.316e-05 | 2.739e-05 | 3.3367e-05 | 6.6029e-05 | 1.5203e-07
0 | 2.701e-07 | 3.6379e-07 | 1.8754e-05 | 0 | 0 | 5.8656e-05 | 0.00012072 | 9.0039e-06 | 3.9563e-05 | 7.7985e-05 | 0.00012036 | 2.4117e-05 | 2.2991e-05 | 5.3269e-06 | 2.4353e-05 | 3.9355e-05 | 0
0 | 2.8257e-07 | 2.7612e-07 | 5.9851e-06 | 0 | 0 | 3.181e-05 | 0.00010322 | 9.2592e-06 | 4.0633e-05 | 0.00010631 | 0.00010499 | 2.0794e-05 | 3.401e-05 | 5.0488e-06 | 2.4439e-05 | 3.3945e-05 | 0
0 | 2.7426e-07 | 2.8581e-07 | 1.7724e-07 | 0 | 0 | 1.9425e-05 | 0.0001219 | 9.3878e-06 | 4.5739e-05 | 0.00013031 | 0.00010059 | 1.0616e-05 | 3.419e-05 | 4.6851e-06 | 2.126e-05 | 2.0633e-05 | 1.5203e-07
4.0603e-06 | 2.9503e-07 | 2.7563e-07 | 1.6766e-07 | 0 | 0 | 1.7167e-05 | 0.00010868 | 1.0872e-05 | 6.7939e-05 | 0.00013051 | 0.00010556 | 6.0754e-06 | 3.4731e-05 | 3.8508e-06 | 2.0521e-05 | 3.1814e-05 | 4.561e-07
4.0603e-06 | 2.9919e-07 | 3.052e-07 | 1.7245e-07 | 0 | 0 | 9.4621e-06 | 0.00010584 | 9.8494e-06 | 4.7218e-05 | 0.00012997 | 0.00010406 | 1.2492e-05 | 3.6275e-05 | 3.6796e-06 | 2.0168e-05 | 5.1303e-05 | 7.6016e-08
5.3097e-06 | 3.075e-07 | 2.9551e-07 | 3.0563e-07 | 0 | 0 | 1.9552e-05 | 0.00010261 | 8.4143e-05 | 5.3021e-05 | 0.00012984 | 9.9048e-05 | 2.2478e-05 | 3.5864e-05 | 4.5974e-05 | 2.833e-05 | 8.9782e-05 | 1.5203e-07
4.0603e-06 | 3.5321e-07 | 9.7187e-07 | 2.9605e-07 | 0 | 0 | 5.5282e-05 | 9.7129e-05 | 9.4059e-05 | 7.168e-05 | 0.00013011 | 0.0001012 | 6.4913e-05 | 3.6765e-05 | 0.00011008 | 4.5006e-05 | 0.00017289 | 1.5203e-07
5.4658e-06 | 3.7399e-07 | 7.5374e-07 | 4.206e-07 | 0 | 0 | 0.00011374 | 0.00010629 | 6.1915e-05 | 8.9816e-05 | 0.00011956 | 0.00010483 | 7.0401e-05 | 3.4885e-05 | 0.00021124 | 8.8695e-05 | 0.00022499 | 0.00010223
5.3097e-06 | 3.6152e-07 | 4.9013e-07 | 4.3688e-07 | 0 | 0 | 0.00015807 | 0.00010106 | 2.5886e-05 | 5.5561e-05 | 0.00016792 | 9.8426e-05 | 4.9159e-05 | 0.0001277 | 0.0002268 | 5.8442e-05 | 0.00018093 | 0.00061018
2.6548e-06 | 2.9503e-07 | 9.5037e-07 | 3.8419e-07 | 0 | 0 | 0.00019121 | 0.0001094 | 9.242e-06 | 5.1176e-05 | 0.00023144 | 9.8805e-05 | 4.2795e-05 | 4.2223e-05 | 0.00014489 | 4.2577e-05 | 0.00013159 | 0.00035317
1.4055e-06 | 2.7426e-07 | 1.8877e-06 | 4.5317e-07 | 0 | 0 | 0.00016416 | 0.00011852 | 8.9456e-06 | 5.0106e-05 | 0.00026804 | 9.9469e-05 | 0.00010857 | 2.1008e-05 | 0.00010202 | 4.6384e-05 | 0.00012047 | 3.9797e-06
0 | 7.2761e-06 | 1.392e-06 | 6.696e-06 | 0 | 0 | 0.00022073 | 0.00010935 | 9.1514e-06 | 0.00010857 | 0.00037149 | 0.00010216 | 5.4638e-05 | 1.9592e-05 | 0.00011829 | 4.5633e-05 | 8.9185e-05 | 4.1961e-05
0 | 7.7416e-06 | 7.12e-07 | 1.2814e-05 | 0 | 0 | 0.00011808 | 0.0001228 | 9.0164e-06 | 6.927e-05 | 0.00025662 | 0.00011091 | 0.00011464 | 1.8866e-05 | 6.4722e-05 | 4.884e-05 | 7.8337e-05 | 4.0517e-05
0 | 1.422e-05 | 1.0894e-06 | 1.3455e-05 | 0 | 0 | 0.00012261 | 0.00012614 | 9.1422e-06 | 4.2338e-05 | 0.00017462 | 0.00010781 | 7.1051e-05 | 0.00045304 | 4.3123e-05 | 4.8686e-05 | 5.2213e-05 | 5.0703e-05
0 | 1.8467e-05 | 1.0849e-06 | 2.9167e-05 | 0 | 9.6106e-05 | 0.00010128 | 0.00013608 | 8.9789e-06 | 4.0111e-05 | 0.00017607 | 0.00011201 | 0.00010313 | 0.00014026 | 5.6352e-05 | 4.97e-05 | 7.1144e-05 | 5.7144e-05
0 | 2.4945e-05 | 3.5201e-06 | 3.6821e-05 | 0 | 0.00064783 | 0.00011636 | 0.00013699 | 9.3504e-06 | 7.0401e-05 | 0.00018387 | 0.00011398 | 0.00017166 | 0.0001829 | 5.6856e-05 | 6.1411e-05 | 5.9746e-05 | 8.9995e-06
0 | 3.2425e-05 | 3.125e-05 | 4.2452e-05 | 0 | 0.00036574 | 0.00011539 | 0.00014315 | 9.2006e-06 | 8.5372e-05 | 0.00011629 | 0.00012206 | 0.00020203 | 0.00031144 | 0.00013028 | 4.8323e-05 | 6.3379e-05 | 0.00017256
7.9473e-07 | 3.6173e-05 | 1.9369e-05 | 4.8245e-05 | 0 | 4.1428e-05 | 0.00015075 | 0.00015166 | 9.0002e-06 | 0.00023735 | 7.7519e-05 | 0.00012669 | 0.00039674 | 0.0001657 | 0.00026325 | 6.3666e-05 | 0.00011604 | 8.3443e-05
0 | 2.6192e-05 | 8.6357e-07 | 7.4007e-05 | 0 | 0 | 0.00016521 | 0.00014351 | 9.0856e-06 | 0.00021565 | 7.7752e-05 | 0.0001314 | 0.00035708 | 4.9303e-05 | 0.00044598 | 5.9939e-05 | 0.00015585 | 0.00010946
0 | 1.6962e-05 | 1.291e-06 | 0.00011322 | 0 | 0 | 0.00015527 | 0.00013715 | 9.2499e-06 | 0.00023391 | 7.7652e-05 | 0.00013245 | 0.0002406 | 1.8846e-05 | 0.00026933 | 8.2483e-05 | 0.0001941 | 0.00022434
0 | 1.5986e-05 | 1.206e-06 | 9.5961e-05 | 0 | 0 | 0.00016243 | 0.00013566 | 8.9933e-06 | 7.1548e-05 | 7.7719e-05 | 0.00012668 | 0.00012186 | 2.0905e-05 | 0.00013892 | 7.5142e-05 | 0.0001654 | 0.00082973
5.4658e-06 | 2.6179e-07 | 3.7565e-06 | 8.5508e-05 | 0 | 0 | 0.00017154 | 0.00012609 | 9.1106e-06 | 6.0983e-05 | 5.3987e-05 | 0.00013477 | 0.00014169 | 3.2002e-05 | 4.6758e-05 | 7.7714e-05 | 0.000111 | 9.7985e-05
5.3097e-06 | 2.4933e-07 | 7.1434e-07 | 3.0529e-05 | 0 | 0 | 0.00015684 | 0.00011705 | 9.089e-06 | 4.4181e-05 | 5.6583e-07 | 0.00013528 | 5.0421e-05 | 3.4422e-05 | 6.9521e-05 | 5.7447e-05 | 8.6931e-05 | 6.4796e-05
4.0603e-06 | 2.5764e-07 | 5.3955e-07 | 4.5509e-07 | 0 | 0 | 2.4051e-05 | 0.00012052 | 8.9149e-06 | 4.0375e-05 | 4.9926e-07 | 0.00011521 | 9.4908e-06 | 3.625e-05 | 1.3242e-05 | 2.073e-05 | 9.3892e-05 | 0.00083017
4.0603e-06 | 2.701e-07 | 3.9933e-07 | 5.0299e-07 | 0 | 0 | 1.0763e-05 | 0.00011565 | 9.0839e-06 | 4.0085e-05 | 6.324e-07 | 0.00011352 | 9.4226e-06 | 3.7099e-05 | 4.1075e-06 | 2.3073e-05 | 4.1179e-05 | 7.6016e-08
0 | 2.8257e-07 | 2.8581e-07 | 4.503e-07 | 0 | 0 | 6.0658e-06 | 0.00010999 | 8.9737e-06 | 4.1532e-05 | 2.9024e-05 | 0.00010863 | 1.1847e-05 | 3.6996e-05 | 5.4767e-06 | 1.7493e-05 | 3.5655e-05 | 1.5203e-07
0 | 2.7426e-07 | 3.9884e-07 | 1.7245e-07 | 0 | 0 | 7.4399e-06 | 0.0001092 | 9.0637e-06 | 4.249e-05 | 5.3122e-05 | 0.0001032 | 8.1949e-06 | 3.7923e-05 | 5.6906e-06 | 1.6236e-05 | 1.7447e-05 | 7.6016e-08
0 | 2.9503e-07 | 2.7612e-07 | 1.7245e-07 | 0 | 0 | 1.0715e-05 | 0.00010671 | 9.4654e-06 | 4.2603e-05 | 5.3022e-05 | 9.9376e-05 | 7.8803e-06 | 4.9457e-05 | 5.5836e-06 | 1.6494e-05 | 3.3863e-05 | 0
1.4055e-06 | 2.9919e-07 | 3.666e-07 | 2.6635e-07 | 0 | 0 | 2.3089e-06 | 0.00010513 | 9.1922e-06 | 4.2025e-05 | 5.2955e-05 | 0.0001024 | 1.3651e-05 | 3.7022e-05 | 5.6564e-06 | 1.6077e-05 | 4.0576e-05 | 7.6016e-07
4.0603e-06 | 3.075e-07 | 3.7257e-07 | 1.6766e-07 | 0 | 0 | 5.0684e-06 | 0.00010597 | 3.6643e-05 | 4.8474e-05 | 5.2589e-05 | 9.9482e-05 | 2.9641e-05 | 3.6996e-05 | 6.2934e-05 | 1.6426e-05 | 7.8259e-05 | 4.523e-05
5.3097e-06 | 3.5321e-07 | 9.8206e-07 | 1.7245e-07 | 0 | 0 | 7.7027e-05 | 0.00010505 | 7.5025e-05 | 7.8456e-05 | 5.2756e-05 | 9.8297e-05 | 6.7652e-05 | 3.7691e-05 | 8.2278e-05 | 3.2335e-05 | 0.00018359 | 6.1193e-06
4.0603e-06 | 3.7399e-07 | 7.5332e-07 | 2.4335e-07 | 0 | 0 | 0.00014345 | 0.00010035 | 8.1421e-05 | 4.9028e-05 | 4.1805e-05 | 0.00010639 | 0.00012444 | 3.5915e-05 | 8.6973e-05 | 9.2592e-05 | 0.00021724 | 0.00020691
2.6548e-06 | 3.6152e-07 | 7.8532e-07 | 4.091e-07 | 0 | 0 | 0.00018605 | 0.00010768 | 4.2016e-05 | 5.6188e-05 | 9.0167e-05 | 0.00010375 | 4.9561e-05 | 0.00012945 | 6.3914e-05 | 5.9467e-05 | 0.00017941 | 5.7571e-05
0 | 2.9503e-07 | 7.0747e-07 | 4.1389e-07 | 0 | 0 | 0.00012583 | 0.00010718 | 9.4645e-06 | 4.3163e-05 | 0.00017897 | 0.00010216 | 7.4885e-05 | 5.3036e-05 | 9.5615e-05 | 5.3888e-05 | 0.00012691 | 8.602e-05
0 | 2.9207e-07 | 9.666e-07 | 4.4838e-07 | 0 | 0 | 0.00015288 | 0.00011596 | 9.0991e-06 | 0.0001185 | 0.0001913 | 0.00010415 | 0.00010842 | 3.1718e-05 | 6.6091e-05 | 5.5249e-05 | 0.00014142 | 0.00064608
1.563e-07 | 5.4436e-07 | 7.5722e-07 | 4.9628e-07 | 0 | 1.6767e-05 | 0.00014907 | 0.00011033 | 9.1035e-06 | 0.00010752 | 0.00034376 | 0.00010919 | 0.00012298 | 2.0493e-05 | 8.3712e-05 | 5.4473e-05 | 8.1307e-05 | 6.8187e-05
7.9473e-07 | 4.7496e-06 | 6.5864e-07 | 4.4838e-07 | 0 | 0 | 0.00011956 | 0.00012019 | 9.4236e-06 | 0.00013659 | 0.00031914 | 0.00010936 | 7.4649e-05 | 1.8871e-05 | 0.00011823 | 5.8808e-05 | 8.7293e-05 | 5.3211e-07
0 | 7.4881e-06 | 7.9236e-07 | 1.8408e-05 | 0 | 0.00053748 | 0.00013947 | 0.00012218 | 8.9511e-06 | 0.00013422 | 0.00028262 | 0.00011152 | 6.1567e-05 | 0.00043666 | 6.4693e-05 | 5.2353e-05 | 8.1872e-05 | 7.6016e-08
0 | 7.4964e-06 | 8.2272e-07 | 9.5386e-06 | 0 | 0.00031412 | 0.00013481 | 0.00013035 | 8.9464e-06 | 0.00012002 | 0.00027809 | 0.00010997 | 6.3544e-05 | 0.00014575 | 3.0337e-05 | 5.7494e-05 | 6.3e-05 | 7.6016e-08
0 | 8.2402e-06 | 8.3242e-07 | 7.7939e-06 | 0 | 0.0002287 | 0.00014482 | 0.00013727 | 9.2204e-06 | 5.5741e-05 | 0.00026354 | 0.00011801 | 8.4409e-05 | 0.00018419 | 6.6872e-05 | 5.8037e-05 | 5.6339e-05 | 3.5712e-05
0 | 3.3921e-05 | 8.8131e-07 | 1.6899e-05 | 0 | 0 | 0.00013801 | 0.00013945 | 9.075e-06 | 7.2308e-05 | 0.0001152 | 0.00012631 | 0.00018769 | 0.00032566 | 0.00019462 | 4.9992e-05 | 7.5722e-05 | 4.7814e-05
0 | 0.00013366 | 8.918e-07 | 1.4252e-05 | 0 | 0 | 0.00016642 | 0.0001409 | 9.2483e-06 | 0.00011665 | 0.00014419 | 0.00012586 | 0.00038111 | 0.00016971 | 0.00033782 | 6.6477e-05 | 0.00010203 | 0
0 | 7.4922e-06 | 6.2592e-07 | 1.1256e-05 | 0 | 0 | 0.00013021 | 0.00013535 | 9.1505e-06 | 9.5193e-05 | 8.5467e-05 | 0.00013866 | 0.00037399 | 0.00016848 | 0.00031719 | 0.00010356 | 0.00011658 | 0
4.0478e-06 | 7.4881e-06 | 8.9453e-07 | 1.7381e-05 | 0 | 0 | 0.00015812 | 0.0001276 | 2.7211e-05 | 7.7848e-05 | 8.5321e-05 | 0.0001298 | 0.00031896 | 0.0001829 | 0.00029808 | 6.3801e-05 | 0.00014365 | 6.1801e-05
4.1041e-06 | 7.5089e-06 | 8.166e-07 | 1.09e-05 | 0 | 0 | 0.00018447 | 0.00012588 | 8.8653e-06 | 0.00015457 | 2.453e-05 | 0.00012541 | 0.00017322 | 0.00018382 | 0.00010839 | 5.8503e-05 | 0.00018411 | 0.00016826
0 | 7.7416e-06 | 6.6334e-07 | 1.3099e-05 | 0 | 0 | 0.00020105 | 0.00011493 | 8.9659e-06 | 7.7905e-05 | 7.8218e-06 | 0.00012264 | 0.00010595 | 0.00014935 | 6.5265e-05 | 5.7761e-05 | 0.00013917 | 4.8422e-05
0 | 7.4798e-06 | 2.1853e-06 | 4.8641e-06 | 0 | 0 | 0.00012612 | 0.00011429 | 8.9623e-06 | 6.3044e-05 | 4.9926e-07 | 0.00012185 | 5.0215e-05 | 3.8953e-05 | 3.7378e-05 | 9.0361e-05 | 0.00012564 | 3.1395e-05
0 | 7.7374e-06 | 1.546e-06 | 4.503e-07 | 0 | 0 | 5.2329e-05 | 0.0001123 | 9.0412e-06 | 3.9824e-05 | 5.9912e-07 | 0.00011213 | 2.2897e-05 | 3.8824e-05 | 1.3251e-05 | 1.7405e-05 | 8.1227e-05 | 0
0 | 7.7499e-06 | 2.8581e-07 | 9.2296e-07 | 0 | 0 | 2.7133e-05 | 0.00010993 | 8.8695e-06 | 4.1112e-05 | 6.324e-07 | 0.00010967 | 5.187e-06 | 3.9648e-05 | 8.8354e-06 | 1.5185e-05 | 6.1536e-05 | 7.6016e-08
1.4055e-06 | 7.513e-06 | 2.7563e-07 | 4.158e-07 | 0 | 0 | 6.2295e-06 | 0.00011493 | 8.9133e-06 | 3.9302e-05 | 2.8624e-05 | 0.00010181 | 5.4556e-06 | 4.9766e-05 | 9.7125e-06 | 1.6878e-05 | 2.5083e-05 | 1.5203e-07
5.3097e-06 | 7.754e-06 | 3.444e-07 | 4.158e-07 | 0 | 0 | 3.0097e-06 | 0.00011052 | 8.9887e-06 | 3.9476e-05 | 5.3122e-05 | 0.00010408 | 5.1487e-06 | 3.6378e-05 | 9.1349e-06 | 1.6973e-05 | 3.3289e-05 | 0
4.0603e-06 | 7.7748e-06 | 2.8581e-07 | 4.5988e-07 | 0 | 0 | 3.9601e-06 | 0.00010888 | 9.078e-06 | 3.5048e-05 | 5.2989e-05 | 9.7552e-05 | 4.2663e-06 | 3.5529e-05 | 8.6215e-06 | 1.6759e-05 | 3.3614e-05 | 3.8008e-07
5.4658e-06 | 7.779e-06 | 3.1441e-07 | 4.3688e-07 | 0 | 0 | 7.9609e-06 | 0.00011179 | 1.549e-05 | 4.6018e-05 | 5.2889e-05 | 0.00010226 | 2.1047e-05 | 3.5761e-05 | 8.9637e-06 | 1.8153e-05 | 3.7898e-05 | 1.5203e-07
5.3097e-06 | 7.7873e-06 | 3.8275e-07 | 4.0239e-07 | 0 | 0 | 2.8497e-05 | 0.00010639 | 4.0096e-05 | 3.8308e-05 | 5.2622e-05 | 9.9545e-05 | 1.774e-05 | 3.6044e-05 | 2.7777e-05 | 2.1762e-05 | 7.1021e-05 | 7.6016e-08
4.0603e-06 | 7.833e-06 | 1.0406e-06 | 4.3209e-07 | 0 | 0 | 9.3819e-05 | 0.00010394 | 5.9564e-05 | 5.3055e-05 | 5.2423e-05 | 9.8681e-05 | 6.6253e-05 | 4.6548e-05 | 6.8026e-05 | 4.7479e-05 | 0.0001908 | 3.0406e-07
5.4658e-06 | 7.8538e-06 | 8.8171e-07 | 1.098e-06 | 0 | 0 | 0.00013595 | 0.00010744 | 0.00011164 | 8.7399e-05 | 4.1872e-05 | 0.00010122 | 8.811e-05 | 4.1476e-05 | 9.5274e-05 | 0.00010024 | 0.00019658 | 8.525e-05
4.0603e-06 | 4.1014e-06 | 4.2106e-07 | 3.382e-06 | 0 | 0 | 0.00018674 | 0.0001019 | 6.6857e-05 | 7.4848e-05 | 9.0467e-05 | 9.8538e-05 | 0.00012045 | 0.00026005 | 0.00011936 | 7.8506e-05 | 0.0001766 | 0.00015421
2.6548e-06 | 2.9503e-07 | 9.2027e-07 | 2.3473e-07 | 0 | 0 | 0.00020099 | 0.00010513 | 3.6279e-05 | 0.00025156 | 0.000188 | 9.9765e-05 | 8.4011e-05 | 5.3551e-05 | 5.7792e-05 | 7.7379e-05 | 0.0001541 | 0.00014647
0 | 2.9207e-07 | 1.1718e-06 | 2.9413e-07 | 0 | 0 | 0.00018373 | 0.00010643 | 1.5335e-05 | 0.00026461 | 0.00018913 | 9.9242e-05 | 0.00010283 | 3.141e-05 | 3.9838e-05 | 7.9395e-05 | 0.00010046 | 0.00018157
0 | 2.9503e-07 | 7.8315e-07 | 4.5988e-07 | 0 | 0.00015039 | 0.0002093 | 0.00011124 | 1.3879e-05 | 0.00014126 | 0.00030132 | 9.9901e-05 | 7.9669e-05 | 1.9747e-05 | 0.00012579 | 8.054e-05 | 0.00010911 | 3.8084e-05
0 | 2.6179e-07 | 7.2893e-07 | 4.4359e-07 | 0 | 0.0002109 | 0.00012558 | 0.00011198 | 2.1675e-05 | 7.149e-05 | 0.00026981 | 0.00010521 | 6.4437e-05 | 1.8743e-05 | 0.00028071 | 7.6472e-05 | 8.5601e-05 | 5.2086e-05
0 | 2.5764e-07 | 7.6328e-07 | 2.8263e-07 | 0 | 0.00025806 | 0.00015196 | 0.00012119 | 1.1219e-05 | 4.1954e-05 | 0.00023075 | 0.00010481 | 8.8503e-05 | 0.0005199 | 5.8613e-05 | 6.815e-05 | 9.2228e-05 | 9.8852e-05
0 | 5.5018e-06 | 6.5907e-07 | 1.7245e-07 | 0 | 0.00015039 | 8.0847e-05 | 0.00011819 | 9.0097e-06 | 3.6143e-05 | 0.00027574 | 0.00010679 | 9.2331e-05 | 0.00016362 | 0.00011104 | 4.0645e-05 | 3.5824e-05 | 7.6655e-05
0 | 7.7416e-06 | 8.804e-07 | 1.7724e-07 | 0 | 2.6696e-05 | 6.7749e-05 | 0.00013217 | 8.9492e-06 | 6.6821e-05 | 0.00017498 | 0.00011137 | 0.00011412 | 0.00034191 | 0.00010799 | 3.4165e-05 | 5.9575e-05 | 0.00014508
0 | 3.503e-06 | 8.0333e-07 | 1.6766e-07 | 0 | 0 | 0.00012037 | 0.00013092 | 9.0027e-06 | 0.00032348 | 7.8185e-05 | 0.00011195 | 0.00016421 | 0.000334 | 0.00022329 | 4.1395e-05 | 7.7347e-05 | 1.5507e-05
0 | 2.701e-07 | 6.8094e-07 | 6.9522e-06 | 0 | 0 | 0.00014462 | 0.00012923 | 8.9294e-06 | 0.00013709 | 7.7685e-05 | 0.00012002 | 0.00024507 | 0.00017664 | 0.00038183 | 4.2875e-05 | 0.00010198 | 1.5203e-07
0 | 2.6179e-07 | 7.0518e-07 | 1.7245e-07 | 0 | 0 | 0.00012047 | 0.00012539 | 9.2786e-06 | 0.00019481 | 1.5644e-06 | 0.00012032 | 0.00031258 | 2.6724e-05 | 0.0003838 | 5.7207e-05 | 0.00011795 | 0.00014376
0 | 2.5764e-07 | 6.4568e-07 | 1.6766e-07 | 0 | 0 | 0.00010571 | 0.00011842 | 9.0202e-06 | 9.59e-05 | 3.192e-05 | 0.00013102 | 0.00020336 | 2.0905e-05 | 0.00022858 | 4.4685e-05 | 0.00012541 | 4.0091e-05
2.6548e-06 | 2.7841e-07 | 4.6347e-07 | 4.4359e-07 | 0 | 0 | 0.00011326 | 0.00011941 | 9.0973e-06 | 0.00011951 | 5.2456e-05 | 0.00012114 | 0.00010595 | 3.2233e-05 | 0.00010728 | 5.1519e-05 | 0.00013693 | 7.9285e-05
4.0603e-06 | 2.6179e-07 | 6.3845e-07 | 1.8184e-05 | 0 | 0 | 8.5268e-05 | 0.0001056 | 2.7198e-05 | 6.5612e-05 | 5.2656e-05 | 0.00011578 | 3.7275e-05 | 3.437e-05 | 2.2469e-05 | 6.191e-05 | 0.0001529 | 3.2763e-05
4.0603e-06 | 2.4933e-07 | 4.4213e-07 | 5.8002e-06 | 0 | 0 | 9.3044e-05 | 0.00012247 | 2.0812e-05 | 4.0421e-05 | 5.2689e-05 | 0.00011049 | 1.9184e-05 | 3.5838e-05 | 2.1536e-05 | 7.011e-05 | 8.5652e-05 | 1.9916e-05
5.4658e-06 | 2.5764e-07 | 4.586e-07 | 3.2191e-07 | 0 | 0 | 6.9351e-05 | 0.00011322 | 4.9786e-05 | 4.0581e-05 | 5.2989e-05 | 0.00010855 | 2.2989e-05 | 3.6687e-05 | 2.6378e-05 | 4.6174e-05 | 6.9074e-05 | 7.6016e-08
3.9042e-06 | 3.075e-07 | 3.052e-07 | 4.0431e-07 | 0 | 0 | 2.7315e-05 | 0.0001075 | 3.8865e-05 | 3.8397e-05 | 5.2922e-05 | 0.00010435 | 4.1044e-05 | 3.8026e-05 | 2.1586e-05 | 3.0946e-05 | 5.4235e-05 | 0
4.0603e-06 | 3.1581e-07 | 2.8581e-07 | 3.976e-07 | 0 | 0 | 1.6431e-05 | 0.00010888 | 4.193e-05 | 3.8946e-05 | 5.2878e-05 | 9.9506e-05 | 4.1354e-05 | 4.6162e-05 | 4.9632e-06 | 1.4475e-05 | 3.962e-05 | 3.0406e-07
5.4658e-06 | 3.0916e-07 | 2.7563e-07 | 4.4838e-07 | 0 | 0 | 5.665e-06 | 0.00010017 | 2.925e-05 | 6.6234e-05 | 5.2962e-05 | 9.5762e-05 | 3.6071e-05 | 3.5735e-05 | 4.4926e-06 | 1.6312e-05 | 3.0817e-05 | 2.2805e-07
2.6548e-06 | 2.9088e-07 | 2.7612e-07 | 4.1868e-07 | 0 | 0 | 4.8157e-06 | 0.00010353 | 2.2824e-05 | 4.9376e-05 | 5.2966e-05 | 9.845e-05 | 4.8724e-06 | 3.6069e-05 | 4.3e-06 | 1.6221e-05 | 4.2835e-05 | 0
2.811e-06 | 2.9919e-07 | 2.7563e-07 | 4.1389e-07 | 0 | 0 | 4.5043e-06 | 0.00010804 | 3.3582e-05 | 6.9701e-05 | 5.2933e-05 | 9.6965e-05 | 2.4209e-05 | 3.5349e-05 | 4.3856e-06 | 1.5731e-05 | 4.9017e-05 | 0
2.6548e-06 | 3.075e-07 | 3.9849e-07 | 4.0718e-07 | 0 | 0 | 1.0411e-05 | 0.00011296 | 3.6625e-05 | 3.4953e-05 | 5.2534e-05 | 9.5483e-05 | 3.2695e-05 | 3.3907e-05 | 5.3937e-05 | 1.605e-05 | 6.8207e-05 | 9.8821e-07
5.3097e-06 | 2.9919e-07 | 4.187e-07 | 4.3209e-07 | 0 | 0 | 3.0976e-05 | 0.00010214 | 6.5028e-05 | 4.5983e-05 | 5.2467e-05 | 9.1011e-05 | 0.00010779 | 3.3907e-05 | 4.7869e-05 | 1.575e-05 | 8.3288e-05 | 3.9756e-05
4.0603e-06 | 2.9919e-07 | 1.214e-06 | 4.5509e-07 | 0 | 0 | 9.5284e-05 | 0.00010227 | 0.00015978 | 8.2166e-05 | 5.2367e-05 | 9.4301e-05 | 0.00016443 | 3.262e-05 | 0.0001081 | 4.386e-05 | 0.00014454 | 1.5203e-07
5.4658e-06 | 3.075e-07 | 6.5883e-07 | 4.3401e-07 | 0 | 0 | 0.00014274 | 0.00010953 | 0.00013859 | 5.2722e-05 | 0.00014175 | 0.00010256 | 0.00017093 | 0.00043991 | 9.7497e-05 | 4.4054e-05 | 0.00020362 | 8.5768e-05
4.0603e-06 | 3.2412e-07 | 2.7563e-07 | 4.0431e-07 | 0 | 0 | 0.00019057 | 0.00010308 | 0.00012703 | 6.8835e-05 | 0.00018641 | 0.00010302 | 0.0001017 | 5.1053e-05 | 0.00018484 | 7.3715e-05 | 0.00021225 | 0.00017666
2.6548e-06 | 2.9919e-07 | 3.3208e-06 | 9.9352e-07 | 0 | 0 | 0.0002235 | 0.00010297 | 6.965e-05 | 6.011e-05 | 0.0001524 | 0.00010183 | 0.00010515 | 2.1369e-05 | 7.2109e-05 | 4.1696e-05 | 0.00021284 | 0.00023944
2.6548e-06 | 2.9919e-07 | 6.8392e-06 | 7.655e-07 | 0 | 0 | 0.00026979 | 0.00011204 | 5.9101e-05 | 0.00017318 | 0.0001349 | 0.00010511 | 0.00016149 | 3.2027e-05 | 0.00014143 | 6.4643e-05 | 0.00012083 | 0.00073576
2.811e-06 | 2.9088e-07 | 1.2842e-05 | 5.1257e-07 | 0 | 0 | 0.00023813 | 0.00010629 | 5.5149e-05 | 0.00018936 | 0.00013016 | 0.00010522 | 0.00017405 | 3.2671e-05 | 0.00011983 | 4.4867e-05 | 0.00013656 | 0.00027389
2.6548e-06 | 2.7426e-07 | 1.0037e-05 | 4.3688e-07 | 0 | 0 | 0.00024436 | 0.00010529 | 7.2427e-05 | 0.00014539 | 0.00013245 | 0.00011611 | 0.00015449 | 0.00058179 | 5.677e-05 | 2.8078e-05 | 0.00010694 | 0.00014008
2.6548e-06 | 2.5764e-07 | 1.1123e-05 | 5.5182e-06 | 0 | 0 | 0.00021184 | 0.00011178 | 0.0001407 | 0.00010658 | 9.8288e-05 | 0.00011786 | 0.00014061 | 0.00016289 | 0.00011391 | 2.8152e-05 | 0.00010505 | 0
2.6548e-06 | 2.4933e-07 | 1.8156e-05 | 1.2567e-06 | 0 | 0 | 0.00022385 | 0.00011128 | 0.00017389 | 0.00025516 | 8.4797e-05 | 0.00012199 | 0.00014823 | 0.00036041 | 8.3926e-05 | 3.0096e-05 | 8.9727e-05 | 0.00070307
0 | 2.5764e-07 | 8.5858e-06 | 5.0047e-06 | 0 | 0 | 0.00021323 | 0.0001075 | 0.00015183 | 0.00037248 | 1.8195e-06 | 0.00011664 | 0.00019286 | 0.00034628 | 9.8939e-05 | 3.5376e-05 | 0.00010784 | 0.0010961
2.811e-06 | 2.8257e-07 | 1.2967e-05 | 6.8261e-06 | 0 | 0 | 0.00017058 | 0.00011801 | 8.3972e-05 | 0.00021836 | 5.4364e-07 | 0.00012426 | 0.00030826 | 0.00018107 | 0.000297 | 3.3404e-05 | 0.000129 | 0.00018692
0 | 2.5764e-07 | 8.2751e-06 | 8.0617e-06 | 6.8105e-06 | 0 | 0.00016805 | 0.00011896 | 0.00014894 | 0.00022543 | 5.4364e-07 | 0.00012981 | 0.00038571 | 0.00014976 | 0.0002815 | 3.4673e-05 | 0.00016188 | 0.00019904
4.0603e-06 | 2.4933e-07 | 9.5856e-06 | 5.0017e-06 | 1.3621e-06 | 0 | 0.0001134 | 0.00011023 | 0.00011897 | 0.0001242 | 5.2145e-07 | 0.00012156 | 0.0002385 | 0.00020239 | 0.00023909 | 5.993e-05 | 0.00014739 | 0.00017479
4.0603e-06 | 2.5764e-07 | 8.3909e-06 | 6.3139e-06 | 0 | 0 | 0.00015791 | 0.00010403 | 0.00010519 | 9.0416e-05 | 4.9926e-07 | 0.00011638 | 0.00020984 | 0.0001934 | 0.00014233 | 6.6143e-05 | 0.00014864 | 0.00086415
5.3097e-06 | 2.7426e-07 | 8.2089e-06 | 1.676e-05 | 0 | 0 | 0.00011777 | 0.00010189 | 9.5554e-05 | 5.0715e-05 | 5.3255e-07 | 0.00010998 | 8.6803e-05 | 0.00020566 | 7.0551e-05 | 7.3188e-05 | 0.00014444 | 0.00046758
5.4658e-06 | 2.6595e-07 | 7.8499e-06 | 1.0093e-05 | 0 | 0 | 7.2513e-05 | 0.00010751 | 0.00013342 | 5.4282e-05 | 5.5474e-07 | 0.00011984 | 4.3013e-05 | 0.00019492 | 4.7463e-05 | 6.2943e-05 | 9.8633e-05 | 0.00078043
4.0603e-06 | 2.4933e-07 | 5.2889e-06 | 7.9399e-06 | 0 | 0 | 6.4181e-05 | 0.00010207 | 0.00012523 | 3.9807e-05 | 5.6583e-07 | 0.00010357 | 4.0786e-05 | 0.00020547 | 3.3537e-05 | 4.6161e-05 | 0.00010072 | 0.00028673
5.3097e-06 | 3.075e-07 | 3.4011e-06 | 1.4378e-06 | 0 | 0 | 4.6577e-05 | 0.00010837 | 0.0001198 | 5.3647e-05 | 5.3255e-07 | 9.7501e-05 | 1.4851e-05 | 0.00019358 | 4.4712e-06 | 2.8256e-05 | 6.7135e-05 | 2.2805e-07
4.0603e-06 | 3.1581e-07 | 1.2648e-06 | 2.3249e-06 | 0 | 0 | 2.4525e-05 | 9.7167e-05 | 0.0001297 | 5.4552e-05 | 5.5474e-07 | 9.7489e-05 | 6.9322e-05 | 0.00020692 | 4.8776e-06 | 2.0574e-05 | 5.3855e-05 | 0
5.4658e-06 | 3.0916e-07 | 1.7418e-06 | 3.5353e-07 | 0 | 0 | 4.3664e-06 | 9.6149e-05 | 0.00011751 | 4.0407e-05 | 5.7249e-07 | 9.5612e-05 | 9.1387e-06 | 0.00019765 | 4.899e-06 | 2.0286e-05 | 2.2476e-05 | 7.6016e-08
4.0603e-06 | 2.9088e-07 | 1.7413e-06 | 2.2464e-06 | 0 | 0 | 1.231e-05 | 0.0001026 | 0.00012619 | 3.7467e-05 | 5.4364e-07 | 9.0944e-05 | 8.7857e-06 | 0.00020959 | 5.0916e-06 | 3.0408e-05 | 3.6197e-05 | 3.8008e-07
3.9042e-06 | 2.9919e-07 | 1.2285e-06 | 3.6982e-07 | 0 | 0 | 4.5669e-06 | 9.9986e-05 | 0.00011979 | 3.8919e-05 | 1.5522e-05 | 9.7349e-05 | 4.761e-05 | 0.00020838 | 1.2237e-05 | 2.0881e-05 | 4.2063e-05 | 0
5.4658e-06 | 3.075e-07 | 1.5688e-06 | 2.3297e-06 | 0 | 0 | 2.0067e-06 | 9.81e-05 | 0.00013421 | 4.0798e-05 | 5.28e-05 | 8.9176e-05 | 2.2452e-05 | 0.00020532 | 4.9418e-06 | 1.9993e-05 | 3.3075e-05 | 3.8008e-07
4.0603e-06 | 2.9919e-07 | 1.2785e-06 | 5.1114e-06 | 0 | 0 | 2.6743e-05 | 9.1983e-05 | 0.0002018 | 6.138e-05 | 5.28e-05 | 9.0149e-05 | 4.1964e-05 | 0.00020408 | 3.8088e-05 | 2.0665e-05 | 6.05e-05 | 1.5203e-07
4.0603e-06 | 2.9919e-07 | 8.1457e-06 | 5.6708e-06 | 0 | 0 | 4.1318e-05 | 0.00011009 | 0.00033493 | 0.00015971 | 5.2334e-05 | 8.862e-05 | 9.0999e-05 | 0.00018768 | 0.00012731 | 3.4119e-05 | 0.00016628 | 4.377e-05
5.3097e-06 | 6.042e-06 | 1.7122e-05 | 1.7144e-05 | 0 | 0 | 0.000118 | 9.1917e-05 | 0.0003528 | 0.00012376 | 0.00014235 | 9.5309e-05 | 0.00020741 | 0.00059701 | 0.00025989 | 2.809e-05 | 0.00020755 | 1.008e-05
4.0603e-06 | 3.2412e-07 | 4.0005e-06 | 9.9043e-06 | 0 | 0 | 0.00019271 | 9.5834e-05 | 0.00013342 | 8.6016e-05 | 0.00018731 | 9.9143e-05 | 0.00018727 | 0.00020779 | 0.00025866 | 2.3727e-05 | 0.00023295 | 0
4.0603e-06 | 2.9919e-07 | 6.6779e-06 | 1.0667e-05 | 0 | 0 | 0.00027031 | 0.00011072 | 0.00011357 | 0.00011277 | 0.00015276 | 9.9176e-05 | 0.0001875 | 0.00018233 | 0.00013239 | 1.7871e-05 | 0.00017561 | 0.00011866
2.811e-06 | 3.9413e-07 | 4.7364e-06 | 1.1982e-05 | 0 | 0 | 0.00032945 | 9.7835e-05 | 0.00011811 | 7.6818e-05 | 0.00010252 | 9.7406e-05 | 0.00010983 | 6.1043e-05 | 0.00033379 | 4.4619e-05 | 0.00015372 | 0.00047723
2.6548e-06 | 2.9088e-07 | 4.6289e-06 | 6.1291e-06 | 0 | 0 | 0.00028874 | 0.0001068 | 8.2875e-05 | 0.00012627 | 0.00013259 | 0.00010377 | 0.00019899 | 2.814e-05 | 0.00033066 | 8.5952e-05 | 0.00011976 | 0.00041163
2.6548e-06 | 2.7426e-07 | 2.6158e-06 | 5.0803e-06 | 0 | 0 | 0.00024873 | 0.00010547 | 6.5693e-05 | 0.00034875 | 9.7556e-05 | 0.00011053 | 0.00016932 | 0.00054746 | 0.00029539 | 4.5754e-05 | 0.0001612 | 0.00016708
0 | 2.5764e-07 | 1.1573e-05 | 4.7389e-06 | 0 | 0 | 0.00021988 | 0.00011234 | 4.9855e-05 | 0.00028385 | 0.00017744 | 0.00012092 | 0.00010771 | 0.00016165 | 0.00024072 | 2.2813e-05 | 0.00013754 | 0.00049973
1.4055e-06 | 2.4933e-07 | 1.1257e-05 | 3.9382e-06 | 0 | 0 | 0.00019467 | 0.00011319 | 4.9543e-05 | 0.00024856 | 0.00016551 | 0.00012374 | 0.0001887 | 0.00034802 | 0.00013454 | 2.2436e-05 | 0.00011175 | 0.00051843
0 | 2.5764e-07 | 7.9688e-06 | 4.4297e-06 | 0 | 0 | 0.00020573 | 0.00011603 | 6.1925e-05 | 0.00015755 | 8.31e-05 | 0.00011064 | 0.00028238 | 0.00025986 | 0.0002417 | 2.1954e-05 | 0.00012036 | 3.816e-06
0 | 2.8257e-07 | 6.5635e-06 | 3.8698e-06 | 0 | 0 | 0.00026597 | 0.00011222 | 9.0773e-05 | 0.00017089 | 8.8354e-05 | 0.00011475 | 0.00040431 | 5.5662e-05 | 0.00059199 | 3.0577e-05 | 0.00013057 | 5.7696e-05
0 | 3.5258e-07 | 7.3245e-06 | 5.7263e-06 | 0 | 0 | 0.00026842 | 0.0001027 | 0.00011344 | 0.00019116 | 5.9923e-05 | 0.00011829 | 0.00032689 | 3.1229e-05 | 0.00051717 | 5.8591e-05 | 0.00020052 | 6.3093e-05
1.2493e-06 | 2.4933e-07 | 1.4981e-05 | 4.4498e-06 | 0 | 0 | 0.00024188 | 0.0001095 | 0.0001159 | 0.00015786 | 5.2145e-07 | 0.00011504 | 0.00016165 | 3.1821e-05 | 0.00025399 | 6.6166e-05 | 0.00019513 | 0.0001342
4.0603e-06 | 2.5764e-07 | 4.8011e-06 | 7.2403e-06 | 0 | 0 | 0.0002252 | 0.00011054 | 0.00011321 | 8.6484e-05 | 4.9926e-07 | 0.00011752 | 0.00014066 | 3.2208e-05 | 0.00012523 | 0.00011001 | 0.00028382 | 0.0002384
4.0603e-06 | 2.7426e-07 | 1.483e-05 | 1.3005e-05 | 0 | 0 | 0.00023326 | 0.00010804 | 5.0216e-05 | 5.4066e-05 | 5.3255e-07 | 0.00011253 | 5.7892e-05 | 0.00030981 | 9.5369e-05 | 0.00010312 | 0.00014287 | 0.00052185
4.0603e-06 | 2.6595e-07 | 1.4369e-05 | 5.0169e-06 | 0 | 0 | 0.00013993 | 0.00010814 | 7.0529e-05 | 4.8139e-05 | 5.5474e-07 | 0.00011328 | 3.3358e-05 | 3.2748e-05 | 3.2921e-05 | 4.6792e-05 | 0.0001238 | 4.751e-05
1.4055e-06 | 2.4933e-07 | 2.9132e-06 | 1.2695e-06 | 0 | 0 | 5.3254e-05 | 0.00010063 | 8.3198e-05 | 7.8153e-05 | 5.3255e-07 | 0.00011811 | 2.4684e-05 | 3.3907e-05 | 8.707e-06 | 4.3437e-05 | 9.382e-05 | 2.74e-05
0 | 2.701e-07 | 1.2619e-06 | 4.1197e-07 | 0 | 0 | 2.3445e-05 | 0.00010191 | 9.2061e-05 | 4.6065e-05 | 5.4087e-07 | 9.966e-05 | 1.1679e-05 | 4.5235e-05 | 5.2841e-06 | 1.9557e-05 | 5.423e-05 | 0
0 | 2.8257e-07 | 1.353e-06 | 1.7699e-06 | 0 | 0 | 3.3815e-06 | 9.698e-05 | 0.0001005 | 4.821e-05 | 5.6583e-07 | 9.2838e-05 | 4.2893e-06 | 3.5349e-05 | 6.0115e-06 | 1.7386e-05 | 4.5078e-05 | 0
0 | 2.7426e-07 | 1.239e-06 | 1.0711e-06 | 0 | 0 | 4.9542e-06 | 0.00010897 | 0.0001114 | 4.1633e-05 | 5.4087e-07 | 9.1931e-05 | 4.5195e-06 | 4.5029e-05 | 5.8831e-06 | 1.6331e-05 | 3.2314e-05 | 7.6016e-08
0 | 2.9503e-07 | 1.0624e-06 | 3.6894e-06 | 0 | 0 | 4.2783e-06 | 9.8894e-05 | 0.0001154 | 4.4687e-05 | 5.4087e-07 | 9.262e-05 | 5.2331e-06 | 3.7614e-05 | 5.6906e-06 | 1.4031e-05 | 2.7615e-05 | 1.5203e-07
0 | 3.7897e-06 | 6.4492e-07 | 2.1569e-06 | 0 | 0 | 1.2443e-05 | 9.5652e-05 | 0.00014907 | 4.6488e-05 | 1.5361e-05 | 9.8909e-05 | 1.3029e-05 | 3.4396e-05 | 4.9846e-06 | 1.602e-05 | 4.341e-05 | 0
0 | 5.0447e-06 | 6.6146e-07 | 7.2079e-07 | 0 | 0 | 3.2178e-05 | 0.00010126 | 0.0002208 | 5.046e-05 | 5.2593e-05 | 9.2359e-05 | 1.4188e-05 | 4.5003e-05 | 5.5404e-05 | 2.3964e-05 | 0.00011471 | 2.2805e-07
0 | 3.5321e-07 | 3.9268e-06 | 8.0128e-06 | 0 | 0 | 6.6011e-05 | 0.00010435 | 0.00032276 | 8.6639e-05 | 5.2572e-05 | 9.6466e-05 | 7.3232e-05 | 3.4499e-05 | 0.00011008 | 2.4692e-05 | 0.00020403 | 6.7578e-05
4.0603e-06 | 3.7399e-07 | 6.8784e-06 | 4.1724e-06 | 0 | 0 | 0.0001308 | 9.7022e-05 | 0.00026464 | 8.8447e-05 | 5.2639e-05 | 0.00010959 | 0.00011067 | 4.4993e-05 | 0.000135 | 8.0513e-05 | 0.00022971 | 0.00013845
4.0603e-06 | 3.6152e-07 | 3.7879e-06 | 5.392e-06 | 0 | 0 | 0.00013085 | 9.8026e-05 | 0.00019043 | 0.00011394 | 0.00013728 | 9.3974e-05 | 0.00017433 | 0.0004464 | 0.00010918 | 3.9242e-05 | 0.00016702 | 0.00011101
2.6548e-06 | 2.9503e-07 | 4.1587e-06 | 8.3201e-06 | 0 | 0 | 0.00018049 | 9.9538e-05 | 0.00016541 | 0.00010801 | 0.00020755 | 9.9456e-05 | 0.00013773 | 5.1388e-05 | 0.00024351 | 5.1953e-05 | 0.00016149 | 0.00010002
1.4055e-06 | 2.9207e-07 | 7.9733e-06 | 4.3679e-06 | 0 | 0 | 0.00025941 | 0.00010044 | 0.00018013 | 9.9279e-05 | 0.00028259 | 9.8319e-05 | 0.00016066 | 3.0998e-05 | 0.00011955 | 3.5312e-05 | 0.00019283 | 0.00053449
0 | 2.9503e-07 | 1.5125e-05 | 3.4418e-06 | 0 | 0 | 0.00022133 | 0.0001009 | 9.064e-05 | 0.00010919 | 0.0001906 | 9.7012e-05 | 0.00014365 | 2.0493e-05 | 0.00011701 | 3.4753e-05 | 0.00016654 | 0.00026374
0 | 2.6179e-07 | 3.0069e-06 | 2.0407e-07 | 0 | 0 | 0.00022212 | 0.00010393 | 7.9858e-05 | 6.2933e-05 | 0.00017803 | 9.8008e-05 | 0.00012961 | 3.0097e-05 | 7.2027e-05 | 3.1195e-05 | 0.00010226 | 9.9384e-05
0 | 2.5764e-07 | 5.7985e-06 | 1.1554e-06 | 0 | 0 | 0.0001867 | 0.00011139 | 6.1713e-05 | 0.00011089 | 0.00017786 | 0.00010172 | 7.0617e-05 | 0.00056352 | 3.2954e-05 | 3.1948e-05 | 0.00010385 | 0.00018668
0 | 2.6595e-07 | 3.5986e-06 | 3.2479e-07 | 0 | 0 | 0.00015304 | 0.00010173 | 7.6212e-05 | 0.00012005 | 0.00019959 | 0.00010308 | 6.4708e-05 | 0.00015653 | 9.0351e-05 | 3.4212e-05 | 8.0324e-05 | 0.00010624
0 | 2.6179e-07 | 5.9506e-06 | 1.2912e-05 | 0 | 0 | 0.00010149 | 0.00011274 | 5.1403e-05 | 9.5885e-05 | 0.00016381 | 0.00010097 | 9.2768e-05 | 0.00034151 | 0.00010587 | 4.3176e-05 | 6.7006e-05 | 0.00014762
0 | 4.251e-06 | 1.0254e-05 | 8.5572e-06 | 0 | 4.3604e-05 | 0.00016 | 0.00011826 | 5.5673e-05 | 0.00012238 | 8.2582e-05 | 0.00010687 | 0.00027204 | 0.00034323 | 0.00038499 | 5.1452e-05 | 0.00015229 | 0.00031445
1.2493e-06 | 2.701e-07 | 8.433e-06 | 5.7329e-06 | 0 | 0 | 0.00016374 | 0.00010668 | 0.00013631 | 0.00020563 | 5.0929e-05 | 0.00011144 | 0.00053505 | 0.00018163 | 0.00062614 | 5.4657e-05 | 0.00015755 | 1.87e-05
2.6548e-06 | 2.6179e-07 | 1.2142e-05 | 1.0767e-05 | 0 | 0 | 0.00026174 | 0.00010573 | 0.00027743 | 0.00026734 | 5.7831e-07 | 0.00011272 | 0.00056664 | 3.9983e-05 | 0.00062354 | 7.883e-05 | 0.00024334 | 0.0002596
5.4658e-06 | 2.5764e-07 | 1.4531e-05 | 1.6692e-05 | 0 | 0 | 0.00020561 | 0.00011253 | 0.00013545 | 0.00018467 | 5.4503e-07 | 0.00011277 | 0.00032273 | 3.3237e-05 | 0.00018659 | 7.5967e-05 | 0.00025394 | 0.00022835
5.4658e-06 | 2.7841e-07 | 1.2781e-05 | 2.2775e-05 | 0 | 4.3088e-06 | 0.00018615 | 0.00010291 | 0.00016688 | 0.00014836 | 5.0342e-07 | 0.00011086 | 9.6638e-05 | 4.2738e-05 | 0.00010366 | 6.3448e-05 | 0.00022701 | 0.00011617
6.7152e-06 | 2.6179e-07 | 1.0869e-05 | 1.576e-05 | 0 | 0 | 0.00014178 | 9.8551e-05 | 0.00025712 | 8.3391e-05 | 5.6583e-07 | 0.00010966 | 7.1933e-05 | 3.6842e-05 | 8.0346e-05 | 5.8565e-05 | 0.00016596 | 4.1003e-05
5.3097e-06 | 2.4933e-07 | 9.1927e-06 | 5.6384e-06 | 0 | 0 | 0.00010004 | 0.00011117 | 0.00026186 | 8.3161e-05 | 5.1175e-07 | 0.00010507 | 6.1207e-05 | 3.2645e-05 | 4.3596e-05 | 3.3083e-05 | 0.00010987 | 6.5663e-05
4.0603e-06 | 2.5764e-07 | 2.7909e-06 | 3.1714e-06 | 0 | 0 | 7.074e-05 | 9.1695e-05 | 0.00024815 | 6.3129e-05 | 6.5487e-07 | 0.00010268 | 2.0992e-05 | 3.2465e-05 | 7.1667e-06 | 2.7113e-05 | 8.4197e-05 | 3.0406e-07
4.0603e-06 | 2.701e-07 | 1.2056e-06 | 6.1352e-06 | 0 | 0 | 3.2674e-05 | 0.00010785 | 0.00022773 | 7.8317e-05 | 5.4087e-07 | 0.00010111 | 1.873e-05 | 3.2568e-05 | 7.1025e-06 | 1.7435e-05 | 5.0936e-05 | 7.6016e-08
5.4658e-06 | 2.8257e-07 | 1.2827e-06 | 2.8032e-06 | 0 | 0 | 7.1587e-06 | 0.00010347 | 0.0001969 | 4.5186e-05 | 5.6583e-07 | 9.4853e-05 | 9.5531e-06 | 3.2362e-05 | 1.1388e-05 | 1.5837e-05 | 2.9949e-05 | 0
4.0603e-06 | 2.7426e-07 | 1.2742e-06 | 5.2249e-06 | 0 | 0 | 6.3287e-06 | 9.6172e-05 | 0.00019416 | 5.095e-05 | 5.0758e-07 | 9.2236e-05 | 1.0182e-05 | 3.2362e-05 | 6.8886e-06 | 1.7943e-05 | 3.6776e-05 | 1.5203e-07
1.2493e-06 | 2.9503e-07 | 1.0273e-06 | 9.5544e-06 | 0 | 0 | 4.5745e-06 | 9.3648e-05 | 0.00020334 | 4.7373e-05 | 5.4087e-07 | 8.8683e-05 | 8.8625e-06 | 3.7305e-05 | 7.2737e-06 | 1.7113e-05 | 3.647e-05 | 7.6016e-08
0 | 2.9919e-07 | 9.0574e-07 | 3.9072e-06 | 0 | 0 | 2.8189e-06 | 0.00010873 | 0.00028755 | 4.4443e-05 | 1.5827e-05 | 9.1241e-05 | 1.4686e-05 | 4.3149e-05 | 6.7389e-06 | 1.775e-05 | 4.7279e-05 | 7.6016e-08
0 | 4.0474e-06 | 9.2561e-07 | 6.1371e-06 | 0 | 0 | 2.5575e-05 | 9.6862e-05 | 0.00033494 | 4.9387e-05 | 5.266e-05 | 9.3296e-05 | 1.3305e-05 | 3.504e-05 | 6.1702e-05 | 1.7367e-05 | 0.00010253 | 3.0406e-07
2.811e-06 | 5.0904e-06 | 4.4963e-06 | 1.0594e-05 | 0 | 0 | 5.938e-05 | 9.6907e-05 | 0.00038435 | 7.6608e-05 | 7.92e-05 | 9.176e-05 | 0.00010052 | 4.6522e-05 | 9.5632e-05 | 4.6632e-05 | 0.00020192 | 7.6016e-08
4.0603e-06 | 6.2331e-07 | 7.3748e-06 | 1.2905e-05 | 0 | 0 | 7.212e-05 | 9.03e-05 | 0.0003153 | 0.0001731 | 9.7859e-05 | 9.8842e-05 | 9.3999e-05 | 3.5091e-05 | 8.7273e-05 | 0.00010449 | 0.00024162 | 5.3272e-05
3.9042e-06 | 3.6152e-07 | 5.2438e-06 | 6.6024e-06 | 0 | 0 | 0.00010981 | 0.00010108 | 0.00020991 | 9.77e-05 | 0.00016223 | 0.00010067 | 0.00011577 | 0.00038639 | 0.00013874 | 4.717e-05 | 0.00018799 | 4.2645e-05
5.1952e-06 | 2.9503e-07 | 4.9456e-06 | 5.8849e-06 | 1.3621e-06 | 0 | 0.00015595 | 9.9277e-05 | 0.00019386 | 8.2725e-05 | 0.00021726 | 9.3078e-05 | 0.00015782 | 3.4705e-05 | 6.593e-05 | 3.7654e-05 | 0.00017003 | 0.00030308
1.2493e-06 | 2.9207e-07 | 5.7111e-06 | 3.3753e-06 | 1.1553e-06 | 0 | 0.00019246 | 9.6887e-05 | 0.00018612 | 0.00010209 | 0.00024043 | 9.5294e-05 | 9.4485e-05 | 3.141e-05 | 6.7657e-05 | 4.4576e-05 | 0.00014943 | 0.00021193
0 | 2.9503e-07 | 9.1917e-06 | 4.6442e-06 | 0 | 0 | 0.00020966 | 0.00010524 | 0.00010585 | 0.00016143 | 0.00018576 | 0.00010034 | 9.7245e-05 | 2.8732e-05 | 0.00010903 | 3.4481e-05 | 0.00012076 | 0.00014588
0 | 2.6179e-07 | 4.2719e-06 | 3.3153e-06 | 0 | 3.1936e-05 | 0.00017517 | 0.00010232 | 6.417e-05 | 7.6092e-05 | 0.00013399 | 0.00010288 | 0.00011502 | 2.1961e-05 | 0.00014922 | 3.2088e-05 | 8.7525e-05 | 0.00013742
0 | 2.5764e-07 | 3.6791e-06 | 2.4335e-07 | 0 | 8.7767e-05 | 0.00016313 | 0.00011434 | 6.0511e-05 | 9.8411e-05 | 9.6845e-05 | 0.00010387 | 7.3143e-05 | 0.00042077 | 5.1293e-05 | 2.5975e-05 | 8.5466e-05 | 6.2946e-05
0 | 2.6595e-07 | 1.2558e-06 | 2.4335e-07 | 0 | 0 | 9.8442e-05 | 0.0001136 | 2.4003e-05 | 5.0962e-05 | 9.7365e-05 | 0.00010024 | 2.3136e-05 | 0.00014572 | 7.5753e-05 | 3.7594e-05 | 7.5617e-05 | 0.00030794
0 | 2.6179e-07 | 2.2177e-06 | 1.6287e-07 | 0 | 0 | 0.00013572 | 0.00012049 | 2.1776e-05 | 5.5249e-05 | 8.1817e-05 | 0.00010486 | 7.1197e-05 | 0.00033873 | 0.00010667 | 3.5782e-05 | 8.548e-05 | 0.00027624
0 | 2.6179e-07 | 1.128e-05 | 7.7508e-07 | 0 | 0.00011822 | 0.00016788 | 0.00011535 | 2.9596e-05 | 4.9511e-05 | 3.5019e-05 | 0.00010931 | 0.00017721 | 0.00033231 | 0.0001796 | 4.5803e-05 | 0.00010622 | 2.2805e-07
0 | 2.701e-07 | 8.6689e-06 | 3.2862e-07 | 0 | 0 | 0.00015674 | 0.00011609 | 2.7743e-05 | 8.9622e-05 | 8.5724e-05 | 0.00011089 | 0.00050602 | 0.00017334 | 0.00048361 | 8.6221e-05 | 0.00012868 | 5.3015e-05
0 | 2.6179e-07 | 5.8839e-07 | 7.2515e-06 | 0 | 0 | 0.00018487 | 0.00012309 | 2.3364e-05 | 0.0001795 | 2.7499e-05 | 0.00011655 | 0.0003361 | 2.4767e-05 | 0.00049937 | 8.1251e-05 | 0.00012846 | 4.4926e-05
0 | 2.5764e-07 | 1.8182e-06 | 1.2679e-05 | 0 | 0 | 0.00016691 | 0.00011859 | 1.7538e-05 | 0.00031118 | 5.7831e-07 | 0.00012084 | 0.00023424 | 1.9361e-05 | 0.00037606 | 6.4963e-05 | 0.00018142 | 0.00011628
5.4658e-06 | 2.7841e-07 | 6.1243e-06 | 2.0737e-05 | 0 | 0 | 0.00019454 | 0.00011012 | 1.6825e-05 | 0.00015723 | 5.6999e-07 | 0.00011762 | 0.00010471 | 2.9736e-05 | 0.0001435 | 7.1619e-05 | 0.00018868 | 0.00013478
5.3097e-06 | 7.6044e-07 | 7.1198e-06 | 1.3672e-05 | 0 | 0 | 0.00017314 | 0.00011139 | 7.2658e-05 | 9.9677e-05 | 6.9564e-06 | 0.0001156 | 8.2372e-05 | 2.9865e-05 | 7.2641e-05 | 5.5937e-05 | 0.0001601 | 4.675e-05
4.0603e-06 | 2.4933e-07 | 4.493e-06 | 2.4581e-06 | 0 | 0 | 0.00017978 | 0.00010675 | 0.00011891 | 5.6106e-05 | 4.2529e-06 | 0.00010693 | 3.1574e-05 | 2.1446e-05 | 5.415e-05 | 2.5319e-05 | 0.0001407 | 0.00012181
4.0603e-06 | 2.5764e-07 | 1.4619e-06 | 5.0269e-06 | 0 | 0 | 0.00011244 | 0.00011184 | 0.0002172 | 4.5992e-05 | 5.6167e-07 | 0.00010215 | 2.7502e-05 | 3.0792e-05 | 2.2228e-05 | 1.6494e-05 | 9.6136e-05 | 7.8084e-05
5.4658e-06 | 2.701e-07 | 7.5733e-07 | 3.8714e-06 | 0 | 0 | 1.6489e-05 | 0.00011067 | 0.00021444 | 5.0182e-05 | 6.0744e-07 | 9.8586e-05 | 1.8836e-05 | 3.2568e-05 | 1.3405e-05 | 1.6751e-05 | 6.0456e-05 | 2.2805e-07
4.0603e-06 | 2.8257e-07 | 3.3056e-07 | 2.1452e-06 | 0 | 0 | 1.5732e-05 | 0.00010009 | 6.2295e-05 | 4.5287e-05 | 5.9912e-07 | 9.9757e-05 | 9.5466e-06 | 3.3495e-05 | 1.097e-05 | 1.5913e-05 | 2.7745e-05 | 1.5203e-07
4.0603e-06 | 2.7426e-07 | 4.8335e-07 | 2.2531e-06 | 0 | 0 | 2.5162e-06 | 0.00010237 | 0.00010371 | 0.00013444 | 6.0744e-07 | 9.623e-05 | 5.242e-06 | 3.4087e-05 | 1.1398e-05 | 1.594e-05 | 4.8198e-05 | 1.5203e-07
5.3097e-06 | 2.9503e-07 | 3.2459e-07 | 6.0585e-06 | 0 | 0 | 3.867e-06 | 0.00010597 | 0.00011835 | 5.0957e-05 | 6.0744e-07 | 9.5366e-05 | 5.311e-06 | 3.4525e-05 | 1.0119e-05 | 1.5401e-05 | 4.0716e-05 | 1.5203e-07
2.811e-06 | 2.9919e-07 | 2.5582e-07 | 6.2309e-06 | 0 | 0 | 1.8836e-05 | 9.9211e-05 | 0.00014536 | 4.527e-05 | 1.5461e-05 | 9.6786e-05 | 7.5553e-06 | 3.4113e-05 | 1.2468e-05 | 1.3162e-05 | 4.8853e-05 | 7.6016e-08
2.6548e-06 | 3.075e-07 | 3.2459e-07 | 2.4942e-06 | 0 | 0 | 2.6057e-05 | 0.00010368 | 0.00021147 | 6.6371e-05 | 5.256e-05 | 9.4232e-05 | 2.1588e-05 | 3.3881e-05 | 5.9276e-05 | 2.4097e-05 | 9.232e-05 | 7.6016e-08
0 | 3.5321e-07 | 4.2053e-06 | 8.2668e-06 | 0 | 0 | 4.2183e-05 | 0.00010025 | 0.0003078 | 0.00011063 | 5.2606e-05 | 9.6129e-05 | 7.6303e-05 | 3.3778e-05 | 3.9291e-05 | 3.8175e-05 | 0.00019572 | 2.2805e-07
0 | 3.7399e-07 | 2.9161e-06 | 9.0236e-06 | 0 | 0 | 0.00013636 | 0.00010305 | 0.00024948 | 9.8792e-05 | 0.0001021 | 9.7826e-05 | 0.00015282 | 3.3237e-05 | 0.00011101 | 8.7144e-05 | 0.00023196 | 0.00014071
0 | 3.6152e-07 | 4.4468e-06 | 6.0025e-06 | 0 | 0 | 0.00014498 | 0.00010241 | 0.00019015 | 9.0232e-05 | 0.00014344 | 9.6013e-05 | 8.3551e-05 | 0.00029543 | 0.00013531 | 4.5788e-05 | 0.00017017 | 0.0001847
0 | 2.9503e-07 | 7.7673e-06 | 2.2803e-06 | 0 | 0 | 0.00019443 | 0.00010301 | 0.00021402 | 5.4271e-05 | 0.00022111 | 9.8526e-05 | 3.955e-05 | 3.2748e-05 | 9.3166e-05 | 5.671e-05 | 0.00011094 | 0.00015571
0 | 2.9207e-07 | 1.1578e-05 | 2.3617e-06 | 0 | 0 | 0.00023845 | 0.00010838 | 0.00013027 | 7.1723e-05 | 0.00024821 | 0.00010329 | 6.0441e-05 | 2.0674e-05 | 0.00012918 | 5.1955e-05 | 0.00013425 | 4.5415e-05
0 | 5.2815e-06 | 3.0554e-06 | 8.6562e-06 | 0 | 2.4729e-05 | 0.00020836 | 0.00011343 | 4.2294e-05 | 9.6829e-05 | 0.00024342 | 9.9822e-05 | 9.7989e-05 | 3.2867e-05 | 0.00014943 | 4.4295e-05 | 7.1848e-05 | 5.0019e-05
0 | 7.7416e-06 | 5.8154e-06 | 1.4898e-06 | 0 | 0 | 0.00012831 | 0.00011137 | 2.6444e-05 | 0.00015516 | 0.00019201 | 0.00010336 | 7.8061e-05 | 0.0001096 | 0.00015101 | 4.4723e-05 | 5.8589e-05 | 1.7636e-05
0 | 7.7374e-06 | 6.6967e-06 | 3.5977e-06 | 4.0863e-06 | 0 | 0.00016024 | 0.00011207 | 3.2161e-05 | 8.5606e-05 | 0.00014534 | 0.00010047 | 9.172e-05 | 0.00047073 | 7.6061e-05 | 4.1485e-05 | 7.7957e-05 | 6.3246e-05
0 | 7.4964e-06 | 6.6036e-06 | 8.7281e-06 | 1.3621e-06 | 0 | 0.000128 | 0.0001113 | 9.3132e-06 | 5.8968e-05 | 9.7331e-05 | 0.00010328 | 5.7759e-05 | 0.00015065 | 5.1849e-05 | 3.22e-05 | 8.4536e-05 | 1.6191e-05
0 | 7.4922e-06 | 3.7574e-06 | 2.3799e-06 | 0 | 0 | 0.00012907 | 0.00011758 | 9.5067e-06 | 7.0999e-05 | 0.00011252 | 0.00010839 | 0.00011144 | 0.0003395 | 7.886e-05 | 3.1424e-05 | 5.4325e-05 | 9.5332e-05
0 | 7.4922e-06 | 2.8179e-06 | 1.4745e-06 | 0 | 0 | 0.00012641 | 0.00012258 | 1.82e-05 | 6.6805e-05 | 8.2285e-05 | 0.00011239 | 0.00014109 | 0.00031991 | 0.00014332 | 3.3313e-05 | 9.4975e-05 | 0.0001352
0 | 7.7499e-06 | 1.9206e-06 | 4.6658e-06 | 0 | 0 | 0.00013397 | 0.00013454 | 2.435e-05 | 0.00014492 | 8.4959e-05 | 0.0001164 | 0.00034573 | 0.00015694 | 0.00049587 | 8.9565e-05 | 0.00011865 | 9.2132e-05
0 | 7.4922e-06 | 1.4434e-06 | 4.8512e-06 | 0 | 0 | 0.00018675 | 0.00012121 | 3.6345e-05 | 6.9634e-05 | 8.5014e-05 | 0.00011999 | 0.00040533 | 0.00015998 | 0.00052637 | 7.7821e-05 | 0.00017307 | 5.5948e-05
0 | 7.4881e-06 | 1.7051e-06 | 1.5858e-05 | 0 | 0 | 0.00016185 | 0.00012053 | 2.2786e-05 | 7.5422e-05 | 8.5094e-05 | 0.00012043 | 0.00018596 | 0.00017432 | 0.0003943 | 5.436e-05 | 0.00018227 | 0.00084855
5.3534e-06 | 7.5089e-06 | 2.794e-06 | 1.5466e-05 | 0 | 0 | 0.00017202 | 0.00011849 | 9.7525e-06 | 8.9394e-05 | 9.5277e-05 | 0.00011663 | 0.0001854 | 0.000184 | 0.00014526 | 6.5165e-05 | 0.00021625 | 0.00016164
5.4658e-06 | 7.4922e-06 | 5.6378e-06 | 1.3988e-05 | 0 | 0 | 0.00016317 | 0.00011144 | 1.6134e-05 | 4.8797e-05 | 2.9996e-05 | 0.00012013 | 0.00013126 | 0.00017394 | 9.8025e-05 | 8.8235e-05 | 0.00010848 | 0.00015501
5.3097e-06 | 2.4933e-07 | 2.2648e-06 | 1.2498e-05 | 0 | 0 | 0.00013674 | 0.00011895 | 1.7268e-05 | 4.7163e-05 | 5.1175e-07 | 0.00011114 | 5.9293e-05 | 3.2542e-05 | 2.9801e-05 | 5.7836e-05 | 9.2662e-05 | 1.2816e-05
1.4055e-06 | 2.5764e-07 | 1.5937e-06 | 9.884e-06 | 0 | 0 | 5.2967e-05 | 0.00011208 | 0.00017339 | 6.172e-05 | 5.6167e-07 | 0.00010516 | 4.2428e-05 | 2.2888e-05 | 3.6937e-05 | 3.3057e-05 | 8.3733e-05 | 1.5203e-07
0 | 2.701e-07 | 3.7501e-07 | 1.4959e-06 | 0 | 0 | 2.3193e-05 | 0.00010244 | 0.00016598 | 2.9082e-05 | 5.4087e-07 | 0.0001015 | 2.4842e-05 | 3.2954e-05 | 2.9001e-05 | 2.6241e-05 | 5.5645e-05 | 7.6016e-08
1.4055e-06 | 2.8257e-07 | 3.8226e-07 | 1.7058e-06 | 0 | 0 | 2.8588e-05 | 0.00010833 | 4.4275e-05 | 5.7118e-05 | 5.9912e-07 | 9.3397e-05 | 9.532e-05 | 3.3186e-05 | 2.9223e-05 | 2.2999e-05 | 4.6128e-05 | 3.0406e-07
2.6548e-06 | 2.7426e-07 | 3.2459e-07 | 5.2791e-06 | 0 | 0 | 1.2771e-05 | 0.00010109 | 3.1007e-05 | 4.0068e-05 | 5.7415e-07 | 9.3958e-05 | 3.9242e-05 | 3.3289e-05 | 2.8919e-05 | 2.2233e-05 | 3.396e-05 | 3.0406e-07
4.0603e-06 | 2.9503e-07 | 4.6354e-07 | 3.2553e-06 | 0 | 0 | 4.6171e-06 | 9.9285e-05 | 6.6841e-05 | 5.1394e-05 | 5.7415e-07 | 9.305e-05 | 3.6279e-05 | 2.3609e-05 | 2.8089e-05 | 2.1875e-05 | 4.1375e-05 | 7.6016e-08
5.3097e-06 | 2.9919e-07 | 3.2459e-07 | 4.9816e-06 | 0 | 0 | 5.7034e-06 | 0.00010351 | 0.00012837 | 4.5809e-05 | 1.556e-05 | 9.4041e-05 | 3.9033e-05 | 3.4422e-05 | 2.8068e-05 | 2.252e-05 | 4.6793e-05 | 3.8008e-07
4.0603e-06 | 3.075e-07 | 2.3643e-07 | 5.6946e-06 | 0 | 0 | 3.03e-05 | 0.00010988 | 0.00022279 | 6.3335e-05 | 5.266e-05 | 8.9929e-05 | 2.5291e-05 | 3.4499e-05 | 8.7798e-05 | 2.7208e-05 | 0.00012546 | 5.3211e-07
4.0603e-06 | 3.5321e-07 | 3.4395e-06 | 1.2808e-05 | 0 | 0 | 0.00010089 | 0.00010287 | 0.00024894 | 0.00010019 | 5.2539e-05 | 9.6008e-05 | 6.9402e-05 | 3.5426e-05 | 7.6451e-05 | 2.8882e-05 | 0.00021478 | 1.0642e-06
4.0603e-06 | 3.7399e-07 | 4.5628e-06 | 8.3549e-06 | 0 | 0 | 0.00010699 | 0.00010144 | 0.0001858 | 7.9544e-05 | 0.00010107 | 9.9606e-05 | 0.00012333 | 3.5117e-05 | 0.00018566 | 9.8862e-05 | 0.00019688 | 0.00049338
2.6548e-06 | 3.6152e-07 | 3.6352e-06 | 3.1975e-06 | 0 | 0 | 0.00015258 | 0.00010035 | 7.4475e-05 | 6.0686e-05 | 0.00014281 | 0.00010056 | 9.1143e-05 | 0.00012494 | 7.7568e-05 | 6.5853e-05 | 0.00017349 | 0.00048016
0 | 5.4436e-07 | 3.5118e-06 | 5.2063e-06 | 0 | 0 | 0.00014063 | 0.0001128 | 1.874e-05 | 7.5001e-05 | 0.00015007 | 9.7994e-05 | 4.5997e-05 | 5.022e-05 | 4.1641e-05 | 3.289e-05 | 0.00013921 | 0.00019386
0 | 2.9207e-07 | 7.1942e-06 | 3.6079e-06 | 0 | 0 | 0.00019225 | 0.00010766 | 1.3286e-05 | 9.5541e-05 | 0.00014928 | 9.9256e-05 | 0.00010177 | 2.1214e-05 | 7.4184e-05 | 2.7725e-05 | 0.0001361 | 2.4888e-05
0 | 2.9503e-07 | 3.603e-06 | 3.2575e-07 | 0 | 0 | 0.00017727 | 0.00011448 | 1.6032e-05 | 8.4525e-05 | 0.00010343 | 0.00010449 | 9.1192e-05 | 2.0519e-05 | 0.00011583 | 2.8276e-05 | 9.0225e-05 | 0.00011013
0 | 2.6179e-07 | 5.1136e-06 | 4.455e-07 | 0 | 0 | 0.00013053 | 0.00012335 | 1.4719e-05 | 6.2877e-05 | 9.6653e-05 | 0.00010674 | 0.00018717 | 1.8846e-05 | 9.9708e-05 | 3.3009e-05 | 8.7124e-05 | 6.3702e-05
0 | 2.5764e-07 | 6.2956e-07 | 1.9067e-06 | 0 | 8.7767e-05 | 0.00015749 | 0.00011244 | 1.7175e-05 | 5.0287e-05 | 9.6811e-05 | 0.00010489 | 7.4368e-05 | 0.00034901 | 7.8844e-05 | 2.6927e-05 | 5.1833e-05 | 3.889e-05
0 | 2.6595e-07 | 6.639e-07 | 3.9281e-07 | 0 | 0 | 0.00012967 | 0.00012515 | 8.983e-06 | 4.2368e-05 | 9.7365e-05 | 0.00010627 | 9.0065e-05 | 0.00014654 | 4.567e-05 | 2.8322e-05 | 5.6945e-05 | 7.5699e-05
0 | 2.6179e-07 | 7.1584e-07 | 2.3856e-07 | 0 | 6.9316e-05 | 0.00011445 | 0.00013161 | 1.5762e-05 | 6.643e-05 | 0.00011724 | 0.00011237 | 0.00011515 | 0.00033229 | 7.6832e-05 | 2.6143e-05 | 6.2255e-05 | 2.2486e-05
0 | 5.1112e-07 | 7.4274e-07 | 3.3245e-07 | 0 | 0 | 0.00010297 | 0.00013363 | 9.1491e-06 | 0.0001318 | 8.9683e-05 | 0.00012336 | 0.0001068 | 0.0003207 | 0.00017811 | 2.9545e-05 | 7.7497e-05 | 4.6951e-07
0 | 2.701e-07 | 1.4667e-05 | 1.3799e-05 | 0 | 0 | 0.00016284 | 0.00013736 | 1.708e-05 | 0.00010146 | 8.5232e-05 | 0.00013132 | 0.00034681 | 0.00016336 | 0.00047288 | 3.3554e-05 | 0.00012087 | 1.3996e-06
0 | 5.4976e-06 | 3.3577e-05 | 1.4399e-05 | 0 | 0 | 0.00019379 | 0.0001358 | 9.0932e-06 | 9.7272e-05 | 8.5333e-05 | 0.00012177 | 0.00044981 | 2.4227e-05 | 0.00044421 | 2.6793e-05 | 0.00013737 | 1.984e-05
0 | 1.2225e-05 | 5.6955e-06 | 3.2536e-06 | 0 | 0 | 0.00011305 | 0.00013221 | 9.0663e-06 | 7.8798e-05 | 9.6756e-05 | 0.0001248 | 0.00025223 | 1.8743e-05 | 0.00021851 | 4.0945e-05 | 0.00012864 | 3.1015e-05
2.811e-06 | 7.5089e-06 | 1.0719e-06 | 4.4359e-07 | 0 | 0 | 0.00012252 | 0.00012708 | 9.0465e-06 | 0.0001087 | 5.6999e-07 | 0.00011611 | 0.00018924 | 2.0056e-05 | 7.6266e-05 | 5.9021e-05 | 0.00012113 | 4.7586e-05
4.0603e-06 | 5.9963e-06 | 3.8654e-06 | 2.2802e-07 | 0 | 0 | 0.00014829 | 0.00011746 | 9.0642e-06 | 4.7701e-05 | 4.8928e-06 | 0.00011808 | 8.1852e-05 | 2.1498e-05 | 4.8263e-05 | 7.2642e-05 | 0.00013945 | 0.00029692
5.3097e-06 | 2.4933e-07 | 4.855e-07 | 1.4171e-06 | 0 | 0 | 0.00014577 | 0.00012266 | 9.1947e-06 | 4.2613e-05 | 3.4428e-05 | 0.00012865 | 6.0301e-05 | 3.1126e-05 | 2.4752e-05 | 5.3947e-05 | 0.00014598 | 0.00060336
4.0603e-06 | 2.5764e-07 | 5.1524e-07 | 2.3664e-07 | 0 | 0 | 7.9655e-05 | 0.00011909 | 8.9979e-06 | 4.3504e-05 | 5.2885e-05 | 0.00011167 | 6.1868e-05 | 3.2645e-05 | 1.082e-05 | 2.8977e-05 | 7.8455e-05 | 8.5024e-05
0 | 2.701e-07 | 3.1489e-07 | 1.3177e-06 | 0 | 0 | 3.457e-05 | 0.00011747 | 9.0946e-06 | 4.1216e-05 | 5.3197e-05 | 0.00010732 | 3.8615e-05 | 2.3403e-05 | 9.4986e-06 | 2.1889e-05 | 5.8362e-05 | 2.2805e-07
0 | 2.8257e-07 | 2.1704e-07 | 1.3989e-06 | 0 | 0 | 1.0429e-05 | 0.00011313 | 9.2771e-06 | 4.0146e-05 | 5.3155e-05 | 0.00010401 | 4.1189e-05 | 3.3907e-05 | 9.8409e-06 | 2.1638e-05 | 3.8581e-05 | 3.8008e-07
0 | 2.7426e-07 | 2.8581e-07 | 3.5513e-07 | 0 | 0 | 1.6075e-05 | 0.00011813 | 9.2386e-06 | 4.44e-05 | 5.2997e-05 | 0.00010388 | 3.7514e-05 | 3.3804e-05 | 9.7339e-06 | 2.2688e-05 | 4.463e-05 | 2.2805e-07
0 | 2.9503e-07 | 2.8581e-07 | 2.0644e-06 | 0 | 0 | 6.282e-06 | 0.00010405 | 1.185e-05 | 4.8245e-05 | 5.2964e-05 | 9.967e-05 | 3.4675e-05 | 3.4834e-05 | 9.905e-06 | 2.2127e-05 | 4.8296e-05 | 7.6016e-08
0 | 2.9919e-07 | 2.2674e-07 | 3.3195e-06 | 0 | 0 | 4.7286e-06 | 0.0001131 | 3.3613e-05 | 4.3234e-05 | 5.2672e-05 | 0.00010392 | 5.164e-05 | 2.7728e-05 | 1.8201e-05 | 3.9995e-05 | 5.5785e-05 | 2.2805e-07
0 | 3.075e-07 | 3.6144e-07 | 1.503e-06 | 0 | 0 | 2.9366e-05 | 0.00010623 | 0.00012981 | 6.4791e-05 | 5.2693e-05 | 9.3074e-05 | 6.2582e-05 | 3.4731e-05 | 2.7708e-05 | 3.6336e-05 | 0.00012032 | 2.2805e-07
0 | 3.5321e-07 | 2.157e-06 | 5.4392e-06 | 0 | 0 | 7.1754e-05 | 9.9105e-05 | 0.00011863 | 0.00013013 | 5.2173e-05 | 9.8656e-05 | 4.0657e-05 | 4.4257e-05 | 3.514e-05 | 5.0302e-05 | 0.000235 | 0.00065435
0 | 3.7399e-07 | 2.6058e-06 | 5.3692e-06 | 0 | 0 | 0.00012472 | 0.00011032 | 0.00011136 | 0.00011509 | 0.00011734 | 9.8157e-05 | 0.00011125 | 3.5091e-05 | 0.00014161 | 7.2932e-05 | 0.00019654 | 0.00024733
0 | 8.6017e-07 | 1.8264e-06 | 4.4682e-06 | 0 | 0 | 0.00013651 | 0.00010662 | 0.0001171 | 0.00013805 | 0.00017045 | 0.00010107 | 7.0821e-05 | 0.00011332 | 0.0001057 | 3.3575e-05 | 0.00016949 | 0.00019872
0 | 2.9503e-07 | 1.3045e-06 | 1.6326e-06 | 0 | 0 | 0.00023705 | 0.00011004 | 8.7773e-05 | 5.762e-05 | 0.00022223 | 9.7576e-05 | 6.5451e-05 | 9.9378e-05 | 7.3041e-05 | 3.5604e-05 | 0.00016722 | 0.00017765
0 | 2.9207e-07 | 1.6191e-06 | 4.4359e-07 | 0 | 0 | 0.00016199 | 0.00011555 | 6.825e-05 | 6.129e-05 | 0.00023769 | 9.3447e-05 | 4.2558e-05 | 3.0998e-05 | 0.00010658 | 3.2737e-05 | 0.00014365 | 0.00016989
0 | 2.9503e-07 | 8.8189e-07 | 1.6029e-06 | 0 | 2.4729e-05 | 0.00018668 | 0.00011023 | 1.8774e-05 | 5.3833e-05 | 0.00018752 | 9.9595e-05 | 0.00011351 | 1.9979e-05 | 0.00015329 | 4.848e-05 | 0.00010459 | 0.00015675
0 | 2.6179e-07 | 7.7661e-07 | 4.4359e-07 | 0 | 3.1936e-05 | 0.00012365 | 0.00011917 | 1.8317e-05 | 0.00017173 | 0.00015868 | 0.00010352 | 7.6483e-05 | 0.0002866 | 0.00022231 | 5.1921e-05 | 0.00010366 | 9.4032e-05
0 | 2.5764e-07 | 7.0833e-07 | 4.3401e-07 | 0 | 0 | 0.00011999 | 0.0001203 | 1.7603e-05 | 5.455e-05 | 0.00022876 | 0.0001052 | 7.1003e-05 | 0.00028396 | 9.3687e-05 | 4.1801e-05 | 4.9759e-05 | 6.2409e-05
0 | 2.6595e-07 | 8.0205e-07 | 4.4359e-07 | 0 | 0 | 0.00010198 | 0.00012533 | 1.7732e-05 | 5.4003e-05 | 0.00022853 | 0.0001101 | 4.8326e-05 | 0.00013773 | 6.6539e-05 | 3.4348e-05 | 4.3745e-05 | 2.4021e-05
0 | 2.6179e-07 | 8.4211e-07 | 4.1772e-07 | 0 | 0 | 0.00014054 | 0.00012591 | 1.7546e-05 | 5.1826e-05 | 0.00022755 | 0.00010988 | 7.8996e-05 | 0.00034122 | 0.00022468 | 2.3278e-05 | 8.1842e-05 | 9.1456e-05
0 | 2.6179e-07 | 6.8457e-07 | 4.3401e-07 | 0 | 0 | 0.00013584 | 0.00012564 | 1.7654e-05 | 7.1473e-05 | 3.1794e-05 | 0.0001169 | 0.00016588 | 0.00033138 | 0.000232 | 4.1826e-05 | 9.9403e-05 | 4.3805e-05
0 | 2.701e-07 | 8.1349e-07 | 4.388e-07 | 0 | 0 | 0.00014044 | 0.00012695 | 1.4995e-05 | 0.00026521 | 6.0328e-07 | 0.00011644 | 0.0002643 | 0.00017649 | 0.00049674 | 5.4355e-05 | 0.00011473 | 0.00010285
0.00037308 | 1.0983e-05 | 6.458e-07 | 4.455e-07 | 0 | 0 | 0.00016789 | 0.00012193 | 2.0448e-05 | 0.00021682 | 6.4488e-07 | 0.00012637 | 0.00032319 | 0.00016742 | 0.00031584 | 4.3555e-05 | 0.0001472 | 0.00015028
3.4417e-05 | 7.7374e-06 | 7.4353e-07 | 4.867e-07 | 0 | 0 | 0.00016325 | 0.00012465 | 1.9943e-05 | 4.9564e-05 | 5.7831e-07 | 0.00011844 | 0.00018781 | 0.00020473 | 0.00021416 | 5.1267e-05 | 0.00012893 | 8.5442e-05
6.7589e-06 | 7.5089e-06 | 6.3763e-07 | 4.388e-07 | 0 | 4.3088e-06 | 0.00013583 | 0.00011613 | 3.6229e-05 | 7.5509e-05 | 5.3671e-07 | 0.00011552 | 0.0001038 | 0.00018694 | 0.00014377 | 5.4216e-05 | 0.00015303 | 0.00011889
5.3097e-06 | 5.2483e-06 | 6.2019e-07 | 4.6467e-07 | 0 | 0 | 0.00014604 | 0.00012701 | 8.7823e-05 | 9.2197e-05 | 5.6583e-07 | 0.00011379 | 3.8271e-05 | 0.00017226 | 6.8634e-05 | 4.1011e-05 | 0.00013331 | 6.2637e-05
4.0603e-06 | 2.4933e-07 | 3.052e-07 | 2.9413e-07 | 0 | 0 | 9.2767e-05 | 0.00011123 | 0.00021902 | 6.3962e-05 | 5.7831e-07 | 0.00011346 | 3.4106e-05 | 6.1274e-05 | 3.1892e-05 | 4.9421e-05 | 0.00011679 | 1.3303e-05
0 | 2.5764e-07 | 5.5151e-07 | 2.7593e-07 | 0 | 0 | 8.5789e-05 | 0.00011379 | 0.00021636 | 4.6879e-05 | 5.6167e-07 | 0.00010756 | 1.54e-05 | 3.419e-05 | 4.1815e-05 | 2.7372e-05 | 7.5352e-05 | 1.5203e-07
0 | 3.075e-07 | 5.9845e-07 | 2.7784e-07 | 0 | 0 | 4.0463e-05 | 0.00010807 | 0.00012212 | 4.1449e-05 | 5.9912e-07 | 0.00010604 | 9.1982e-06 | 3.4834e-05 | 1.364e-05 | 1.9773e-05 | 5.1076e-05 | 3.0406e-07
1.4055e-06 | 3.1581e-07 | 2.1753e-07 | 3.2191e-07 | 0 | 0 | 2.5599e-05 | 0.00010948 | 5.1615e-05 | 4.37e-05 | 5.8802e-07 | 9.8901e-05 | 1.4508e-05 | 3.5323e-05 | 8.108e-06 | 2.4312e-05 | 2.8159e-05 | 0
4.0603e-06 | 3.0916e-07 | 2.8581e-07 | 3.6311e-07 | 0 | 0 | 1.8678e-05 | 0.00010735 | 8.976e-05 | 8.0962e-05 | 6.7234e-07 | 9.5303e-05 | 4.7617e-06 | 3.5143e-05 | 7.8727e-06 | 1.8225e-05 | 2.6109e-05 | 2.2805e-07
4.0603e-06 | 2.9088e-07 | 3.3422e-07 | 2.8263e-07 | 0 | 0 | 1.8613e-05 | 0.00010116 | 0.00010548 | 6.1502e-05 | 5.7693e-07 | 9.6997e-05 | 4.4044e-06 | 3.5658e-05 | 8.814e-06 | 1.6388e-05 | 3.9405e-05 | 7.6016e-08
5.3097e-06 | 2.9919e-07 | 3.3471e-07 | 2.7114e-07 | 0 | 0 | 2.8976e-06 | 0.00010249 | 0.00011501 | 6.0824e-05 | 3.9852e-05 | 0.00010044 | 1.9897e-05 | 3.5658e-05 | 1.4719e-05 | 2.0058e-05 | 5.7775e-05 | 7.6016e-08
4.0603e-06 | 3.075e-07 | 4.8054e-07 | 3.3054e-07 | 0 | 0 | 3.1695e-06 | 9.224e-05 | 0.00011936 | 4.3408e-05 | 5.2567e-05 | 9.6098e-05 | 6.7398e-05 | 3.5117e-05 | 3.4747e-05 | 2.1815e-05 | 5.1563e-05 | 2.2805e-07
5.4658e-06 | 2.9919e-07 | 1.0619e-06 | 1.3771e-06 | 0 | 0 | 1.878e-05 | 0.00010828 | 0.0001599 | 0.00012075 | 5.2633e-05 | 9.3221e-05 | 6.2947e-05 | 3.5323e-05 | 4.7206e-05 | 3.7516e-05 | 5.9179e-05 | 5.3211e-07
4.0603e-06 | 2.9919e-07 | 3.7134e-06 | 1.1363e-06 | 0 | 0 | 6.7218e-05 | 0.00010144 | 0.00024981 | 5.4378e-05 | 0.00010126 | 9.4847e-05 | 0.00010382 | 3.3752e-05 | 0.00011094 | 4.7242e-05 | 0.00015929 | 3.0863e-05
4.0603e-06 | 3.075e-07 | 1.6928e-06 | 1.2634e-06 | 0 | 0 | 0.00016571 | 9.9731e-05 | 0.00023086 | 6.972e-05 | 0.00020642 | 0.00010113 | 0.00012514 | 0.00026065 | 0.00019328 | 3.548e-05 | 0.00023115 | 0.00010287
1.2493e-06 | 3.2412e-07 | 1.0839e-06 | 1.1804e-06 | 0 | 0 | 0.00016757 | 0.00010571 | 0.0001072 | 5.0602e-05 | 0.00019812 | 0.00010076 | 0.00010773 | 4.4694e-05 | 0.00019935 | 3.6191e-05 | 0.00018034 | 0.00010513
0 | 2.9919e-07 | 9.4755e-06 | 2.2994e-07 | 0 | 0 | 0.00025444 | 0.00011199 | 1.8243e-05 | 6.3955e-05 | 0.00024027 | 0.00010374 | 0.00016971 | 2.2141e-05 | 0.00015287 | 3.2572e-05 | 0.00020471 | 0.00053759
0 | 1.0472e-06 | 1.2049e-06 | 4.273e-07 | 0 | 0 | 0.00027504 | 0.00011009 | 9.1677e-06 | 7.4107e-05 | 0.00025803 | 0.0001048 | 0.00013184 | 6.6964e-05 | 0.00011407 | 3.8281e-05 | 0.00017372 | 0.00018502
0 | 7.7706e-06 | 6.3919e-07 | 4.5509e-07 | 0 | 0 | 0.00026131 | 0.00012335 | 9.2145e-06 | 0.00013537 | 0.00035373 | 0.00011184 | 0.00019273 | 0.00038264 | 7.7351e-05 | 4.191e-05 | 9.7928e-05 | 0.00030559
0 | 7.5047e-06 | 5.8109e-07 | 4.5988e-07 | 0 | 0 | 0.00021629 | 0.00012614 | 9.0711e-06 | 5.8002e-05 | 0.00039169 | 0.00011082 | 9.9299e-05 | 0.00029437 | 0.00010686 | 4.0996e-05 | 8.5901e-05 | 0.0001584
0 | 9.2334e-06 | 1.0564e-06 | 4.388e-07 | 0 | 2.8975e-07 | 0.00019231 | 0.00012122 | 9.0149e-06 | 0.0001187 | 0.00039894 | 0.00011353 | 8.4095e-05 | 0.0002352 | 8.8439e-05 | 4.6195e-05 | 0.00010484 | 6.5602e-05
0 | 9.225e-06 | 4.7922e-06 | 4.388e-07 | 0 | 0 | 0.000215 | 0.0001235 | 8.968e-06 | 0.00015429 | 0.00042611 | 0.00011988 | 6.6562e-05 | 0.00033731 | 0.00016075 | 6.4675e-05 | 0.00010522 | 0.0001493
0 | 9.2334e-06 | 2.7391e-06 | 4.388e-07 | 0 | 0 | 0.00017624 | 0.00013495 | 8.8723e-06 | 5.0068e-05 | 0.00024783 | 0.0001227 | 0.00017358 | 0.00032557 | 0.00017257 | 6.9453e-05 | 0.00014038 | 0.00010122
1.4055e-06 | 9.009e-06 | 1.2572e-06 | 4.5509e-07 | 0 | 0 | 0.00015298 | 0.00013177 | 8.9841e-06 | 9.7265e-05 | 0.00019237 | 0.00012817 | 0.00025267 | 5.8906e-05 | 0.00040684 | 8.2226e-05 | 0.00010368 | 4.4469e-05
0 | 9.2334e-06 | 7.7346e-07 | 4.388e-07 | 0 | 0 | 0.00012347 | 0.00012792 | 9.1045e-06 | 0.00015002 | 0.00015265 | 0.0001345 | 0.0002427 | 0.00016547 | 0.00048152 | 9.2771e-05 | 0.00015982 | 8.4834e-05
0 | 8.9757e-06 | 2.0831e-06 | 4.6467e-07 | 0 | 0 | 0.00016787 | 0.00012611 | 9.1951e-06 | 0.00011211 | 0.00013076 | 0.00012603 | 0.00020758 | 7.4018e-05 | 0.00014578 | 8.6811e-05 | 0.00015154 | 7.6016e-08
2.6548e-06 | 9.2334e-06 | 2.6603e-06 | 4.503e-07 | 0 | 0 | 0.00021578 | 0.0001215 | 9.0394e-06 | 0.00010426 | 0.00013044 | 0.00011884 | 9.4272e-05 | 5.7902e-05 | 0.00021935 | 9.5806e-05 | 0.00011654 | 7.6915e-05
4.0603e-06 | 9.25e-06 | 4.2877e-06 | 3.794e-07 | 0 | 0 | 0.00012337 | 0.00011908 | 9.2517e-06 | 7.2033e-05 | 0.00013071 | 0.00011589 | 5.7296e-05 | 5.3963e-05 | 0.00011958 | 6.613e-05 | 0.00010037 | 9.2784e-05
4.0603e-06 | 3.2579e-06 | 3.805e-06 | 3.9089e-07 | 0 | 0 | 8.5045e-05 | 0.00011221 | 9.0354e-06 | 4.1128e-05 | 0.00013073 | 0.00011621 | 8.0165e-06 | 4.9122e-05 | 6.4432e-05 | 5.9457e-05 | 0.0001277 | 3.2533e-05
5.4658e-06 | 2.4933e-07 | 4.1135e-07 | 2.2994e-07 | 0 | 0 | 7.8894e-05 | 0.00011681 | 1.6857e-05 | 4.0182e-05 | 0.00013111 | 0.00010879 | 4.6309e-05 | 4.3767e-05 | 6.2442e-05 | 4.6466e-05 | 7.2048e-05 | 7.6016e-08
4.7237e-05 | 1.5486e-05 | 2.3135e-05 | 1.0544e-05 | 3.8978e-05 | 2.5824e-05 | 3.2291e-05 | 0.00010778 | 3.8596e-05 | 3.6793e-05 | 0.00013074 | 0.00010902 | 3.7408e-05 | 6.5915e-05 | 5.0554e-06 | 2.592e-05 | 4.3771e-05 | 1.0212e-06
4.5647e-05 | 2.139e-05 | 2.8037e-05 | 1.2842e-05 | 3.818e-05 | 2.6584e-05 | 2.0247e-05 | 0.00010653 | 5.867e-05 | 3.4584e-05 | 0.00013121 | 0.00010294 | 6.6138e-05 | 5.3879e-05 | 6.2397e-06 | 1.4725e-05 | 4.3935e-05 | 9.5489e-07
4.7586e-05 | 2.0099e-05 | 3.3561e-05 | 1.0071e-05 | 3.8155e-05 | 2.5879e-05 | 1.2236e-05 | 0.000109 | 7.5688e-05 | 3.3972e-05 | 0.00013134 | 0.00010035 | 3.1933e-05 | 3.9436e-05 | 2.0714e-05 | 9.1542e-06 | 3.4628e-05 | 1.1538e-06
4.7135e-05 | 2.147e-05 | 4.8582e-05 | 7.2126e-06 | 3.8978e-05 | 2.6835e-05 | 1.331e-05 | 0.0001077 | 0.00011746 | 3.646e-05 | 0.00013154 | 0.00010229 | 7.016e-06 | 4.2409e-05 | 6.9401e-06 | 8.9693e-06 | 2.8347e-05 | 1.0345e-06
4.7491e-05 | 2.1731e-05 | 5.8187e-05 | 8.2882e-06 | 3.7356e-05 | 2.5227e-05 | 1.2392e-05 | 0.00010122 | 0.0001354 | 4.3601e-05 | 0.00013134 | 0.00010408 | 2.6137e-05 | 3.5282e-05 | 5.7303e-06 | 8.9985e-06 | 4.8536e-05 | 9.5489e-07
4.6718e-05 | 2.6415e-05 | 6.1098e-05 | 1.4783e-05 | 3.8155e-05 | 2.6584e-05 | 4.0961e-06 | 0.00010272 | 0.00012521 | 4.2898e-05 | 0.00013107 | 9.7346e-05 | 9.591e-06 | 3.5046e-05 | 2.4483e-05 | 8.7789e-06 | 5.3252e-05 | 1.2865e-06
4.4681e-05 | 3.7496e-05 | 7.2994e-05 | 1.7452e-05 | 3.8978e-05 | 2.6835e-05 | 2.2641e-05 | 0.00010475 | 0.00014821 | 3.8896e-05 | 0.00013097 | 9.7781e-05 | 5.4562e-05 | 3.4739e-05 | 8.781e-05 | 1.9283e-05 | 7.0694e-05 | 1.0212e-06
4.3101e-05 | 4.7782e-05 | 7.4919e-05 | 3.0782e-05 | 3.8155e-05 | 2.6158e-05 | 8.5754e-05 | 9.7153e-05 | 0.00016367 | 8.3185e-05 | 0.00017758 | 9.59e-05 | 0.00011588 | 3.3536e-05 | 0.00013157 | 2.243e-05 | 0.00017136 | 1.0212e-06
0.0001059 | 4.2709e-05 | 5.96e-05 | 1.0981e-05 | 3.7356e-05 | 2.5551e-05 | 0.00011573 | 9.9315e-05 | 0.00012867 | 0.00045397 | 0.00019831 | 9.9474e-05 | 0.00015819 | 0.00027626 | 0.00017985 | 1.2556e-05 | 0.00019707 | 1.0875e-06
9.1321e-05 | 3.2268e-05 | 5.796e-05 | 2.1539e-05 | 3.8978e-05 | 0.00029744 | 0.00017992 | 0.00010128 | 0.00011294 | 0.00023089 | 0.00022241 | 0.00010009 | 0.00016904 | 4.1937e-05 | 0.0001569 | 2.3582e-05 | 0.00022701 | 5.0039e-05
5.8517e-05 | 1.6957e-05 | 3.6849e-05 | 1.2085e-05 | 3.5734e-05 | 0.00044066 | 0.00019628 | 0.00010356 | 3.3054e-05 | 5.5122e-05 | 0.00021735 | 0.00010969 | 0.00012706 | 4.6001e-05 | 0.00010278 | 2.2554e-05 | 0.00018518 | 1.0212e-06
0.00011096 | 2.0318e-05 | 4.9252e-05 | 7.8614e-06 | 3.8978e-05 | 0.00056706 | 0.0002795 | 0.00011888 | 9.4112e-06 | 7.5417e-05 | 0.00017081 | 0.00011124 | 0.00020395 | 1.9494e-05 | 0.00016177 | 4.5104e-05 | 0.00015927 | 1.0212e-06
8.6553e-05 | 2.8095e-05 | 3.7601e-05 | 6.0915e-06 | 3.6533e-05 | 0.00057303 | 0.00020168 | 0.00011659 | 9.0968e-06 | 0.00024403 | 0.00011841 | 0.00011182 | 0.00016501 | 0.00026033 | 0.0001453 | 4.5807e-05 | 0.00010074 | 0.00057726
7.8196e-05 | 3.2264e-05 | 6.0494e-05 | 1.3497e-05 | 3.8978e-05 | 0.00036707 | 0.00017975 | 0.00012447 | 9.018e-06 | 8.2618e-05 | 8.118e-05 | 0.00011508 | 0.00013951 | 0.00028066 | 0.00017206 | 2.578e-05 | 0.00013924 | 0.00027278
8.6189e-05 | 2.6503e-05 | 4.5494e-05 | 3.0926e-05 | 3.818e-05 | 0.00020041 | 0.00015074 | 0.00012051 | 9.1548e-06 | 4.6589e-05 | 0.00011526 | 0.00011025 | 0.00013298 | 0.0002246 | 0.00012947 | 1.7851e-05 | 9.3924e-05 | 9.5489e-07
7.7864e-05 | 3.1192e-05 | 2.6746e-05 | 3.8486e-05 | 3.8155e-05 | 0.00014342 | 0.00018052 | 0.00013196 | 9.0074e-06 | 0.00052448 | 0.00013337 | 0.00012253 | 0.0001676 | 0.00030737 | 0.00011381 | 1.4151e-05 | 9.4373e-05 | 4.5583e-05
7.0831e-05 | 3.0084e-05 | 5.5429e-05 | 3.8958e-05 | 8.6281e-05 | 0.00026227 | 0.0002016 | 0.00012644 | 9.0067e-06 | 6.0674e-05 | 0.00013304 | 0.0001219 | 0.00019605 | 0.00039064 | 0.00014215 | 1.5304e-05 | 0.00011932 | 6.1803e-05
0.00047287 | 3.1759e-05 | 2.3863e-05 | 3.9587e-05 | 9.3149e-05 | 3.7066e-05 | 0.00020433 | 0.00012662 | 9.0205e-06 | 5.8684e-05 | 0.00019375 | 0.00012834 | 0.00036359 | 0.00018845 | 0.00018888 | 1.9098e-05 | 0.00011996 | 0.00012388
0.00022859 | 4.3919e-05 | 2.9423e-05 | 4.3774e-05 | 3.8155e-05 | 2.5972e-05 | 0.00024117 | 0.00013537 | 9.4954e-06 | 0.00019891 | 0.00016606 | 0.00012923 | 0.0004393 | 0.00016501 | 0.00029398 | 2.8014e-05 | 0.00012996 | 0.00013699
0.00019055 | 4.0853e-05 | 2.8521e-05 | 4.5973e-05 | 3.7356e-05 | 2.5448e-05 | 0.00026921 | 0.00012528 | 9.1876e-06 | 9.1877e-05 | 0.00014636 | 0.00012732 | 0.00017598 | 8.268e-05 | 0.00023075 | 3.8243e-05 | 0.00014505 | 0.0002535
9.0585e-05 | 3.3719e-05 | 3.1429e-05 | 4.3661e-05 | 3.8978e-05 | 5.386e-05 | 0.00026205 | 0.0001243 | 8.7863e-06 | 7.4274e-05 | 5.217e-05 | 0.0001297 | 8.4207e-05 | 0.00024582 | 0.00010808 | 3.8682e-05 | 0.00017635 | 0.00032026
4.6981e-05 | 3.4562e-05 | 2.4582e-05 | 3.4289e-05 | 3.818e-05 | 2.5551e-05 | 0.00020326 | 0.00011779 | 9.1218e-06 | 5.7292e-05 | 5.2489e-05 | 0.00012418 | 0.00014488 | 0.00023467 | 4.6102e-05 | 3.8307e-05 | 0.00013988 | 0.00015878
4.7052e-05 | 1.707e-05 | 2.8071e-05 | 1.9406e-05 | 3.8953e-05 | 2.6835e-05 | 8.4875e-05 | 0.00011227 | 8.7682e-06 | 3.9312e-05 | 5.2489e-05 | 0.00013719 | 6.6171e-05 | 2.1004e-05 | 3.5455e-05 | 2.4993e-05 | 0.00013148 | 1.0875e-06
7.1491e-05 | 1.6572e-05 | 2.6431e-05 | 1.8394e-05 | 3.7356e-05 | 2.5824e-05 | 5.7961e-05 | 0.00012374 | 9.229e-06 | 3.4819e-05 | 5.2722e-05 | 0.00011892 | 3.0595e-05 | 3.0232e-05 | 2.397e-05 | 1.3094e-05 | 9.9677e-05 | 1.1538e-06
4.5313e-05 | 1.6098e-05 | 2.6963e-05 | 1.4157e-05 | 3.8978e-05 | 2.5879e-05 | 1.7727e-05 | 0.00011185 | 1.3819e-05 | 3.7761e-05 | 5.2656e-05 | 0.00010931 | 1.0337e-05 | 3.1978e-05 | 2.3663e-05 | 9.8929e-06 | 8.6983e-05 | 1.0212e-06
4.6437e-05 | 1.3275e-05 | 3.2779e-05 | 1.2897e-05 | 3.8978e-05 | 2.6256e-05 | 2.0983e-05 | 0.00011276 | 4.2015e-05 | 3.7164e-05 | 5.2556e-05 | 0.00010267 | 1.4109e-05 | 3.3064e-05 | 2.2412e-05 | 9.5446e-06 | 3.2277e-05 | 9.5489e-07
4.6437e-05 | 1.487e-05 | 4.9671e-05 | 9.2511e-06 | 3.7356e-05 | 2.5982e-05 | 1.1119e-05 | 9.9062e-05 | 6.2535e-05 | 3.5522e-05 | 5.2423e-05 | 0.00010087 | 6.1251e-06 | 3.3252e-05 | 3.1494e-05 | 9.5368e-06 | 3.3347e-05 | 1.2201e-06
7.3851e-05 | 1.8288e-05 | 5.6786e-05 | 9.6872e-06 | 3.9777e-05 | 2.6306e-05 | 1.1276e-05 | 0.00010522 | 6.5798e-05 | 3.432e-05 | 5.2489e-05 | 9.8197e-05 | 6.1693e-06 | 3.3205e-05 | 2.0799e-05 | 9.5229e-06 | 2.48e-05 | 1.2334e-06
4.6613e-05 | 2.136e-05 | 6.3411e-05 | 8.5297e-06 | 3.7331e-05 | 2.6408e-05 | 1.1133e-05 | 0.00011157 | 9.9283e-05 | 3.9783e-05 | 5.2156e-05 | 0.00010337 | 1.4286e-05 | 3.2851e-05 | 3.6336e-05 | 9.8802e-06 | 5.1227e-05 | 9.5489e-07
4.5911e-05 | 2.0646e-05 | 6.9529e-05 | 1.166e-05 | 3.818e-05 | 0.00017719 | 4.9415e-05 | 0.00010839 | 0.00019308 | 4.3306e-05 | 5.1824e-05 | 9.835e-05 | 9.156e-06 | 3.1813e-05 | 5.2102e-05 | 1.1048e-05 | 0.0001135 | 9.5489e-07
0.00016481 | 3.2507e-05 | 7.2666e-05 | 2.7051e-05 | 3.8155e-05 | 0.00038746 | 8.5637e-05 | 0.00010682 | 0.00014538 | 6.9237e-05 | 5.1591e-05 | 0.00010018 | 0.00010227 | 3.3441e-05 | 8.821e-05 | 2.8689e-05 | 0.00021781 | 2.3236e-05
0.00021606 | 3.0264e-05 | 7.4079e-05 | 4.2558e-05 | 3.8155e-05 | 0.00030903 | 0.00010485 | 0.0001008 | 8.8036e-05 | 7.0454e-05 | 0.00010032 | 0.00010191 | 0.00012245 | 3.1789e-05 | 0.0001229 | 5.9325e-05 | 0.00023139 | 4.4787e-05
0.00017513 | 2.5396e-05 | 6.4149e-05 | 2.1788e-05 | 3.818e-05 | 0.00024326 | 0.00013991 | 0.00010724 | 9.763e-05 | 5.5076e-05 | 0.00011779 | 0.00010465 | 0.0001081 | 0.00028292 | 0.00012208 | 0.00013539 | 0.00014721 | 3.8156e-05
7.5338e-05 | 1.5412e-05 | 5.2937e-05 | 9.2299e-06 | 3.8205e-05 | 8.3863e-05 | 0.00017661 | 0.00011051 | 3.969e-05 | 0.00028317 | 5.199e-05 | 0.00010465 | 0.00010901 | 0.00014715 | 9.3449e-05 | 5.4936e-05 | 0.00015905 | 8.668e-05
7.3382e-05 | 2.6038e-05 | 4.3887e-05 | 8.779e-06 | 3.8978e-05 | 2.5477e-05 | 0.00014966 | 0.00011353 | 9.3005e-06 | 0.00033475 | 5.2057e-05 | 0.000105 | 4.5429e-05 | 1.9352e-05 | 7.0288e-05 | 3.7336e-05 | 0.00016611 | 0.00029903
4.4171e-05 | 2.9981e-05 | 3.8472e-05 | 7.414e-06 | 3.5734e-05 | 2.4948e-05 | 0.00018077 | 0.00012284 | 9.1278e-06 | 0.00054508 | 6.4658e-05 | 0.00010886 | 8.921e-05 | 1.8243e-05 | 0.00016361 | 3.0152e-05 | 0.00014858 | 0.00015175
4.3118e-05 | 3.1436e-05 | 2.8142e-05 | 6.4621e-06 | 3.9028e-05 | 2.6148e-05 | 0.00015238 | 0.00013042 | 9.0223e-06 | 0.00041002 | 7.8957e-05 | 0.00011779 | 6.8361e-05 | 0.0002661 | 8.532e-05 | 2.5678e-05 | 0.00010559 | 1.0212e-06
7.035e-05 | 3.174e-05 | 2.4488e-05 | 1.0937e-05 | 3.7356e-05 | 2.5977e-05 | 0.00016998 | 0.00012269 | 8.8338e-06 | 0.00031572 | 0.00010019 | 0.00011911 | 4.7034e-05 | 0.00016146 | 3.1172e-05 | 2.8714e-05 | 0.00010303 | 1.0875e-06
4.3645e-05 | 3.4401e-05 | 3.561e-05 | 1.509e-05 | 3.8978e-05 | 2.5551e-05 | 0.00013411 | 0.00013024 | 8.9227e-06 | 4.2769e-05 | 8.8802e-05 | 0.00011291 | 5.0864e-05 | 0.00021798 | 3.5289e-05 | 1.3243e-05 | 0.00010189 | 1.2201e-06
4.2591e-05 | 3.3352e-05 | 3.425e-05 | 1.1896e-05 | 3.6533e-05 | 2.5653e-05 | 0.00012746 | 0.00013522 | 8.9217e-06 | 5.619e-05 | 8.8915e-05 | 0.00012841 | 0.0001174 | 0.00030324 | 5.4088e-05 | 1.9604e-05 | 9.7952e-05 | 1.0212e-06
4.9657e-05 | 3.8447e-05 | 3.6377e-05 | 1.3366e-05 | 3.8978e-05 | 0.00013318 | 0.00014684 | 0.00013692 | 8.9217e-06 | 6.5273e-05 | 8.7158e-05 | 0.00013051 | 0.00012315 | 0.00035078 | 0.00018131 | 1.5746e-05 | 9.9445e-05 | 9.5489e-07
9.3251e-05 | 4.4137e-05 | 3.8429e-05 | 3.9456e-05 | 3.8155e-05 | 9.6773e-05 | 0.00015656 | 0.00013936 | 8.8808e-06 | 0.00029232 | 5.9611e-05 | 0.00012516 | 0.00044084 | 0.00015634 | 0.00058845 | 2.9329e-05 | 9.0108e-05 | 1.5941e-05
8.0617e-05 | 4.0558e-05 | 3.1362e-05 | 4.4959e-05 | 3.7356e-05 | 0.00010179 | 0.00019137 | 0.00013743 | 9.0577e-06 | 0.00011934 | 2.9516e-05 | 0.00013327 | 0.00051405 | 0.00011344 | 0.0005397 | 6.379e-05 | 0.00014728 | 0.00010811
0.00025404 | 3.8431e-05 | 2.5098e-05 | 3.5944e-05 | 3.8978e-05 | 9.2934e-05 | 0.00020552 | 0.00013348 | 8.9447e-06 | 8.3564e-05 | 1.3314e-07 | 0.00014059 | 0.00023813 | 7.0965e-05 | 0.0003192 | 2.7362e-05 | 0.00017954 | 7.0463e-05
0.00021583 | 4.0854e-05 | 2.3732e-05 | 5.8891e-05 | 3.7356e-05 | 8.0635e-05 | 0.0001569 | 0.00012991 | 8.8377e-06 | 0.00014981 | 1.9971e-07 | 0.00013341 | 0.0001267 | 6.2469e-05 | 0.0002108 | 0.00019214 | 0.00015854 | 0.00031905
8.3241e-05 | 3.1739e-05 | 2.4513e-05 | 2.9848e-05 | 3.8978e-05 | 2.5824e-05 | 0.00016871 | 0.00012264 | 9.0792e-06 | 7.0159e-05 | 1.6642e-07 | 0.00013178 | 6.0316e-05 | 3.5258e-05 | 5.7303e-05 | 4.9845e-05 | 0.00016219 | 0.00048092
4.6789e-05 | 1.6518e-05 | 2.2808e-05 | 1.9897e-05 | 3.8129e-05 | 2.6664e-05 | 0.00013074 | 0.00012368 | 8.9152e-06 | 5.0379e-05 | 1.6642e-07 | 0.00013917 | 6.7465e-05 | 3.2285e-05 | 2.5148e-05 | 3.7393e-05 | 0.00014468 | 5.8617e-05
5.6077e-05 | 1.7785e-05 | 2.2959e-05 | 1.3695e-05 | 3.7356e-05 | 2.5824e-05 | 6.9046e-05 | 0.00011793 | 8.9893e-06 | 4.1074e-05 | 1.6642e-07 | 0.00012086 | 8.4809e-05 | 3.3229e-05 | 1.0376e-05 | 1.3693e-05 | 5.4113e-05 | 8.1484e-05
4.4171e-05 | 1.5808e-05 | 2.3828e-05 | 1.8229e-05 | 3.8155e-05 | 7.2807e-05 | 2.2353e-05 | 0.00011102 | 8.9389e-06 | 3.733e-05 | 2.3299e-07 | 0.0001105 | 1.6927e-05 | 3.4031e-05 | 6.3909e-06 | 1.2005e-05 | 3.7926e-05 | 9.1166e-05
4.9629e-05 | 1.3081e-05 | 2.2833e-05 | 1.5763e-05 | 3.818e-05 | 7.5108e-05 | 2.3592e-05 | 0.00011537 | 9.0369e-06 | 3.6324e-05 | 2.3299e-07 | 0.00010686 | 1.9736e-05 | 3.4102e-05 | 5.9725e-06 | 8.9123e-06 | 4.4101e-05 | 2.0371e-05
5.3047e-05 | 1.5145e-05 | 2.1917e-05 | 9.3909e-06 | 3.8155e-05 | 0.00012779 | 2.2149e-05 | 0.00011146 | 1.3814e-05 | 5.174e-05 | 1.6642e-07 | 0.00010599 | 1.8795e-05 | 3.3559e-05 | 6.1765e-06 | 8.6556e-06 | 2.5374e-05 | 1.0875e-06
4.3101e-05 | 1.3289e-05 | 3.4861e-05 | 8.7575e-06 | 3.7356e-05 | 0.00013344 | 3.5268e-05 | 0.00010527 | 3.6522e-05 | 4.1029e-05 | 1.6642e-07 | 0.00010445 | 2.0334e-05 | 3.3441e-05 | 6.5455e-06 | 9.4666e-06 | 3.3198e-05 | 1.0875e-06
4.4786e-05 | 1.3243e-05 | 4.0465e-05 | 5.5936e-06 | 3.818e-05 | 0.00017894 | 9.5244e-06 | 0.00012206 | 4.7131e-05 | 3.8162e-05 | 2.5988e-05 | 0.00010581 | 8.0959e-06 | 3.3654e-05 | 6.3966e-06 | 9.0597e-06 | 4.5498e-05 | 9.5489e-07
4.3716e-05 | 1.5943e-05 | 4.6076e-05 | 1.1169e-05 | 3.7331e-05 | 0.00015859 | 1.4617e-05 | 0.00010802 | 9.2806e-05 | 4.0394e-05 | 0.00012938 | 0.00010208 | 2.6187e-05 | 3.2167e-05 | 4.8973e-05 | 1.2578e-05 | 0.00010543 | 1.1538e-06
0.0001253 | 4.7805e-05 | 4.8504e-05 | 1.2044e-05 | 3.818e-05 | 0.00014471 | 6.4438e-05 | 0.00011007 | 0.00016823 | 8.5659e-05 | 5.2389e-05 | 0.00010379 | 9.5491e-05 | 2.1547e-05 | 0.00010142 | 1.3048e-05 | 0.00022368 | 1.4323e-06
0.00017401 | 9.969e-05 | 4.4178e-05 | 1.5996e-05 | 3.7331e-05 | 0.00018338 | 9.7309e-05 | 0.00011228 | 0.00010262 | 0.00010535 | 0.00011094 | 0.00010961 | 0.00013544 | 3.0774e-05 | 6.4263e-05 | 5.0079e-05 | 0.0001854 | 9.9309e-05
7.4436e-05 | 7.4509e-05 | 4.9284e-05 | 8.3726e-06 | 3.818e-05 | 9.0853e-05 | 0.00012447 | 0.00010472 | 5.9016e-05 | 4.4811e-05 | 0.00014262 | 0.00011431 | 9.8603e-05 | 0.00020865 | 6.1471e-05 | 5.7009e-05 | 0.00012154 | 9.6292e-05
4.3379e-05 | 3.8395e-05 | 3.3066e-05 | 1.4967e-05 | 3.9028e-05 | 0.0002105 | 0.0001558 | 0.00011516 | 1.6772e-05 | 4.9743e-05 | 0.00016826 | 0.00010735 | 7.371e-05 | 4.0875e-05 | 8.284e-05 | 4.3562e-05 | 0.00012616 | 0.00014888
5.7126e-05 | 2.4252e-05 | 3.2839e-05 | 1.1421e-05 | 3.818e-05 | 0.00019767 | 0.00019483 | 0.00011335 | 1.6537e-05 | 8.4191e-05 | 0.0001408 | 0.0001095 | 5.1613e-05 | 1.9541e-05 | 7.009e-05 | 3.8831e-05 | 9.6969e-05 | 0.00010847
4.3645e-05 | 1.7403e-05 | 5.025e-05 | 6.1494e-06 | 3.7356e-05 | 2.5801e-05 | 9.9452e-05 | 0.00012054 | 2.7485e-05 | 0.00027303 | 6.6121e-05 | 0.00011023 | 8.8402e-05 | 1.8691e-05 | 0.00018735 | 2.8577e-05 | 6.9307e-05 | 0.00021189
5.5673e-05 | 1.313e-05 | 2.4243e-05 | 1.3075e-05 | 3.823e-05 | 2.5721e-05 | 0.00011346 | 0.00012496 | 9.0398e-06 | 0.00025329 | 1.9971e-07 | 0.00011433 | 9.5373e-05 | 0.00026221 | 0.00017323 | 2.637e-05 | 6.1117e-05 | 8.4813e-05
4.566e-05 | 1.4291e-05 | 2.5918e-05 | 2.2393e-05 | 3.8978e-05 | 0.00021832 | 0.00013047 | 0.00012741 | 9.1683e-06 | 6.7376e-05 | 1.9971e-07 | 0.00011439 | 6.707e-05 | 0.00018837 | 7.7838e-05 | 2.7755e-05 | 8.3092e-05 | 3.1565e-05
4.3118e-05 | 1.5172e-05 | 3.2361e-05 | 4.2714e-05 | 3.6558e-05 | 0.00016526 | 0.00011909 | 0.00013156 | 8.8517e-06 | 4.8601e-05 | 1.6642e-07 | 0.00011561 | 6.1635e-05 | 0.00021241 | 6.4448e-05 | 4.2512e-05 | 6.7936e-05 | 6.3275e-05
4.3749e-05 | 1.4873e-05 | 3.3221e-05 | 4.1005e-05 | 3.8155e-05 | 0.00024918 | 8.7868e-05 | 0.00012831 | 9.2092e-06 | 0.00014063 | 1.3314e-07 | 0.00011989 | 9.6164e-05 | 0.00030703 | 8.4966e-05 | 4.0169e-05 | 6.9173e-05 | 1.6671e-05
6.192e-05 | 1.5531e-05 | 3.7105e-05 | 1.7753e-05 | 3.8978e-05 | 0.00021117 | 8.4202e-05 | 0.00014812 | 9.0655e-06 | 0.00021658 | 1.6642e-07 | 0.00012192 | 0.00015778 | 0.00040528 | 0.00016986 | 5.8784e-05 | 7.952e-05 | 1.2201e-06
7.196e-05 | 1.8668e-05 | 4.7995e-05 | 5.618e-05 | 3.7356e-05 | 2.8787e-05 | 9.7959e-05 | 0.00013014 | 9.1105e-06 | 0.00027502 | 2.3093e-05 | 0.00012642 | 0.00032109 | 0.00022184 | 0.00040629 | 0.0001165 | 0.00010426 | 6.667e-05
0.00013803 | 1.9217e-05 | 3.3644e-05 | 6.443e-05 | 3.8978e-05 | 2.5721e-05 | 9.6148e-05 | 0.00013994 | 9.2533e-06 | 0.00011679 | 0.00012103 | 0.00012879 | 0.0004132 | 0.00020003 | 0.00040456 | 3.5491e-05 | 0.00013379 | 0.00012065
0.00020525 | 1.9247e-05 | 2.2998e-05 | 5.1853e-05 | 3.7356e-05 | 2.5875e-05 | 9.881e-05 | 0.00012488 | 9.0246e-06 | 6.6702e-05 | 6.8257e-05 | 0.00013098 | 0.00031544 | 0.0001289 | 0.0002083 | 5.7466e-05 | 0.00012446 | 2.3278e-05
0.00020418 | 2.6436e-05 | 2.4165e-05 | 4.2449e-05 | 3.8978e-05 | 2.5972e-05 | 0.0001111 | 0.0001241 | 9.153e-06 | 7.466e-05 | 0.00011823 | 0.00013462 | 0.0001598 | 9.2937e-05 | 9.086e-05 | 6.1919e-05 | 0.00015417 | 1.8793e-05
0.00015994 | 2.0552e-05 | 2.3201e-05 | 2.2433e-05 | 3.8978e-05 | 2.5551e-05 | 0.00014334 | 0.00012044 | 8.9788e-06 | 3.5152e-05 | 1.0551e-05 | 0.00013122 | 8.9114e-05 | 4.163e-05 | 2.2199e-05 | 7.224e-05 | 0.0001103 | 0.00016163
6.6331e-05 | 1.8521e-05 | 2.5717e-05 | 3.3772e-05 | 3.7356e-05 | 2.6306e-05 | 0.00012739 | 0.00012689 | 8.8979e-06 | 4.8858e-05 | 1.3314e-07 | 0.00013225 | 4.0233e-05 | 3.2332e-05 | 3.7319e-05 | 5.8153e-05 | 0.00011662 | 0.00012693
4.4698e-05 | 1.8061e-05 | 2.2495e-05 | 1.1758e-05 | 3.8155e-05 | 2.608e-05 | 6.1476e-05 | 0.00011589 | 1.1307e-05 | 4.1649e-05 | 1.6642e-07 | 0.00011635 | 1.9816e-05 | 3.3512e-05 | 5.2133e-06 | 5.1475e-05 | 7.2082e-05 | 8.8885e-05
6.319e-05 | 1.5775e-05 | 2.2441e-05 | 2.792e-05 | 3.818e-05 | 2.6511e-05 | 4.3941e-05 | 0.00012703 | 1.9177e-05 | 3.7133e-05 | 1.3314e-07 | 0.00011244 | 3.8865e-05 | 3.4149e-05 | 1.6748e-05 | 2.0776e-05 | 4.7705e-05 | 1.0875e-06
4.4171e-05 | 1.3404e-05 | 2.163e-05 | 1.2197e-05 | 3.8155e-05 | 2.5824e-05 | 9.5517e-06 | 0.00011472 | 1.8741e-05 | 5.91e-05 | 1.6642e-07 | 0.00010528 | 5.1311e-05 | 3.3701e-05 | 8.9735e-06 | 1.2195e-05 | 3.5436e-05 | 1.0875e-06
4.4698e-05 | 1.4951e-05 | 2.7335e-05 | 1.7637e-05 | 3.8978e-05 | 2.6238e-05 | 3.0636e-06 | 0.00011887 | 2.7402e-05 | 4.6581e-05 | 1.6642e-07 | 0.00011048 | 2.5739e-05 | 3.3323e-05 | 3.2808e-06 | 1.1123e-05 | 2.5303e-05 | 1.0345e-06
6.0413e-05 | 1.3517e-05 | 2.7829e-05 | 1.2759e-05 | 3.7356e-05 | 2.6511e-05 | 2.6704e-06 | 0.00010819 | 2.8594e-05 | 3.5371e-05 | 1.6642e-07 | 0.00010246 | 9.1883e-06 | 3.337e-05 | 3.4894e-06 | 1.0576e-05 | 3.2477e-05 | 1.0875e-06
4.4259e-05 | 1.3243e-05 | 3.4087e-05 | 7.2576e-06 | 3.8978e-05 | 0.00012308 | 3.2964e-06 | 0.00011163 | 2.877e-05 | 4.4274e-05 | 1.4612e-05 | 0.00010727 | 1.3435e-05 | 2.275e-05 | 3.5527e-06 | 1.0378e-05 | 4.3083e-05 | 1.0212e-06
4.9711e-05 | 1.7852e-05 | 3.7703e-05 | 7.7791e-06 | 3.6533e-05 | 0.00013149 | 2.7668e-05 | 0.00010417 | 6.6548e-05 | 5.4736e-05 | 5.2223e-05 | 0.00010346 | 1.896e-05 | 3.2592e-05 | 6.3039e-05 | 1.4526e-05 | 0.00013516 | 9.5489e-07
0.00015278 | 2.112e-05 | 4.869e-05 | 7.7381e-06 | 3.8978e-05 | 0.00012894 | 5.2174e-05 | 0.00011475 | 3.9249e-05 | 0.00015842 | 5.2123e-05 | 0.0001006 | 9.1604e-05 | 3.2214e-05 | 0.00010664 | 2.5062e-05 | 0.00021386 | 1.0212e-06
0.00016429 | 0.00010039 | 3.949e-05 | 1.3082e-05 | 3.7382e-05 | 7.6118e-05 | 0.00010048 | 0.00010987 | 4.4579e-05 | 0.00039624 | 0.00012923 | 0.00011065 | 9.6844e-05 | 2.1523e-05 | 9.1915e-05 | 6.0237e-05 | 0.00021163 | 9.5489e-07
8.721e-05 | 4.4699e-05 | 3.5413e-05 | 1.149e-05 | 3.8978e-05 | 7.3671e-05 | 7.385e-05 | 0.00011047 | 3.9376e-05 | 8.4872e-05 | 0.00014303 | 0.00011241 | 5.672e-05 | 0.00022918 | 0.00012209 | 5.5773e-05 | 0.00017731 | 6.0775e-06
4.4171e-05 | 1.6297e-05 | 2.946e-05 | 7.0455e-06 | 3.7381e-05 | 2.8896e-05 | 0.00013075 | 0.00011503 | 2.6413e-05 | 4.2565e-05 | 0.00013449 | 0.00010796 | 6.3167e-05 | 3.271e-05 | 0.00011737 | 5.2516e-05 | 0.00014115 | 0.00047048
6.4516e-05 | 1.3e-05 | 3.2523e-05 | 1.5524e-05 | 3.818e-05 | 2.7682e-05 | 0.00010755 | 0.00011369 | 2.1398e-05 | 8.8104e-05 | 0.00014014 | 0.00010916 | 9.1985e-05 | 1.9918e-05 | 7.4649e-05 | 4.0228e-05 | 0.00013216 | 0.0004486
6.398e-05 | 1.5141e-05 | 2.9652e-05 | 6.2144e-06 | 3.8155e-05 | 2.608e-05 | 0.00014174 | 0.00012412 | 1.4149e-05 | 0.00019321 | 0.00010419 | 0.00011036 | 0.00017424 | 1.9352e-05 | 0.00013166 | 3.7316e-05 | 9.605e-05 | 0.00011555
4.9923e-05 | 1.8751e-05 | 2.4144e-05 | 1.1976e-05 | 3.7432e-05 | 0.00023281 | 0.00010031 | 0.00012794 | 1.3327e-05 | 0.00012574 | 1.6642e-07 | 0.0001156 | 8.6415e-05 | 0.00025738 | 0.00012799 | 4.9439e-05 | 8.4594e-05 | 0.00033303
5.9402e-05 | 1.7722e-05 | 2.2683e-05 | 4.1324e-05 | 3.8155e-05 | 0.00012151 | 0.0001004 | 0.00013178 | 8.8384e-06 | 4.7024e-05 | 3.4059e-05 | 0.0001217 | 0.00011553 | 0.00015027 | 0.00012032 | 4.3271e-05 | 8.6298e-05 | 0.0002924
4.3222e-05 | 2.1636e-05 | 2.597e-05 | 5.8273e-05 | 3.818e-05 | 4.4566e-05 | 0.00012695 | 0.00012951 | 8.7946e-06 | 3.7841e-05 | 1.9971e-07 | 0.00013352 | 5.807e-05 | 0.00022054 | 9.4439e-05 | 2.8527e-05 | 5.6586e-05 | 0.00011442
4.3118e-05 | 2.5248e-05 | 2.561e-05 | 6.373e-05 | 3.8978e-05 | 2.608e-05 | 0.00010693 | 0.00014072 | 8.8894e-06 | 0.00013987 | 2.3299e-07 | 0.00013382 | 0.00011194 | 0.00030651 | 8.1088e-05 | 2.1557e-05 | 6.7535e-05 | 0.00011074
4.9131e-05 | 9.301e-05 | 2.8783e-05 | 5.865e-05 | 3.7356e-05 | 2.6135e-05 | 0.00014194 | 0.0001299 | 1.263e-05 | 6.6288e-05 | 4.4821e-05 | 0.00012632 | 0.00020759 | 0.00029879 | 0.00032995 | 3.084e-05 | 8.9163e-05 | 6.554e-05
7.0938e-05 | 5.8513e-05 | 4.8476e-05 | 6.8604e-05 | 3.8978e-05 | 2.5977e-05 | 0.00013556 | 0.00014518 | 1.2791e-05 | 0.0001079 | 8.6679e-05 | 0.00012753 | 0.00045194 | 0.00014556 | 0.00040747 | 2.6924e-05 | 0.00010275 | 0.00019668
8.0107e-05 | 5.8313e-05 | 3.0111e-05 | 5.8189e-05 | 3.8978e-05 | 2.5545e-05 | 0.00013132 | 0.00013429 | 1.3061e-05 | 0.00013094 | 0.00010305 | 0.00013606 | 0.0004421 | 0.00010523 | 0.00050008 | 4.9481e-05 | 0.00016305 | 0.00041917
0.0001923 | 4.0922e-05 | 2.2609e-05 | 8.6034e-05 | 3.818e-05 | 3.3156e-05 | 0.00016541 | 0.00012565 | 1.2694e-05 | 0.00012044 | 8.6166e-05 | 0.00013961 | 0.00025187 | 0.000126 | 0.00012009 | 4.9697e-05 | 0.00018607 | 0.00034454
0.00011641 | 4.576e-05 | 3.1754e-05 | 6.6176e-05 | 3.8978e-05 | 2.6404e-05 | 0.00022237 | 0.00012371 | 1.4477e-05 | 4.7642e-05 | 5.6783e-06 | 0.00014675 | 0.00016558 | 0.00012532 | 0.00015768 | 0.00012206 | 0.00015233 | 0.00064222
9.1633e-05 | 2.7563e-05 | 3.5358e-05 | 4.1328e-05 | 3.818e-05 | 2.6148e-05 | 0.00021798 | 0.00013406 | 1.5597e-05 | 5.8541e-05 | 1.3314e-07 | 0.00014717 | 6.903e-05 | 8.0429e-05 | 7.0207e-05 | 0.00011698 | 0.00011218 | 3.1233e-05
6.3656e-05 | 3.1095e-05 | 3.8093e-05 | 2.3319e-05 | 3.8155e-05 | 5.88e-05 | 0.00013896 | 0.00012045 | 1.3577e-05 | 7.9032e-05 | 1.3314e-07 | 0.00012727 | 4.4651e-05 | 3.271e-05 | 2.4061e-05 | 1.1935e-05 | 0.00012287 | 9.5489e-07
4.3189e-05 | 1.9203e-05 | 2.4277e-05 | 1.7181e-05 | 3.8978e-05 | 2.5648e-05 | 8.6048e-05 | 0.00011789 | 1.6053e-05 | 3.6959e-05 | 1.3314e-07 | 0.00011761 | 5.7684e-05 | 3.2332e-05 | 1.2387e-05 | 9.7798e-06 | 4.7801e-05 | 1.0212e-06
4.3645e-05 | 1.7207e-05 | 2.1455e-05 | 3.5724e-05 | 3.7356e-05 | 0.00012139 | 2.3006e-05 | 0.00011444 | 1.8389e-05 | 3.6846e-05 | 1.3314e-07 | 0.000113 | 4.1923e-05 | 3.3182e-05 | 6.8154e-06 | 1.0351e-05 | 2.7936e-05 | 1.0875e-06
6.5397e-05 | 1.4031e-05 | 2.1305e-05 | 2.1702e-05 | 3.8978e-05 | 7.6868e-05 | 9.6559e-06 | 0.00012171 | 2.7803e-05 | 3.59e-05 | 1.2515e-06 | 0.00010939 | 5.9044e-05 | 2.3435e-05 | 7.161e-06 | 9.642e-06 | 3.8516e-05 | 1.2865e-06
4.4155e-05 | 1.4997e-05 | 2.1553e-05 | 1.0159e-05 | 3.8155e-05 | 0.0001328 | 9.9672e-06 | 0.000112 | 1.4052e-05 | 3.8192e-05 | 1.3314e-07 | 0.00011095 | 7.1479e-05 | 3.389e-05 | 6.91e-06 | 9.3302e-06 | 2.695e-05 | 9.5489e-07
4.3645e-05 | 1.3307e-05 | 2.7981e-05 | 1.5863e-05 | 3.818e-05 | 0.00014861 | 1.7743e-05 | 0.00011049 | 1.7303e-05 | 3.9645e-05 | 1.3314e-07 | 0.00010989 | 3.7524e-05 | 3.3654e-05 | 7.161e-06 | 9.3381e-06 | 3.2732e-05 | 1.1008e-06
4.275e-05 | 1.7188e-05 | 2.8621e-05 | 1.1945e-05 | 3.7331e-05 | 0.00018683 | 1.473e-05 | 0.00011522 | 1.6556e-05 | 3.7111e-05 | 1.4845e-05 | 0.00011247 | 4.0745e-05 | 2.3057e-05 | 1.0238e-05 | 9.4087e-06 | 4.3655e-05 | 1.1671e-06
4.3645e-05 | 1.314e-05 | 4.3567e-05 | 9.0222e-06 | 3.7356e-05 | 0.00014452 | 3.1691e-05 | 0.00011088 | 1.9224e-05 | 4.7413e-05 | 5.7994e-05 | 0.00010827 | 2.6062e-05 | 3.3441e-05 | 4.0279e-05 | 1.6645e-05 | 0.00010136 | 1.2467e-06
0.00021967 | 2.3867e-05 | 4.638e-05 | 2.1007e-05 | 3.8978e-05 | 0.00019301 | 4.6911e-05 | 0.00010564 | 0.00011196 | 8.251e-05 | 5.4347e-05 | 0.00010462 | 5.7151e-05 | 3.3701e-05 | 5.8548e-05 | 0.00014256 | 0.00020513 | 1.0875e-06
0.00014305 | 2.0695e-05 | 4.265e-05 | 1.9169e-05 | 3.7356e-05 | 0.00016324 | 0.00011311 | 0.00011783 | 1.9575e-05 | 0.00010485 | 0.00012003 | 0.00010754 | 8.4322e-05 | 3.3819e-05 | 0.00012964 | 0.00014829 | 0.0001711 | 3.4283e-05
6.9218e-05 | 1.7493e-05 | 4.3706e-05 | 1.2708e-05 | 3.7356e-05 | 9.4298e-05 | 0.00010867 | 0.00011597 | 1.6987e-05 | 7.9412e-05 | 0.00023286 | 0.00010858 | 6.9645e-05 | 0.00018056 | 0.00013591 | 0.00017662 | 0.00017543 | 3.183e-05
4.4715e-05 | 8.2876e-05 | 3.5867e-05 | 1.029e-05 | 3.9028e-05 | 5.5718e-05 | 0.00016522 | 0.00011248 | 9.219e-06 | 6.6928e-05 | 0.00013437 | 0.00010995 | 0.00011533 | 0.00011007 | 9.5158e-05 | 2.3207e-05 | 0.00015813 | 2.8753e-05
6.4777e-05 | 3.3027e-05 | 3.4376e-05 | 1.0567e-05 | 3.7356e-05 | 2.5533e-05 | 0.00015987 | 0.00011694 | 8.9937e-06 | 5.9307e-05 | 0.00014148 | 0.00010654 | 5.388e-05 | 2.0862e-05 | 0.00020714 | 1.8846e-05 | 0.000104 | 9.4864e-05
4.3645e-05 | 1.4291e-05 | 3.5674e-05 | 1.6671e-05 | 3.8978e-05 | 2.6074e-05 | 0.00018873 | 0.00011886 | 1.6485e-05 | 0.00026014 | 6.3906e-05 | 0.00011299 | 0.00010074 | 1.973e-05 | 0.00015897 | 2.1062e-05 | 0.00011142 | 9.6055e-05
4.2064e-05 | 1.6997e-05 | 3.1962e-05 | 1.195e-05 | 3.6583e-05 | 0.00015477 | 0.00013987 | 0.00011724 | 2.1235e-05 | 0.00013219 | 1.3314e-07 | 0.00011524 | 0.00017972 | 0.00025737 | 0.0001283 | 2.5231e-05 | 6.7748e-05 | 1.1573e-05
6.6724e-05 | 1.6204e-05 | 4.6679e-05 | 3.3323e-05 | 3.818e-05 | 4.2434e-05 | 0.0002056 | 0.00012832 | 1.6071e-05 | 4.5416e-05 | 2.929e-07 | 0.00011112 | 8.4299e-05 | 0.00016718 | 9.4454e-05 | 3.3209e-05 | 6.6498e-05 | 2.6826e-05
4.2064e-05 | 1.6089e-05 | 3.193e-05 | 4.4202e-05 | 3.7356e-05 | 2.6148e-05 | 9.4754e-05 | 0.00012096 | 1.8567e-05 | 3.4719e-05 | 1.3314e-07 | 0.00011367 | 8.2084e-05 | 0.00021578 | 0.00013054 | 2.1595e-05 | 5.8682e-05 | 7.565e-05
4.41e-05 | 1.5327e-05 | 3.8712e-05 | 3.493e-05 | 3.8978e-05 | 2.5882e-05 | 5.7195e-05 | 0.00013656 | 1.5875e-05 | 6.0686e-05 | 9.9853e-08 | 0.00011598 | 9.7299e-05 | 0.00030294 | 0.00010936 | 2.0679e-05 | 5.2756e-05 | 5.3039e-05
5.1479e-05 | 1.5531e-05 | 3.3969e-05 | 3.752e-05 | 3.8978e-05 | 0.00039048 | 0.00011825 | 0.00012626 | 8.7745e-06 | 7.7497e-05 | 0.00010838 | 0.00012205 | 0.00028557 | 0.000293 | 0.00011949 | 2.0718e-05 | 7.7904e-05 | 0.00017026
5.0727e-05 | 3.578e-05 | 2.5478e-05 | 5.3093e-05 | 3.8978e-05 | 4.4242e-05 | 0.00010583 | 0.00013161 | 1.6132e-05 | 0.00018518 | 0.00010198 | 0.00013478 | 0.00040552 | 0.00012418 | 0.00038526 | 1.8089e-05 | 0.00010413 | 6.2333e-07
8.9421e-05 | 3.4943e-05 | 2.2777e-05 | 5.4579e-05 | 3.7356e-05 | 3.0993e-05 | 0.00012591 | 0.00013407 | 9.0518e-06 | 0.00012988 | 4.5822e-05 | 0.00012959 | 0.00038906 | 0.00025578 | 0.00050682 | 2.9987e-05 | 0.00013105 | 8.5771e-05
0.00015152 | 2.3383e-05 | 2.2245e-05 | 4.4542e-05 | 3.8978e-05 | 2.5619e-05 | 0.00013933 | 0.0001227 | 8.9139e-06 | 0.00010282 | 6.0923e-05 | 0.00012708 | 0.00030587 | 0.00014944 | 0.00034364 | 3.2356e-05 | 0.00017894 | 6.4323e-05
0.00015284 | 2.9301e-05 | 2.1483e-05 | 2.031e-05 | 3.818e-05 | 2.5699e-05 | 0.00018582 | 0.00012243 | 1.2669e-05 | 0.00010331 | 1.3314e-07 | 0.00012398 | 0.00010729 | 0.00022354 | 0.00013744 | 3.4894e-05 | 0.00016056 | 1.2533e-05
9.8523e-05 | 2.2303e-05 | 2.2015e-05 | 3.6118e-05 | 3.8978e-05 | 2.6306e-05 | 0.00015961 | 0.00012603 | 1.3016e-05 | 7.0749e-05 | 1.3314e-07 | 0.0001328 | 6.8473e-05 | 0.00029141 | 2.846e-05 | 4.0459e-05 | 0.00013643 | 2.6856e-05
8.6103e-05 | 1.3961e-05 | 3.3339e-05 | 2.2048e-05 | 3.6533e-05 | 2.6426e-05 | 7.5836e-05 | 0.00011458 | 1.2853e-05 | 0.00010269 | 1.3314e-07 | 0.00013212 | 7.1233e-05 | 0.00010747 | 3.0091e-05 | 4.0329e-05 | 0.00014419 | 6.6577e-05
4.7905e-05 | 1.8007e-05 | 3.1754e-05 | 1.8114e-05 | 3.8978e-05 | 2.6062e-05 | 9.1017e-05 | 0.00011971 | 2.3976e-05 | 7.3163e-05 | 9.9853e-08 | 0.00011654 | 7.2402e-05 | 7.5591e-05 | 9.366e-06 | 1.1498e-05 | 7.1047e-05 | 8.2227e-06
4.6718e-05 | 1.5887e-05 | 3.6231e-05 | 2.1815e-05 | 3.8978e-05 | 2.5397e-05 | 2.6727e-05 | 0.00011175 | 2.188e-05 | 5.8836e-05 | 1.3314e-07 | 0.00011407 | 4.8045e-05 | 7.1768e-05 | 1.2635e-05 | 9.5965e-06 | 4.9541e-05 | 3.3156e-07
7.4007e-05 | 1.3034e-05 | 3.9329e-05 | 1.1188e-05 | 3.8155e-05 | 2.6835e-05 | 5.458e-06 | 0.00011033 | 2.5876e-05 | 5.2164e-05 | 1.6642e-07 | 0.00010921 | 5.3807e-05 | 6.7827e-05 | 1.4649e-05 | 9.4538e-06 | 3.3338e-05 | 0
4.4681e-05 | 1.5908e-05 | 3.4538e-05 | 9.865e-06 | 3.8978e-05 | 2.5824e-05 | 6.2251e-06 | 0.00011118 | 2.5611e-05 | 3.6317e-05 | 1.9971e-07 | 0.00010511 | 5.4812e-05 | 6.4617e-05 | 3.8751e-06 | 1.2176e-05 | 3.1659e-05 | 0
4.461e-05 | 1.7818e-05 | 4.233e-05 | 9.7621e-06 | 3.7331e-05 | 0.0001204 | 9.7871e-06 | 0.00011204 | 2.7998e-05 | 3.6014e-05 | 2.3299e-07 | 0.00010408 | 6.0525e-06 | 0.00017591 | 3.9563e-06 | 1.012e-05 | 3.2833e-05 | 6.1007e-07
7.2332e-05 | 1.6222e-05 | 4.8211e-05 | 9.4365e-06 | 3.818e-05 | 0.00013302 | 1.729e-06 | 0.00011101 | 3.7364e-05 | 5.8465e-05 | 1.5111e-05 | 0.00010945 | 8.9067e-06 | 0.00011868 | 7.2668e-06 | 1.3356e-05 | 4.3101e-05 | 1.0875e-06
4.4171e-05 | 1.7445e-05 | 5.8329e-05 | 1.0099e-05 | 3.7331e-05 | 0.00020091 | 3.6185e-05 | 0.00010359 | 9.5199e-05 | 3.5159e-05 | 5.2589e-05 | 0.0001025 | 2.6415e-05 | 6.2635e-05 | 2.0134e-05 | 1.885e-05 | 9.1549e-05 | 1.0875e-06
0.00015436 | 2.5257e-05 | 5.5162e-05 | 1.9414e-05 | 3.818e-05 | 0.00014284 | 0.00010366 | 0.00010711 | 0.00013065 | 7.2329e-05 | 5.2423e-05 | 0.00010125 | 6.9379e-05 | 6.0109e-05 | 6.3077e-05 | 5.8267e-05 | 0.00017456 | 3.1485e-05
0.0001575 | 7.4733e-05 | 5.1854e-05 | 2.3786e-05 | 3.7356e-05 | 0.00014185 | 0.00011155 | 0.00011098 | 7.3607e-05 | 7.8898e-05 | 9.9953e-05 | 0.00010858 | 0.00011156 | 5.8198e-05 | 0.00012247 | 3.5328e-05 | 0.00019809 | 3.5702e-05
7.4004e-05 | 8.0122e-05 | 5.2371e-05 | 1.6184e-05 | 3.7356e-05 | 0.00013837 | 0.00018886 | 9.7931e-05 | 4.8687e-05 | 8.2408e-05 | 0.00012102 | 0.00010365 | 8.7411e-05 | 0.00021622 | 0.00011085 | 8.2843e-05 | 0.00018123 | 0.00013184
7.6006e-05 | 6.9667e-05 | 3.627e-05 | 1.6063e-05 | 3.9028e-05 | 0.00012789 | 0.00016103 | 0.00011334 | 4.4774e-05 | 0.00015455 | 5.2656e-05 | 0.00011121 | 8.5236e-05 | 0.0001744 | 0.00016588 | 4.1103e-05 | 0.00016726 | 0.00012151
4.5258e-05 | 5.4288e-05 | 3.6941e-05 | 1.1483e-05 | 3.8978e-05 | 0.00021804 | 0.00020704 | 0.00010721 | 2.5701e-05 | 0.00065748 | 7.2327e-05 | 0.00011376 | 8.2915e-05 | 5.8599e-05 | 8.1402e-05 | 2.8714e-05 | 0.00014235 | 0.000213
7.9137e-05 | 4.1598e-05 | 3.8982e-05 | 9.6233e-06 | 3.818e-05 | 0.00013274 | 0.00025043 | 0.00011535 | 2.1313e-05 | 0.00046513 | 0.00012711 | 0.00011376 | 0.00014431 | 4.9537e-05 | 0.00019953 | 3.3481e-05 | 0.00011468 | 0.00045963
4.4171e-05 | 2.7645e-05 | 3.5715e-05 | 9.568e-06 | 3.8205e-05 | 0.00012578 | 0.00018232 | 0.00010685 | 2.6588e-05 | 7.3633e-05 | 0.00014202 | 0.00011237 | 0.0001438 | 0.00038246 | 0.00014348 | 3.5474e-05 | 9.9104e-05 | 0.00010493
4.6889e-05 | 2.434e-05 | 3.6825e-05 | 9.2948e-06 | 3.9777e-05 | 8.112e-05 | 0.00015127 | 0.00011668 | 1.7827e-05 | 5.77e-05 | 0.00012171 | 0.00010601 | 9.7332e-05 | 0.00040359 | 7.2424e-05 | 0.00013857 | 7.8007e-05 | 0.00048819
4.5242e-05 | 2.6641e-05 | 4.2676e-05 | 2.1735e-05 | 3.818e-05 | 7.056e-05 | 0.00015598 | 0.00010543 | 5.5985e-05 | 4.5256e-05 | 0.00014082 | 0.00010801 | 4.2142e-05 | 0.00016141 | 0.00010029 | 9.2076e-05 | 9.0644e-05 | 0.00040901
7.1827e-05 | 5.8435e-05 | 4.0063e-05 | 1.2383e-05 | 3.9802e-05 | 7.0963e-05 | 0.00019648 | 0.0001155 | 5.2263e-05 | 6.6964e-05 | 0.00014095 | 0.00010942 | 7.8271e-05 | 0.00022446 | 0.0001553 | 3.759e-05 | 9.8647e-05 | 7.3304e-05
4.9745e-05 | 4.8756e-05 | 6.3831e-05 | 1.0273e-05 | 3.8978e-05 | 0.00011567 | 0.00021721 | 0.00012098 | 5.7358e-05 | 7.9948e-05 | 0.00010194 | 0.00011155 | 0.00012511 | 0.00030635 | 0.00014132 | 3.7504e-05 | 0.00012084 | 8.5281e-05
5.7154e-05 | 8.4037e-05 | 6.8631e-05 | 1.851e-05 | 3.9777e-05 | 0.00020511 | 0.00016312 | 0.00011183 | 4.413e-05 | 0.00029917 | 3.5028e-05 | 0.00011881 | 0.00024351 | 0.00014816 | 0.00035217 | 3.9151e-05 | 0.00013854 | 8.9283e-05
0.00014919 | 9.2211e-05 | 7.38e-05 | 1.799e-05 | 3.8978e-05 | 9.7262e-05 | 0.00017848 | 0.0001105 | 5.7972e-05 | 8.0815e-05 | 3.5255e-05 | 0.00011841 | 0.000334 | 7.1768e-05 | 0.00062223 | 4.4373e-05 | 0.00017658 | 8.7426e-05
0.00014185 | 7.3546e-05 | 4.5481e-05 | 1.6301e-05 | 3.7356e-05 | 0.00012424 | 0.00013123 | 0.00011237 | 4.9867e-05 | 0.00029139 | 8.9741e-05 | 0.00012172 | 0.0002501 | 9.2819e-05 | 0.00034828 | 5.4416e-05 | 0.00010706 | 0.00011785
9.8516e-05 | 7.1114e-05 | 7.8409e-05 | 1.1178e-05 | 3.8978e-05 | 0.00012869 | 8.6039e-05 | 0.00011412 | 4.9787e-05 | 0.0002023 | 8.2745e-05 | 0.00011819 | 0.00013591 | 7.2499e-05 | 0.00012835 | 4.4386e-05 | 0.00017098 | 1.0212e-06
0.00016619 | 4.6802e-05 | 5.0215e-05 | 1.7169e-05 | 3.818e-05 | 0.0001264 | 0.00012165 | 0.00011278 | 0.00010296 | 0.00013382 | 8.2911e-05 | 0.00011484 | 0.00010825 | 5.9519e-05 | 4.1288e-05 | 4.2993e-05 | 0.00015403 | 5.1312e-05
5.9711e-05 | 5.4536e-05 | 5.7557e-05 | 1.5587e-05 | 3.8978e-05 | 7.2001e-05 | 0.00011527 | 0.00010551 | 0.00020284 | 7.8775e-05 | 8.3011e-05 | 0.00011462 | 2.7333e-05 | 3.2662e-05 | 3.6216e-05 | 3.6154e-05 | 7.7511e-05 | 2.8766e-05
4.9399e-05 | 2.2792e-05 | 4.8915e-05 | 1.6594e-05 | 3.8155e-05 | 0.00012288 | 3.843e-05 | 0.0001153 | 0.0001771 | 4.1294e-05 | 8.2512e-05 | 0.000109 | 2.3807e-05 | 3.2332e-05 | 2.2969e-05 | 2.8945e-05 | 6.8125e-05 | 5.9031e-05
4.9639e-05 | 2.3776e-05 | 6.3457e-05 | 1.4789e-05 | 3.8978e-05 | 0.00012923 | 4.2774e-05 | 0.00010147 | 0.00013899 | 3.5212e-05 | 8.2611e-05 | 0.00010163 | 8.1102e-06 | 4.2858e-05 | 4.1221e-06 | 2.0808e-05 | 4.1376e-05 | 1.0875e-06
4.3645e-05 | 2.3624e-05 | 4.866e-05 | 1.386e-05 | 3.8155e-05 | 0.00016219 | 2.0341e-05 | 0.00010183 | 7.9646e-05 | 3.6763e-05 | 8.2844e-05 | 0.00010088 | 8.6588e-05 | 3.2356e-05 | 4.7349e-06 | 2.017e-05 | 2.4482e-05 | 1.1538e-06
5.7909e-05 | 2.4166e-05 | 6.5008e-05 | 1.4089e-05 | 3.8978e-05 | 0.00016399 | 1.9306e-05 | 0.0001094 | 7.4445e-05 | 5.3601e-05 | 8.2944e-05 | 9.8934e-05 | 2.2335e-05 | 3.2285e-05 | 4.293e-06 | 1.8539e-05 | 3.7709e-05 | 1.0212e-06
4.5225e-05 | 2.39e-05 | 5.5714e-05 | 1.2739e-05 | 3.8155e-05 | 0.00013969 | 1.9495e-05 | 0.0001062 | 0.00010006 | 5.2255e-05 | 8.3244e-05 | 9.7162e-05 | 1.0144e-05 | 3.2167e-05 | 4.7562e-06 | 1.1067e-05 | 3.0419e-05 | 9.5489e-07
4.4506e-05 | 2.4128e-05 | 7.0243e-05 | 9.5192e-06 | 3.7356e-05 | 0.000207 | 1.0325e-05 | 0.00010284 | 0.00010072 | 5.0878e-05 | 9.8155e-05 | 0.0001002 | 9.7169e-06 | 3.1813e-05 | 4.6262e-06 | 1.1177e-05 | 5.22e-05 | 1.0212e-06
4.4698e-05 | 2.5048e-05 | 5.4348e-05 | 1.7923e-05 | 3.7356e-05 | 0.0001464 | 3.6765e-06 | 0.00010685 | 0.00010796 | 4.7103e-05 | 0.00013537 | 9.8037e-05 | 2.656e-05 | 3.1671e-05 | 1.9778e-05 | 1.1846e-05 | 4.3015e-05 | 1.2865e-06
0.00011286 | 3.8586e-05 | 8.2204e-05 | 2.3205e-05 | 3.8155e-05 | 0.00021218 | 1.4303e-05 | 9.9744e-05 | 0.00023191 | 8.5417e-05 | 0.00013527 | 9.8088e-05 | 7.0735e-05 | 3.3016e-05 | 4.096e-05 | 1.2082e-05 | 8.379e-05 | 1.0212e-06
0.00010628 | 0.00010389 | 8.281e-05 | 4.1134e-05 | 3.7356e-05 | 0.00015306 | 6.22e-05 | 0.00010013 | 0.00012153 | 0.00011547 | 0.00018286 | 0.00010102 | 0.00011116 | 4.0049e-05 | 7.7497e-05 | 2.7651e-05 | 0.00013607 | 0.00010663
0.00011339 | 8.1873e-05 | 5.8948e-05 | 1.7955e-05 | 3.8978e-05 | 0.00023346 | 0.00010891 | 0.00010726 | 0.00014337 | 6.7699e-05 | 0.00020303 | 0.00010449 | 0.00015324 | 0.00019156 | 0.00023623 | 3.5932e-05 | 0.00020208 | 6.3053e-05
0.00010065 | 8.9001e-05 | 5.3681e-05 | 1.7675e-05 | 3.7356e-05 | 0.00041408 | 0.0002183 | 0.00010379 | 8.6987e-05 | 5.7622e-05 | 0.00024819 | 0.00010251 | 0.00025843 | 0.00015565 | 0.0001797 | 3.3344e-05 | 0.00026672 | 0.00012569
5.4235e-05 | 5.9081e-05 | 3.9677e-05 | 1.3757e-05 | 3.8155e-05 | 0.00027159 | 0.00026563 | 0.00010518 | 5.0035e-05 | 0.00010243 | 0.00032549 | 0.00010376 | 0.00011384 | 0.00017602 | 0.00021024 | 2.7551e-05 | 0.00027835 | 0.0001858
5.0694e-05 | 2.4033e-05 | 4.2398e-05 | 2.2774e-05 | 3.818e-05 | 4.1244e-05 | 0.00030254 | 0.00010985 | 4.0543e-05 | 0.00011395 | 0.00019031 | 0.0001106 | 0.00012554 | 0.00018323 | 0.00014269 | 2.2656e-05 | 0.0002385 | 0.00024454
9.2826e-05 | 5.0786e-05 | 3.9275e-05 | 1.9961e-05 | 3.8155e-05 | 2.9435e-05 | 0.0002823 | 0.000107 | 4.6643e-05 | 7.9345e-05 | 0.00010807 | 0.0001126 | 0.00013552 | 0.00028164 | 0.00011454 | 2.4902e-05 | 0.00017628 | 0.0001952
5.7575e-05 | 3.3133e-05 | 3.5574e-05 | 1.6794e-05 | 3.818e-05 | 2.6984e-05 | 0.0002551 | 0.00012209 | 6.4415e-05 | 0.00012277 | 0.00010791 | 0.0001174 | 6.767e-05 | 0.00019628 | 0.00016348 | 3.5926e-05 | 0.00012416 | 0.00017092
6.036e-05 | 2.0278e-05 | 3.3712e-05 | 1.8886e-05 | 3.8978e-05 | 2.7371e-05 | 0.00018529 | 0.00011628 | 3.6962e-05 | 5.0379e-05 | 0.00010767 | 0.00011575 | 8.7362e-05 | 0.00020851 | 0.00011166 | 3.2148e-05 | 0.00012878 | 0.00030657
7.7601e-05 | 4.5255e-05 | 3.6679e-05 | 1.5917e-05 | 3.8978e-05 | 0.00035111 | 0.00014529 | 0.00012191 | 2.3462e-05 | 6.643e-05 | 0.00013258 | 0.00011873 | 0.00010079 | 0.00031306 | 0.00011135 | 3.3436e-05 | 0.00013372 | 0.00017928
4.3118e-05 | 2.6109e-05 | 3.541e-05 | 2.3835e-05 | 8.7105e-05 | 0.00015811 | 0.00020994 | 0.00012168 | 3.1753e-05 | 0.00012806 | 0.00023222 | 0.00011887 | 0.00013556 | 0.00037513 | 0.00012571 | 3.364e-05 | 0.00012935 | 0.00012678
5.0906e-05 | 3.5134e-05 | 2.396e-05 | 2.0451e-05 | 9.3947e-05 | 0.0002001 | 0.00021669 | 0.00011783 | 2.0029e-05 | 8.8344e-05 | 8.2046e-05 | 0.00011949 | 0.0002706 | 0.00032961 | 0.00035698 | 2.9066e-05 | 0.00014474 | 0.00012693
0.00011424 | 2.2077e-05 | 2.5513e-05 | 2.0585e-05 | 3.8978e-05 | 3.1897e-05 | 0.00021446 | 0.00012752 | 2.3906e-05 | 9.3138e-05 | 8.2145e-05 | 0.00012522 | 0.00037176 | 0.00020711 | 0.00034666 | 3.0179e-05 | 0.00012389 | 4.3275e-05
0.00011548 | 8.1211e-05 | 3.0725e-05 | 2.8798e-05 | 3.7356e-05 | 5.276e-05 | 0.00016603 | 0.00012279 | 2.6073e-05 | 0.00015638 | 7.7885e-06 | 0.00012448 | 0.00020408 | 0.00021741 | 0.00025323 | 3.5115e-05 | 0.00017467 | 0.00011009
4.3206e-05 | 5.6194e-05 | 3.193e-05 | 2.2634e-05 | 3.8978e-05 | 5.3639e-05 | 0.00014438 | 0.00011915 | 1.4868e-05 | 0.00041483 | 2.6627e-07 | 0.00012347 | 0.00016289 | 0.00020954 | 8.0237e-05 | 3.4954e-05 | 0.00018236 | 0.00048389
4.3628e-05 | 4.3433e-05 | 2.6878e-05 | 2.1295e-05 | 3.818e-05 | 2.5375e-05 | 0.00010939 | 0.00012285 | 2.2453e-05 | 0.00014506 | 1.9971e-07 | 0.00013119 | 8.5396e-05 | 0.00021901 | 3.9537e-05 | 7.4992e-05 | 0.00013551 | 2.7055e-05
4.5561e-05 | 3.0214e-05 | 5.4049e-05 | 1.1643e-05 | 3.8155e-05 | 2.695e-05 | 0.00010446 | 0.00011484 | 3.097e-05 | 0.00010925 | 2.9956e-07 | 0.00012692 | 5.0771e-05 | 0.00021054 | 4.2934e-05 | 2.3284e-05 | 9.9909e-05 | 0.00014562
4.3101e-05 | 1.7397e-05 | 3.3496e-05 | 1.2432e-05 | 3.8155e-05 | 2.6596e-05 | 5.2066e-05 | 0.00010718 | 2.8664e-05 | 5.4637e-05 | 2.3299e-07 | 0.00011754 | 3.2119e-05 | 0.00014404 | 1.2008e-05 | 2.5151e-05 | 8.3785e-05 | 6.5782e-06
4.4171e-05 | 1.6799e-05 | 3.9675e-05 | 1.2906e-05 | 3.8978e-05 | 6.9719e-05 | 3.3558e-05 | 0.00011246 | 2.1136e-05 | 5.9358e-05 | 2.9956e-07 | 0.00010963 | 2.3964e-05 | 3.0491e-05 | 1.436e-05 | 1.8473e-05 | 5.5604e-05 | 1.0212e-06
4.4594e-05 | 1.6968e-05 | 3.5141e-05 | 1.4727e-05 | 3.8155e-05 | 0.0001199 | 1.5068e-05 | 0.00010621 | 1.8452e-05 | 5.0379e-05 | 3.6613e-07 | 0.00010536 | 8.6566e-06 | 3.186e-05 | 5.083e-06 | 1.104e-05 | 5.1168e-05 | 9.5489e-07
4.6264e-05 | 1.7457e-05 | 4.8453e-05 | 1.0714e-05 | 3.8978e-05 | 0.00012608 | 1.4425e-06 | 0.000108 | 4.4363e-05 | 3.5605e-05 | 3.3284e-07 | 9.9198e-05 | 4.4595e-06 | 3.2308e-05 | 4.3269e-06 | 1.4241e-05 | 2.4855e-05 | 1.1538e-06
4.4155e-05 | 1.7804e-05 | 4.989e-05 | 9.3264e-06 | 3.7356e-05 | 0.0001324 | 1.4483e-06 | 0.00010877 | 4.0164e-05 | 3.5371e-05 | 3.3284e-07 | 0.0001034 | 3.7934e-06 | 3.186e-05 | 9.8328e-06 | 1.1208e-05 | 2.1229e-05 | 1.0875e-06
4.3101e-05 | 1.9163e-05 | 5.3601e-05 | 7.3596e-06 | 3.8155e-05 | 0.00018949 | 1.6956e-06 | 0.00010546 | 6.6045e-05 | 3.5363e-05 | 1.5344e-05 | 0.00010549 | 4.0151e-06 | 3.1341e-05 | 5.4963e-06 | 1.0502e-05 | 4.4333e-05 | 9.5489e-07
4.5137e-05 | 1.9002e-05 | 5.7669e-05 | 1.4589e-05 | 3.8155e-05 | 0.00014855 | 7.8632e-06 | 0.00010379 | 8.4374e-05 | 5.0598e-05 | 5.219e-05 | 9.7331e-05 | 1.743e-05 | 3.1482e-05 | 1.8305e-05 | 1.0028e-05 | 4.6914e-05 | 1.0212e-06
4.6964e-05 | 2.3675e-05 | 5.7011e-05 | 1.8324e-05 | 3.8155e-05 | 0.00020026 | 2.4706e-05 | 0.00010444 | 0.00010323 | 0.00015452 | 5.2256e-05 | 9.6161e-05 | 6.7834e-05 | 3.2096e-05 | 1.7138e-05 | 1.4983e-05 | 8.4706e-05 | 1.1538e-06
4.7571e-05 | 2.8386e-05 | 5.0142e-05 | 2.6037e-05 | 3.818e-05 | 0.00013235 | 8.2629e-05 | 0.00010569 | 0.0001218 | 6.9129e-05 | 9.962e-05 | 9.9237e-05 | 5.2425e-05 | 3.0515e-05 | 0.00017661 | 1.8098e-05 | 0.00014117 | 1.7135e-05
9.9006e-05 | 2.4625e-05 | 5.0088e-05 | 1.5143e-05 | 3.8155e-05 | 0.0001175 | 0.00013037 | 0.00010482 | 6.3766e-05 | 6.5771e-05 | 0.00017866 | 0.00011031 | 6.4505e-05 | 0.00031494 | 0.00035219 | 2.1846e-05 | 0.00018815 | 0.00015969
4.3645e-05 | 2.8647e-05 | 3.7077e-05 | 1.3458e-05 | 3.7356e-05 | 8.3589e-05 | 0.00014809 | 0.00010941 | 4.0788e-05 | 0.00058541 | 0.00015139 | 0.0001168 | 0.00015445 | 0.00025844 | 0.00047007 | 1.8551e-05 | 0.00018887 | 4.3612e-05
0.00031332 | 2.3476e-05 | 3.8782e-05 | 1.1128e-05 | 3.8155e-05 | 9.3551e-05 | 0.00015769 | 0.00011083 | 1.7406e-05 | 0.00019608 | 0.00031261 | 0.00010849 | 0.00021215 | 0.00016086 | 0.00027532 | 2.4608e-05 | 0.00019906 | 6.1894e-05
0.00020484 | 1.746e-05 | 3.6019e-05 | 2.1201e-05 | 3.6558e-05 | 5.871e-05 | 0.00017716 | 0.00012308 | 8.8696e-06 | 0.00015375 | 0.00027851 | 0.00011259 | 0.00018172 | 0.00019647 | 0.00014236 | 2.0217e-05 | 0.00012933 | 0.00016159
0.00018166 | 2.4992e-05 | 3.4205e-05 | 1.2788e-05 | 3.8155e-05 | 2.5801e-05 | 0.00016925 | 0.00011962 | 1.0845e-05 | 0.00026023 | 0.00022675 | 0.00011734 | 0.00010855 | 0.00055304 | 0.00011913 | 2.493e-05 | 8.647e-05 | 0.0008796
4.6451e-05 | 1.8836e-05 | 2.9859e-05 | 1.3871e-05 | 3.818e-05 | 2.5875e-05 | 0.00013702 | 0.00012005 | 8.8323e-06 | 0.00021227 | 0.00027585 | 0.00011879 | 0.00012384 | 0.00035142 | 0.00016475 | 2.7817e-05 | 9.9729e-05 | 0.00023319
5.1055e-05 | 1.9325e-05 | 2.88e-05 | 2.5617e-05 | 3.8155e-05 | 2.5977e-05 | 0.00016507 | 0.0001283 | 8.9646e-06 | 9.6688e-05 | 0.00027465 | 0.00012203 | 0.00010115 | 0.00025663 | 0.00022161 | 9.5807e-05 | 9.3738e-05 | 6.488e-05
4.2591e-05 | 1.9535e-05 | 3.3767e-05 | 1.5973e-05 | 3.818e-05 | 2.7081e-05 | 0.00016052 | 0.00012736 | 8.958e-06 | 8.4055e-05 | 0.00027464 | 0.00011928 | 0.00015975 | 0.00019493 | 0.00014707 | 0.00012993 | 0.00011723 | 0.00026913
4.3206e-05 | 0.00014965 | 4.3133e-05 | 1.6589e-05 | 8.7903e-05 | 2.608e-05 | 0.0001844 | 0.00012901 | 8.9323e-06 | 6.1482e-05 | 0.00029162 | 0.00012008 | 0.00016147 | 0.0002283 | 0.00017266 | 3.6151e-05 | 0.0001503 | 0.00044908
6.5262e-05 | 0.00013513 | 2.4395e-05 | 3.1323e-05 | 9.3124e-05 | 7.2084e-05 | 0.00016358 | 0.0001365 | 9.0173e-06 | 9.5175e-05 | 0.00022342 | 0.00012589 | 0.00026511 | 0.00014644 | 0.00026952 | 1.4386e-05 | 0.00012115 | 0.00035049
4.3469e-05 | 0.00010434 | 2.9542e-05 | 2.2668e-05 | 3.818e-05 | 7.597e-05 | 0.00018983 | 0.00013127 | 9.1028e-06 | 0.00019124 | 0.00021864 | 0.00013095 | 0.00024159 | 8.8628e-05 | 0.00020926 | 2.1206e-05 | 0.00013029 | 0.00014219
5.2505e-05 | 8.6728e-05 | 3.48e-05 | 2.715e-05 | 3.8978e-05 | 0.000133 | 0.00021079 | 0.00012372 | 8.8999e-06 | 5.3291e-05 | 0.00019638 | 0.00012488 | 0.00015834 | 0.00013677 | 0.00022055 | 2.8063e-05 | 0.00016166 | 0.00018169
5.6063e-05 | 6.0943e-05 | 4.0004e-05 | 2.1982e-05 | 3.818e-05 | 0.00016698 | 0.00027863 | 0.00012902 | 8.9249e-06 | 4.7026e-05 | 0.00013597 | 0.00012665 | 0.00011234 | 9.0884e-05 | 0.00018066 | 7.3466e-05 | 0.00018077 | 4.6754e-05
6.0204e-05 | 4.877e-05 | 5.3855e-05 | 2.0973e-05 | 3.8953e-05 | 0.00014457 | 0.00020538 | 0.00012139 | 8.9864e-06 | 0.00012262 | 0.00016268 | 0.00012624 | 6.5812e-05 | 5.7466e-05 | 8.0317e-05 | 0.00020261 | 0.00015757 | 2.4655e-05
4.671e-05 | 2.8313e-05 | 4.433e-05 | 1.5089e-05 | 3.7356e-05 | 0.0001323 | 0.00014904 | 0.00011542 | 9.0761e-06 | 7.8268e-05 | 0.00013294 | 0.00012401 | 3.3616e-05 | 5.454e-05 | 2.0834e-05 | 3.441e-05 | 7.5438e-05 | 0.00040159
4.8334e-05 | 2.3139e-05 | 3.0334e-05 | 1.6111e-05 | 3.8978e-05 | 0.00013238 | 6.292e-05 | 0.00011698 | 9.0076e-06 | 3.6332e-05 | 0.00013344 | 0.00011362 | 1.9554e-05 | 5.4752e-05 | 2.7938e-05 | 1.4793e-05 | 6.4202e-05 | 0.00021303
4.3645e-05 | 1.3469e-05 | 2.2349e-05 | 2.2966e-05 | 3.7356e-05 | 0.00013135 | 4.0225e-05 | 0.00011526 | 8.9675e-06 | 3.6664e-05 | 0.00013354 | 0.0001112 | 1.7612e-05 | 8.1279e-05 | 5.0936e-06 | 1.0568e-05 | 4.5928e-05 | 1.061e-06
4.3101e-05 | 1.3307e-05 | 2.125e-05 | 1.1308e-05 | 3.8155e-05 | 0.00014711 | 2.5595e-05 | 0.00011578 | 8.7814e-06 | 3.7119e-05 | 0.0001338 | 0.0001062 | 6.5354e-05 | 0.00011262 | 4.6267e-06 | 1.0659e-05 | 4.407e-05 | 1.4191e-06
4.7041e-05 | 1.3468e-05 | 3.1834e-05 | 1.1135e-05 | 3.7356e-05 | 0.00017829 | 1.099e-05 | 0.00011316 | 8.9602e-06 | 3.5613e-05 | 0.00013374 | 0.00010551 | 1.7816e-05 | 5.6428e-05 | 4.0678e-06 | 1.038e-05 | 2.3251e-05 | 1.2201e-06
4.3189e-05 | 1.4323e-05 | 2.7102e-05 | 8.5932e-06 | 3.8155e-05 | 0.0001374 | 3.8306e-06 | 0.00011352 | 8.8562e-06 | 3.9509e-05 | 0.00013357 | 9.9462e-05 | 8.138e-06 | 4.6516e-05 | 3.7141e-06 | 1.0609e-05 | 3.6467e-05 | 9.4163e-07
4.3732e-05 | 1.5537e-05 | 4.4148e-05 | 7.2098e-06 | 3.818e-05 | 0.00018219 | 8.2892e-06 | 0.00011055 | 8.8746e-06 | 3.4441e-05 | 0.00013334 | 0.00010998 | 1.3687e-05 | 5.5814e-05 | 3.8414e-06 | 1.0145e-05 | 3.9361e-05 | 7.8248e-07
4.2574e-05 | 1.5146e-05 | 4.4406e-05 | 1.0302e-05 | 3.7331e-05 | 0.00016206 | 3.139e-05 | 0.00010788 | 6.6837e-05 | 4.3155e-05 | 0.00013274 | 0.00010417 | 2.28e-05 | 5.5625e-05 | 3.7099e-05 | 1.4646e-05 | 9.6228e-05 | 1.1936e-06
4.6602e-05 | 1.9152e-05 | 4.8032e-05 | 1.1022e-05 | 3.818e-05 | 0.00017047 | 9.2859e-05 | 0.0001079 | 5.0627e-05 | 4.1839e-05 | 0.0001327 | 0.0001029 | 6.8923e-05 | 5.5012e-05 | 8.182e-05 | 1.6521e-05 | 0.0002025 | 1.0212e-06
4.6581e-05 | 1.887e-05 | 4.0102e-05 | 2.6392e-05 | 3.8978e-05 | 4.162e-05 | 0.00013963 | 0.00011188 | 5.7236e-05 | 7.0757e-05 | 0.00018053 | 0.0001062 | 5.536e-05 | 0.00014991 | 7.4616e-05 | 5.1184e-05 | 0.00018346 | 9.59e-05
4.9304e-05 | 1.7196e-05 | 3.9637e-05 | 7.6039e-06 | 3.7356e-05 | 2.8019e-05 | 0.00018934 | 0.00011107 | 5.4375e-05 | 0.00050012 | 0.00023094 | 0.0001033 | 8.1979e-05 | 0.0002849 | 7.7119e-05 | 2.4771e-05 | 0.00021442 | 0.00010187
7.9515e-05 | 1.5311e-05 | 3.3408e-05 | 7.7139e-06 | 3.9777e-05 | 2.6899e-05 | 0.00023471 | 0.00011225 | 3.9982e-05 | 5.724e-05 | 0.00019514 | 0.00010185 | 0.00016526 | 0.00013266 | 5.0626e-05 | 4.9381e-05 | 0.00022167 | 0.00044418
6.1907e-05 | 1.2853e-05 | 3.987e-05 | 6.0405e-06 | 3.8155e-05 | 2.6744e-05 | 0.00024906 | 0.00012043 | 3.1218e-05 | 0.00010373 | 0.0002997 | 0.00011627 | 0.00010286 | 4.3377e-05 | 9.6027e-05 | 3.5907e-05 | 0.00014471 | 0.00018782
4.4188e-05 | 1.4292e-05 | 2.4469e-05 | 7.259e-06 | 3.8978e-05 | 3.4115e-05 | 0.00026147 | 0.00011921 | 9.0226e-06 | 0.00015127 | 0.0001521 | 0.00010897 | 0.00010093 | 4.2527e-05 | 0.00011958 | 3.5936e-05 | 0.00012716 | 5.7117e-05
6.0071e-05 | 2.7874e-05 | 2.9446e-05 | 7.3873e-06 | 3.7356e-05 | 2.7598e-05 | 0.00019712 | 0.00012619 | 8.9353e-06 | 0.00010455 | 0.00012426 | 0.00011209 | 0.00011093 | 0.00028276 | 0.00016811 | 4.0853e-05 | 0.0001138 | 1.1506e-05
4.3645e-05 | 4.0414e-05 | 2.2606e-05 | 2.3412e-05 | 3.8978e-05 | 3.0873e-05 | 0.00016098 | 0.00012557 | 8.8718e-06 | 4.8109e-05 | 0.00010737 | 0.00012467 | 6.9966e-05 | 0.00018194 | 4.785e-05 | 2.7533e-05 | 7.7912e-05 | 2.516e-06
4.3661e-05 | 4.6524e-05 | 2.5417e-05 | 3.1597e-05 | 3.6533e-05 | 2.915e-05 | 0.00014445 | 0.00013858 | 8.8389e-06 | 0.00011185 | 0.00010817 | 0.00012375 | 9.0613e-05 | 0.00015008 | 6.6633e-05 | 2.5448e-05 | 7.8181e-05 | 4.776e-06
4.2591e-05 | 7.2917e-05 | 5.1121e-05 | 4.4057e-05 | 3.9802e-05 | 2.8366e-05 | 0.0002005 | 0.00012674 | 8.8033e-06 | 3.8412e-05 | 0.00010814 | 0.00011877 | 0.00018193 | 0.00019032 | 5.2511e-05 | 1.7126e-05 | 9.8918e-05 | 1.5283e-06
6.3534e-05 | 0.00020694 | 9.8607e-05 | 3.6986e-05 | 3.7331e-05 | 2.9867e-05 | 0.00012541 | 0.00013777 | 8.9438e-06 | 9.2853e-05 | 6.6335e-05 | 0.00012499 | 0.00018759 | 0.00017511 | 0.00016948 | 2.6814e-05 | 0.0001048 | 7.338e-06
8.0711e-05 | 0.0002744 | 0.00010492 | 4.5202e-05 | 3.9004e-05 | 7.9577e-05 | 0.00013463 | 0.00014635 | 8.8983e-06 | 0.00016566 | 7.3086e-05 | 0.00012947 | 0.00038615 | 9.7515e-05 | 0.00037197 | 2.8625e-05 | 0.00010969 | 1.2264e-06
0.00010505 | 0.00016513 | 5.8979e-05 | 6.9162e-05 | 3.8978e-05 | 0.00011368 | 0.0001845 | 0.00014406 | 8.9839e-06 | 8.0629e-05 | 8.6972e-05 | 0.00013666 | 0.00044883 | 0.0001602 | 0.00043743 | 5.3445e-05 | 0.00014292 | 2.931e-05
0.00013781 | 0.00010245 | 3.9824e-05 | 8.47e-05 | 3.7356e-05 | 0.00022784 | 0.00018749 | 0.00013843 | 9.135e-06 | 7.4857e-05 | 8.9242e-05 | 0.00013778 | 0.00036208 | 0.00014203 | 0.00024092 | 5.6097e-05 | 0.00015061 | 0.00033185
0.00015781 | 7.2912e-05 | 2.8996e-05 | 7.4015e-05 | 3.8978e-05 | 0.00014402 | 0.00019885 | 0.00012807 | 8.8866e-06 | 0.00010603 | 4.9293e-05 | 0.00014803 | 0.00010725 | 0.00015687 | 9.2109e-05 | 4.7531e-05 | 0.00018205 | 6.005e-05
0.00010261 | 4.3257e-05 | 2.9657e-05 | 5.3966e-05 | 3.8155e-05 | 0.0002116 | 0.00018747 | 0.00013359 | 8.8021e-06 | 7.5141e-05 | 2.9956e-07 | 0.0001345 | 3.6361e-05 | 0.00015172 | 7.3771e-05 | 4.7017e-05 | 0.00014822 | 0.00022717
7.0518e-05 | 2.702e-05 | 4.8275e-05 | 3.327e-05 | 3.8978e-05 | 0.00031546 | 0.00014064 | 0.00012038 | 8.9234e-06 | 5.2837e-05 | 2.6627e-07 | 0.00012802 | 6.3255e-05 | 7.9603e-05 | 2.7204e-05 | 4.0947e-05 | 7.4905e-05 | 1.0875e-06
6.8199e-05 | 1.3472e-05 | 2.4496e-05 | 2.0662e-05 | 3.6533e-05 | 0.0002483 | 6.8361e-05 | 0.00011816 | 8.8173e-06 | 4.6506e-05 | 3.3284e-07 | 0.00012161 | 2.0228e-05 | 5.0079e-05 | 2.3332e-05 | 1.3152e-05 | 6.6335e-05 | 1.1406e-06
4.2662e-05 | 1.3355e-05 | 2.2321e-05 | 2.5089e-05 | 3.8978e-05 | 0.00022249 | 2.4091e-05 | 0.00012013 | 9.0214e-06 | 3.8979e-05 | 4.9261e-07 | 0.00011595 | 4.2303e-05 | 4.5194e-05 | 9.0129e-06 | 9.6571e-06 | 4.2235e-05 | 7.8248e-07
6.2951e-05 | 1.3324e-05 | 2.1315e-05 | 8.5112e-06 | 3.7356e-05 | 0.00024161 | 1.4819e-06 | 0.00011934 | 8.9024e-06 | 3.55e-05 | 2.6627e-07 | 0.00011046 | 5.1302e-05 | 6.1407e-05 | 5.3271e-06 | 1.0034e-05 | 4.0824e-05 | 7.9574e-07
4.1609e-05 | 1.3355e-05 | 2.1132e-05 | 1.2824e-05 | 3.8155e-05 | 0.00023966 | 1.2725e-05 | 0.00011189 | 9.037e-06 | 3.7565e-05 | 2.9956e-07 | 0.0001111 | 1.2868e-05 | 5.3147e-05 | 5.1148e-06 | 1.0048e-05 | 4.4937e-05 | 2.2944e-06
4.4171e-05 | 1.3665e-05 | 2.1536e-05 | 1.4312e-05 | 3.8978e-05 | 0.00022471 | 2.6297e-06 | 0.00011248 | 8.8048e-06 | 4.1653e-05 | 1.9971e-07 | 0.00010902 | 9.2292e-06 | 6.1053e-05 | 5.1148e-06 | 1.3219e-05 | 4.9674e-05 | 1.1008e-06
6.2583e-05 | 1.3095e-05 | 2.6934e-05 | 1.2656e-05 | 3.6533e-05 | 0.00018707 | 2.924e-06 | 0.00011975 | 8.7789e-06 | 3.9414e-05 | 1.5178e-05 | 0.00011648 | 1.4766e-05 | 5.9472e-05 | 5.8279e-06 | 9.926e-06 | 3.7264e-05 | 1.2865e-06
4.2064e-05 | 1.3275e-05 | 3.3727e-05 | 1.2755e-05 | 3.8978e-05 | 0.0002323 | 3.4886e-05 | 0.00010958 | 1.0686e-05 | 4.3359e-05 | 5.2057e-05 | 0.0001085 | 2.4837e-05 | 6.0959e-05 | 9.4218e-05 | 1.0857e-05 | 9.5523e-05 | 4.5092e-07
0.00015328 | 1.6968e-05 | 4.5275e-05 | 9.1362e-06 | 3.7356e-05 | 0.00023206 | 8.1348e-05 | 0.00010635 | 1.5489e-05 | 6.0288e-05 | 5.2026e-05 | 0.00011179 | 4.6608e-05 | 4.7247e-05 | 6.7334e-05 | 1.2824e-05 | 0.00019011 | 0
0.00024392 | 1.6904e-05 | 3.2248e-05 | 6.1422e-06 | 3.8155e-05 | 0.00015945 | 0.00010371 | 0.00011133 | 4.9319e-05 | 8.5069e-05 | 9.9986e-05 | 0.00011632 | 9.4812e-05 | 0.00014797 | 9.0777e-05 | 5.433e-05 | 0.00020005 | 1.9894e-07
8.878e-05 | 1.5853e-05 | 2.2996e-05 | 5.9037e-06 | 3.818e-05 | 0.00021262 | 0.00017646 | 0.00011547 | 3.1012e-05 | 5.0961e-05 | 0.00012162 | 0.00011046 | 5.9061e-05 | 0.00030546 | 5.7766e-05 | 3.9585e-05 | 0.00014369 | 1.7291e-05
7.2604e-05 | 1.305e-05 | 3.7623e-05 | 2.3645e-05 | 4.5568e-05 | 0.00029572 | 0.000167 | 0.00011468 | 8.9448e-06 | 7.5557e-05 | 0.00019933 | 0.00010775 | 6.1032e-05 | 0.00018616 | 3.3957e-05 | 3.2177e-05 | 0.00012542 | 0.00023251
4.3732e-05 | 1.3596e-05 | 4.9782e-05 | 1.0311e-05 | 3.8978e-05 | 7.451e-05 | 0.00015535 | 0.00011613 | 8.9439e-06 | 3.8962e-05 | 0.00022616 | 0.00010453 | 5.7436e-05 | 0.00013459 | 2.8712e-05 | 2.1914e-05 | 0.00010256 | 0.00056209
4.3734e-05 | 2.3792e-05 | 4.1573e-05 | 2.2934e-05 | 3.7356e-05 | 2.5972e-05 | 0.00012608 | 0.00012676 | 8.9271e-06 | 7.8382e-05 | 0.00019592 | 0.00010999 | 6.5204e-05 | 0.00013898 | 0.00011982 | 2.3765e-05 | 9.2526e-05 | 5.7183e-05
4.4259e-05 | 3.728e-05 | 2.2173e-05 | 5.0515e-05 | 3.7356e-05 | 2.5375e-05 | 8.5221e-05 | 0.00013547 | 8.9978e-06 | 4.8382e-05 | 0.00012242 | 0.00011536 | 9.7299e-05 | 0.00036468 | 0.00011357 | 3.378e-05 | 9.6573e-05 | 1.1538e-06
4.1011e-05 | 3.8588e-05 | 2.2269e-05 | 5.0541e-05 | 3.8978e-05 | 2.5642e-05 | 9.5444e-05 | 0.00013063 | 8.8919e-06 | 4.7338e-05 | 0.00010521 | 0.00011917 | 5.7852e-05 | 0.000189 | 3.2483e-05 | 3.199e-05 | 6.9682e-05 | 5.2201e-05
7.4426e-05 | 0.00014601 | 8.8152e-05 | 4.9192e-05 | 3.818e-05 | 2.6835e-05 | 8.8432e-05 | 0.00014569 | 9.0139e-06 | 3.6634e-05 | 0.00010471 | 0.0001219 | 3.7574e-05 | 0.00023716 | 5.893e-05 | 2.2468e-05 | 5.9614e-05 | 0.0001579
4.3135e-05 | 0.00019807 | 0.00013683 | 7.9032e-05 | 3.8978e-05 | 0.00016044 | 8.4885e-05 | 0.00015067 | 9.084e-06 | 4.8639e-05 | 0.00010564 | 0.00013262 | 8.1502e-05 | 0.00029355 | 5.6071e-05 | 1.3356e-05 | 6.9114e-05 | 0.00060774
4.2591e-05 | 0.00033003 | 0.00019919 | 8.9105e-05 | 3.9802e-05 | 0.00051663 | 0.00011119 | 0.00014335 | 9.0527e-06 | 0.00011861 | 9.2231e-05 | 0.00014401 | 0.00016435 | 0.00028594 | 0.00016526 | 1.4382e-05 | 7.0368e-05 | 0.00033216
6.9741e-05 | 0.00032101 | 0.00018838 | 0.00010267 | 3.818e-05 | 0.00050763 | 0.00011348 | 0.00015022 | 8.9114e-06 | 9.14e-05 | 8.833e-05 | 0.00014598 | 0.00031971 | 0.00011916 | 0.0005481 | 3.9198e-05 | 8.5415e-05 | 2.4482e-05
0.00034201 | 0.00022971 | 0.00011485 | 0.00016112 | 3.8978e-05 | 0.00049167 | 8.9013e-05 | 0.00014927 | 9.0656e-06 | 6.0613e-05 | 8.8024e-05 | 0.00015209 | 0.00028358 | 0.00017924 | 0.0004831 | 9.4904e-05 | 0.00011649 | 0.0001037
0.00032076 | 0.00015284 | 8.5242e-05 | 0.00015783 | 3.8978e-05 | 0.00039458 | 0.00011688 | 0.0001463 | 3.8554e-05 | 8.1249e-05 | 8.7964e-05 | 0.00014133 | 0.00018134 | 0.00012015 | 0.00016775 | 8.2732e-05 | 0.0001686 | 0.00012063
7.9633e-05 | 0.00012499 | 5.9767e-05 | 0.00016231 | 3.818e-05 | 2.5272e-05 | 0.00018671 | 0.00013579 | 8.7059e-06 | 0.00012306 | 4.2923e-05 | 0.00014099 | 0.00017161 | 0.00012305 | 0.00011633 | 5.2949e-05 | 0.00015943 | 5.4376e-05
9.2656e-05 | 0.00010355 | 4.0694e-05 | 0.00013771 | 3.8155e-05 | 6.9271e-05 | 0.00017549 | 0.00013399 | 8.8854e-06 | 5.6128e-05 | 2.3299e-07 | 0.00014112 | 8.4412e-05 | 0.0001151 | 8.0921e-05 | 8.3733e-05 | 0.00012026 | 0.00010388
0.00011563 | 3.7958e-05 | 3.8599e-05 | 7.6458e-05 | 3.8155e-05 | 6.8629e-05 | 9.9837e-05 | 0.00012868 | 9.0181e-06 | 0.0001165 | 2.9956e-07 | 0.00013243 | 6.0774e-05 | 6.4617e-05 | 9.3239e-05 | 3.7988e-05 | 8.9532e-05 | 4.2145e-05
4.4698e-05 | 2.268e-05 | 3.4897e-05 | 4.9455e-05 | 3.8978e-05 | 0.00010883 | 5.3608e-05 | 0.00013213 | 8.8266e-06 | 3.6695e-05 | 2.3299e-07 | 0.00012439 | 4.6836e-05 | 2.7801e-05 | 3.8324e-05 | 2.132e-05 | 7.7704e-05 | 1.3262e-07
5.4407e-05 | 1.7422e-05 | 3.1219e-05 | 4.0127e-05 | 3.818e-05 | 0.00012534 | 1.6047e-05 | 0.0001209 | 8.843e-06 | 3.6328e-05 | 2.9956e-07 | 0.00012397 | 1.5696e-05 | 2.0603e-05 | 8.0904e-06 | 1.4359e-05 | 2.9081e-05 | 6.6312e-08
5.6699e-05 | 1.3503e-05 | 2.6957e-05 | 2.0289e-05 | 3.8155e-05 | 0.00014356 | 1.786e-05 | 0.00011952 | 8.9104e-06 | 3.9637e-05 | 2.3299e-07 | 0.00011246 | 5.4602e-05 | 2.15e-05 | 5.1785e-06 | 1.4547e-05 | 3.3172e-05 | 2.9177e-07
4.3101e-05 | 1.3162e-05 | 2.4778e-05 | 2.7712e-05 | 3.7356e-05 | 0.00013752 | 3.684e-06 | 0.00012407 | 8.8691e-06 | 3.6668e-05 | 3.3284e-07 | 0.00011229 | 2.5965e-05 | 3.1246e-05 | 4.848e-06 | 1.2775e-05 | 2.8796e-05 | 7.9574e-08
4.4874e-05 | 1.3388e-05 | 2.2978e-05 | 1.3165e-05 | 3.8155e-05 | 0.00017912 | 1.3178e-06 | 0.00012005 | 8.8919e-06 | 3.9705e-05 | 2.6627e-07 | 0.00011013 | 3.256e-05 | 2.2255e-05 | 5.6539e-06 | 1.0779e-05 | 3.5533e-05 | 0
4.5911e-05 | 1.3275e-05 | 2.1779e-05 | 1.2691e-05 | 3.818e-05 | 0.00017033 | 1.2759e-05 | 0.00011725 | 8.844e-06 | 4.146e-05 | 1.5644e-05 | 0.00010769 | 3.0914e-05 | 3.219e-05 | 4.5843e-06 | 1.0758e-05 | 3.4766e-05 | 0
7.3324e-05 | 1.3404e-05 | 3.205e-05 | 1.0241e-05 | 3.7331e-05 | 0.00019907 | 4.3071e-05 | 0.00011052 | 8.2327e-06 | 5.7432e-05 | 5.229e-05 | 0.00010483 | 3.7069e-05 | 3.2356e-05 | 7.0997e-05 | 1.4633e-05 | 0.00011553 | 3.183e-07
0.00018678 | 1.3243e-05 | 3.2868e-05 | 1.0707e-05 | 3.818e-05 | 0.00016096 | 7.6892e-05 | 0.00011599 | 8.9815e-06 | 5.3056e-05 | 5.1957e-05 | 0.00012588 | 5.3098e-05 | 3.2497e-05 | 4.7799e-05 | 2.4997e-05 | 0.00018643 | 6.2744e-05
0.00026297 | 1.3175e-05 | 3.3193e-05 | 1.1883e-05 | 3.8155e-05 | 0.00021054 | 0.00013703 | 0.00010639 | 1.385e-05 | 7.3632e-05 | 9.9254e-05 | 0.00011804 | 7.3104e-05 | 6.1549e-05 | 0.00017963 | 5.2438e-05 | 0.00020066 | 0.00013697
0.00017671 | 1.3503e-05 | 2.2039e-05 | 1.1021e-05 | 3.8155e-05 | 0.00014462 | 0.00016528 | 0.00011404 | 2.0686e-05 | 0.00010153 | 0.00014316 | 0.00011389 | 0.00013813 | 0.00029191 | 8.0632e-05 | 3.0348e-05 | 0.00014632 | 1.6651e-05
7.2343e-05 | 1.761e-05 | 2.3864e-05 | 5.684e-05 | 3.818e-05 | 0.00013689 | 0.00019769 | 0.00012309 | 2.494e-05 | 9.404e-05 | 0.00017088 | 0.00011018 | 9.8196e-05 | 0.0002069 | 6.1249e-05 | 3.1914e-05 | 0.0001544 | 0.00022624
7.4979e-05 | 1.8062e-05 | 2.2612e-05 | 5.2325e-05 | 3.7382e-05 | 0.00013211 | 0.00018498 | 0.00011613 | 8.881e-06 | 6.1571e-05 | 0.00020076 | 0.0001241 | 5.1233e-05 | 0.00012711 | 2.5128e-05 | 3.0336e-05 | 9.1266e-05 | 0.00016878
7.218e-05 | 4.1197e-05 | 4.5847e-05 | 9.4449e-05 | 3.7331e-05 | 4.2698e-05 | 0.00015681 | 0.0001314 | 9.0755e-06 | 0.00023382 | 0.00010997 | 0.00011855 | 0.00011599 | 0.00012614 | 6.7131e-05 | 2.2254e-05 | 7.0967e-05 | 4.8434e-05
4.2591e-05 | 5.9457e-05 | 2.2383e-05 | 0.00013292 | 3.7382e-05 | 0.00029599 | 0.00010574 | 0.00013082 | 8.8449e-06 | 0.00011488 | 2.7027e-05 | 0.00012817 | 0.00012389 | 0.00037193 | 0.00019619 | 2.374e-05 | 7.6516e-05 | 6.2519e-05
4.3661e-05 | 7.0305e-05 | 2.1973e-05 | 0.00013903 | 3.8978e-05 | 0.00027693 | 0.00010295 | 0.00013667 | 8.9282e-06 | 9.8533e-05 | 6.5637e-06 | 0.00012523 | 9.724e-05 | 0.00027536 | 0.00019722 | 1.9913e-05 | 5.517e-05 | 8.4415e-05
4.1537e-05 | 6.3062e-05 | 3.0647e-05 | 0.00015528 | 3.818e-05 | 8.6111e-05 | 6.5037e-05 | 0.00013767 | 8.9033e-06 | 3.8586e-05 | 3.7525e-05 | 0.00013264 | 5.8075e-05 | 0.00024422 | 0.0001022 | 1.7041e-05 | 4.4228e-05 | 1.0212e-06
4.2959e-05 | 0.00016009 | 2.964e-05 | 0.00017283 | 3.8978e-05 | 0.00017306 | 7.4847e-05 | 0.00014168 | 9.5832e-06 | 4.727e-05 | 6.1649e-05 | 0.00013854 | 0.00012728 | 0.0003441 | 9.1142e-05 | 2.9305e-05 | 6.0159e-05 | 6.724e-05
7.2948e-05 | 0.00018693 | 5.4718e-05 | 0.00017484 | 3.818e-05 | 0.0001703 | 0.00013845 | 0.00014517 | 9.2977e-06 | 5.8359e-05 | 0.00012464 | 0.00013815 | 0.00011756 | 0.00032831 | 0.00017516 | 0.00011635 | 0.00011843 | 6.6312e-08
5.9028e-05 | 0.00016901 | 4.2176e-05 | 0.00022907 | 3.8978e-05 | 0.00016337 | 0.00020885 | 0.00014467 | 9.0837e-06 | 0.00012201 | 0.00015714 | 0.00013303 | 0.00032664 | 9.2583e-05 | 0.00047487 | 0.00012543 | 0.00012846 | 1.4668e-05
7.5054e-05 | 0.00022509 | 5.1389e-05 | 0.00025937 | 3.7356e-05 | 2.6562e-05 | 0.00021757 | 0.00014291 | 2.4269e-05 | 0.0002386 | 0.00022007 | 0.00013887 | 0.00029482 | 3.8822e-05 | 0.00041659 | 4.5301e-05 | 0.00012542 | 6.9893e-05
0.00016926 | 0.00011137 | 9.2468e-05 | 0.00020163 | 3.8978e-05 | 3.1428e-05 | 0.00019232 | 0.00013743 | 3.5559e-05 | 9.14e-05 | 0.00014796 | 0.00013499 | 0.00025288 | 5.1236e-05 | 0.00023002 | 2.221e-05 | 0.00015867 | 0.0001044
0.0003221 | 6.842e-05 | 5.7362e-05 | 0.00016773 | 3.818e-05 | 4.5792e-05 | 0.00014996 | 0.00013632 | 2.9287e-05 | 5.6048e-05 | 3.9329e-05 | 0.00013547 | 0.00017784 | 0.00025465 | 7.9333e-05 | 3.3838e-05 | 0.00016657 | 3.1125e-05
0.00015959 | 4.5281e-05 | 2.2076e-05 | 0.00015524 | 3.8978e-05 | 2.6228e-05 | 0.00018297 | 0.00012972 | 2.4573e-05 | 8.4418e-05 | 2.9956e-07 | 0.00013787 | 0.00010579 | 3.5518e-05 | 5.3037e-05 | 3.293e-05 | 0.00014129 | 3.0411e-05
7.7545e-05 | 2.8355e-05 | 4.8867e-05 | 9.8614e-05 | 3.818e-05 | 2.5721e-05 | 0.00014281 | 0.00012178 | 9.9018e-06 | 5.7315e-05 | 2.3299e-07 | 0.00013005 | 9.7406e-05 | 2.8886e-05 | 5.9829e-05 | 4.2424e-05 | 0.00010172 | 0.0001114
4.4962e-05 | 2.1622e-05 | 2.7352e-05 | 5.023e-05 | 3.8155e-05 | 2.5982e-05 | 5.7428e-05 | 0.00012325 | 8.9292e-06 | 4.4168e-05 | 3.3284e-07 | 0.00011972 | 4.7644e-05 | 2.1075e-05 | 2.2092e-05 | 1.973e-05 | 0.00010119 | 9.2837e-06
4.8061e-05 | 1.3552e-05 | 2.1423e-05 | 5.6127e-05 | 3.818e-05 | 2.608e-05 | 2.3469e-05 | 0.00012612 | 8.9356e-06 | 3.8087e-05 | 2.6627e-07 | 0.00011702 | 2.3182e-05 | 2.2184e-05 | 5.2464e-06 | 1.6414e-05 | 6.1466e-05 | 1.1538e-06
7.0459e-05 | 1.3275e-05 | 2.1681e-05 | 3.4997e-05 | 3.8155e-05 | 2.6084e-05 | 7.6376e-06 | 0.00012167 | 8.8511e-06 | 3.6106e-05 | 2.3299e-07 | 0.0001142 | 1.5295e-05 | 3.127e-05 | 5.8911e-06 | 1.71e-05 | 2.5232e-05 | 1.4987e-06
4.2223e-05 | 1.3389e-05 | 2.1283e-05 | 2.3923e-05 | 3.7356e-05 | 2.5653e-05 | 2.206e-06 | 0.00011042 | 1.3578e-05 | 3.6237e-05 | 2.6627e-07 | 0.00011289 | 1.3294e-05 | 3.219e-05 | 5.1538e-06 | 1.6021e-05 | 3.5122e-05 | 1.0875e-06
4.4171e-05 | 1.3437e-05 | 2.2038e-05 | 1.3502e-05 | 3.8978e-05 | 2.6084e-05 | 5.8928e-06 | 0.00012015 | 3.9488e-05 | 4.0273e-05 | 2.3299e-07 | 0.00010778 | 1.0221e-05 | 2.3458e-05 | 5.9808e-06 | 1.3222e-05 | 3.8055e-05 | 9.5489e-07
6.7796e-05 | 1.2987e-05 | 2.1464e-05 | 1.9917e-05 | 3.8978e-05 | 2.5824e-05 | 1.4828e-05 | 0.00010789 | 4.5934e-05 | 3.5015e-05 | 1.5577e-05 | 0.00010876 | 1.5442e-05 | 3.2568e-05 | 1.6359e-05 | 1.239e-05 | 4.1812e-05 | 7.8248e-07
4.5225e-05 | 1.3409e-05 | 2.166e-05 | 9.289e-06 | 3.6533e-05 | 2.6442e-05 | 5.9487e-05 | 0.00010836 | 5.9745e-05 | 4.518e-05 | 5.229e-05 | 0.00010302 | 2.1969e-05 | 3.2757e-05 | 7.7431e-05 | 1.2348e-05 | 0.00012096 | 8.6206e-07
0.00015624 | 1.4276e-05 | 2.2267e-05 | 1.2475e-05 | 3.8978e-05 | 2.5295e-05 | 8.9951e-05 | 0.00011251 | 6.2579e-05 | 7.3163e-05 | 5.2156e-05 | 0.00010929 | 5.7408e-05 | 4.8475e-05 | 8.3888e-05 | 1.8208e-05 | 0.00024731 | 1.3262e-07
0.00025236 | 1.4811e-05 | 2.351e-05 | 5.4255e-06 | 3.7356e-05 | 2.6408e-05 | 0.00010949 | 0.00010729 | 5.7082e-05 | 8.0417e-05 | 9.9853e-05 | 0.00010888 | 7.0546e-05 | 2.2113e-05 | 0.00011549 | 3.9451e-05 | 0.00020698 | 9.0078e-05
0.00015118 | 1.3815e-05 | 2.4812e-05 | 7.7197e-06 | 3.8978e-05 | 2.5824e-05 | 0.0001202 | 0.0001162 | 1.519e-05 | 7.8227e-05 | 0.00011956 | 0.00011439 | 8.0225e-05 | 0.00019007 | 0.00013165 | 2.6797e-05 | 0.00016573 | 0.00018029
4.4698e-05 | 1.4062e-05 | 2.8963e-05 | 5.7727e-06 | 3.8155e-05 | 2.6562e-05 | 0.00012843 | 0.0001116 | 9.0199e-06 | 9.348e-05 | 0.00017741 | 0.0001107 | 0.00010101 | 0.0001261 | 0.00011982 | 3.6089e-05 | 0.00015972 | 5.3258e-06
4.8613e-05 | 1.7345e-05 | 2.2326e-05 | 7.4788e-06 | 3.818e-05 | 0.00013202 | 0.00021156 | 0.00012065 | 8.8323e-06 | 6.6014e-05 | 0.00021235 | 0.00010927 | 0.00010685 | 1.914e-05 | 6.2544e-05 | 2.5474e-05 | 0.00011964 | 1.9642e-05
4.3381e-05 | 1.8295e-05 | 2.1881e-05 | 2.2181e-05 | 3.818e-05 | 0.00027692 | 0.00016091 | 0.00011843 | 8.8461e-06 | 7.5356e-05 | 0.00018146 | 0.00011208 | 9.0035e-05 | 1.1139e-05 | 4.1294e-05 | 1.8461e-05 | 9.4818e-05 | 0.00019552
4.1625e-05 | 3.1439e-05 | 2.1891e-05 | 6.2294e-05 | 3.818e-05 | 2.6148e-05 | 0.00013463 | 0.00013066 | 9.0553e-06 | 5.6869e-05 | 0.00011914 | 0.00012262 | 9.3476e-05 | 0.00025733 | 2.1618e-05 | 1.7953e-05 | 7.2164e-05 | 7.175e-05
4.3646e-05 | 3.2305e-05 | 2.26e-05 | 3.7384e-05 | 3.818e-05 | 2.6284e-05 | 0.00013215 | 0.00013077 | 8.8135e-06 | 3.55e-05 | 0.00010225 | 0.00013366 | 0.00011448 | 0.00014331 | 7.4422e-05 | 1.3441e-05 | 7.1507e-05 | 9.7625e-05
4.3678e-05 | 5.4398e-05 | 3.4638e-05 | 5.9567e-05 | 3.8155e-05 | 0.00010974 | 0.00011618 | 0.00013544 | 8.9277e-06 | 3.8124e-05 | 0.00010195 | 0.00014515 | 7.9908e-05 | 0.00020491 | 7.6111e-05 | 5.2469e-05 | 6.1444e-05 | 0.00018797
4.3661e-05 | 0.00017278 | 4.7213e-05 | 6.1703e-05 | 3.818e-05 | 0.0002247 | 0.00010306 | 0.00013554 | 1.3577e-05 | 6.2875e-05 | 0.00010282 | 0.00015418 | 0.00013528 | 0.00030652 | 0.00010623 | 8.0198e-05 | 6.2221e-05 | 0.00012745
4.2064e-05 | 0.00012465 | 4.5106e-05 | 6.3947e-05 | 3.9802e-05 | 0.00050571 | 9.7331e-05 | 0.0001459 | 1.5889e-05 | 0.00011789 | 0.00012419 | 0.00014042 | 0.00018581 | 0.00039131 | 0.00017865 | 5.0951e-05 | 8.007e-05 | 0.00011761
4.3389e-05 | 0.0001148 | 7.6746e-05 | 0.00011694 | 3.8978e-05 | 7.8923e-05 | 0.00015812 | 0.0001427 | 9.4748e-06 | 9.4532e-05 | 0.00015078 | 0.00015132 | 0.00030005 | 0.00014068 | 0.00036924 | 2.206e-05 | 0.0001161 | 4.5397e-05
0.00023879 | 0.00011015 | 7.3189e-05 | 0.0001225 | 3.818e-05 | 0.00018239 | 0.00013395 | 0.00014744 | 9.1192e-06 | 0.00012744 | 0.0001145 | 0.00014372 | 0.00030334 | 6.1573e-05 | 0.00046789 | 2.908e-05 | 0.00017333 | 8.8035e-05
0.00022103 | 5.4112e-05 | 6.4667e-05 | 0.00015368 | 3.8978e-05 | 0.00028444 | 0.00015359 | 0.00014027 | 8.7704e-06 | 0.00012739 | 8.0914e-05 | 0.00014759 | 0.00025595 | 5.1637e-05 | 0.00020094 | 2.9467e-05 | 0.00013651 | 0.00011502
0.00027487 | 3.3252e-05 | 4.5765e-05 | 0.00013769 | 3.8978e-05 | 0.0003196 | 0.00017183 | 0.00013161 | 8.7084e-06 | 0.00034083 | 8.0381e-05 | 0.00014021 | 8.1755e-05 | 5.2038e-05 | 0.0001985 | 3.3734e-05 | 0.00016401 | 0.0001026
6.342e-05 | 3.0497e-05 | 4.4048e-05 | 7.3679e-05 | 3.6558e-05 | 0.00023111 | 0.00016755 | 0.00013307 | 8.8937e-06 | 0.00019706 | 8.0648e-05 | 0.00013765 | 3.7512e-05 | 5.7471e-05 | 7.7637e-05 | 5.3363e-05 | 9.5138e-05 | 1.9894e-07
4.8634e-05 | 1.5102e-05 | 4.5133e-05 | 5.3991e-05 | 3.818e-05 | 0.00017367 | 0.00015895 | 0.00013012 | 8.9456e-06 | 3.8556e-05 | 8.1247e-05 | 0.00013768 | 3.6799e-05 | 3.2072e-05 | 4.459e-05 | 2.419e-05 | 0.00010354 | 3.2626e-05
4.3891e-05 | 1.3448e-05 | 4.9678e-05 | 5.2779e-05 | 3.8978e-05 | 0.0002249 | 6.9038e-05 | 0.00012438 | 8.842e-06 | 5.4267e-05 | 8.1114e-05 | 0.00012591 | 3.2944e-05 | 2.2632e-05 | 1.9717e-05 | 1.3275e-05 | 8.882e-05 | 1.7374e-05
4.6191e-05 | 1.3208e-05 | 2.183e-05 | 3.0426e-05 | 3.818e-05 | 0.00019829 | 2.1127e-05 | 0.00011456 | 8.9376e-06 | 4.4062e-05 | 8.0914e-05 | 0.00012019 | 2.0431e-05 | 2.4308e-05 | 1.8535e-05 | 1.3048e-05 | 3.6502e-05 | 1.9894e-07
4.3549e-05 | 1.3275e-05 | 2.1605e-05 | 1.8292e-05 | 3.8155e-05 | 0.00019089 | 4.5936e-06 | 0.000116 | 8.8301e-06 | 6.8753e-05 | 8.0681e-05 | 0.00011585 | 1.7521e-05 | 3.0609e-05 | 1.8783e-05 | 1.3038e-05 | 2.7174e-05 | 0
4.3628e-05 | 1.3517e-05 | 2.1657e-05 | 1.3356e-05 | 3.8978e-05 | 0.00023561 | 1.497e-06 | 0.00011738 | 8.9232e-06 | 5.9463e-05 | 8.0947e-05 | 0.00010781 | 2.3218e-05 | 2.1995e-05 | 2.6563e-05 | 1.2978e-05 | 2.3985e-05 | 0
4.4171e-05 | 1.3127e-05 | 2.1954e-05 | 1.7416e-05 | 3.8155e-05 | 0.00024386 | 2.507e-06 | 0.00011112 | 8.9107e-06 | 4.3609e-05 | 8.0881e-05 | 0.00010681 | 4.7195e-06 | 3.2096e-05 | 2.1829e-05 | 1.2394e-05 | 2.9548e-05 | 6.6312e-08
4.275e-05 | 1.3437e-05 | 2.1301e-05 | 9.5007e-06 | 3.8155e-05 | 0.0002212 | 1.8536e-06 | 0.00011431 | 9.1768e-06 | 3.845e-05 | 9.7024e-05 | 0.00010552 | 1.7958e-05 | 2.2231e-05 | 1.9761e-05 | 1.2452e-05 | 3.758e-05 | 6.6312e-08
4.3645e-05 | 1.3047e-05 | 2.1823e-05 | 1.0141e-05 | 3.7356e-05 | 0.00024042 | 2.7486e-05 | 0.00011474 | 3.139e-05 | 0.00016869 | 0.00013267 | 0.00010206 | 4.5231e-05 | 3.0751e-05 | 6.4876e-05 | 1.2166e-05 | 8.8069e-05 | 1.3262e-07
5.0097e-05 | 1.3337e-05 | 2.1898e-05 | 7.0065e-06 | 3.8978e-05 | 0.00025577 | 9.4328e-05 | 0.00010499 | 5.8001e-05 | 6.4592e-05 | 0.00013254 | 0.00010711 | 5.3247e-05 | 2.3246e-05 | 6.4485e-05 | 1.6141e-05 | 0.00019376 | 1.3262e-07
5.8269e-05 | 1.2933e-05 | 2.2123e-05 | 1.1654e-05 | 3.7356e-05 | 0.00023988 | 0.00011009 | 0.00010964 | 8.2644e-05 | 0.00011219 | 0.00018337 | 0.00011443 | 9.7279e-05 | 2.2193e-05 | 0.0001905 | 4.3813e-05 | 0.00020645 | 3.2466e-05
4.8285e-05 | 1.7932e-05 | 2.5377e-05 | 6.372e-06 | 3.818e-05 | 0.00014182 | 0.00016295 | 0.00011677 | 4.1454e-05 | 6.4524e-05 | 0.00028734 | 0.00010978 | 7.1642e-05 | 0.00018729 | 0.000107 | 3.4506e-05 | 0.00016929 | 8.2081e-05
4.4864e-05 | 1.7852e-05 | 3.181e-05 | 8.5878e-06 | 3.8155e-05 | 0.00019158 | 0.00011759 | 0.00011077 | 2.0183e-05 | 0.00010825 | 0.0002719 | 0.00012257 | 0.00011379 | 6.7664e-05 | 8.6395e-05 | 2.977e-05 | 0.00013096 | 0.00018333
4.3661e-05 | 1.79e-05 | 2.7018e-05 | 1.6828e-05 | 3.818e-05 | 0.00013525 | 0.00010745 | 0.00012339 | 8.9839e-06 | 4.4857e-05 | 0.00028551 | 0.00011547 | 0.00011396 | 1.0927e-05 | 5.9315e-05 | 1.4425e-05 | 0.00010601 | 0.00016314
4.2064e-05 | 1.8013e-05 | 2.2358e-05 | 2.3542e-05 | 3.8978e-05 | 0.00010055 | 0.00012952 | 0.00013041 | 3.3015e-05 | 6.1286e-05 | 0.00027643 | 0.00011476 | 0.00010375 | 1.8786e-05 | 8.5607e-05 | 2.2668e-05 | 0.00011245 | 0.00018817
4.4683e-05 | 2.8093e-05 | 2.9495e-05 | 4.9193e-05 | 3.6558e-05 | 2.5012e-05 | 0.00012637 | 0.00013418 | 1.5985e-05 | 5.7552e-05 | 0.00022824 | 0.00012712 | 0.00012559 | 0.00025371 | 8.62e-05 | 6.2208e-05 | 6.2713e-05 | 0.00014939
4.2696e-05 | 3.3327e-05 | 2.6623e-05 | 5.7409e-05 | 3.8978e-05 | 0.00049384 | 0.00010589 | 0.00013884 | 3.092e-05 | 4.5182e-05 | 0.00026987 | 0.00013197 | 7.182e-05 | 6.4438e-05 | 8.6321e-05 | 2.724e-05 | 5.4401e-05 | 0.00072354
4.2064e-05 | 5.0213e-05 | 6.6042e-05 | 8.1475e-05 | 3.7356e-05 | 0.00050714 | 8.3109e-05 | 0.00013918 | 9.993e-05 | 5.9857e-05 | 0.00034374 | 0.00013748 | 0.00010652 | 0.00020537 | 9.3099e-05 | 4.9077e-05 | 7.4296e-05 | 0.00010048
4.2942e-05 | 0.00020736 | 9.059e-05 | 8.6867e-05 | 3.9004e-05 | 0.00045757 | 0.00013286 | 0.00014951 | 9.0344e-05 | 7.3337e-05 | 0.0002942 | 0.00014179 | 7.0606e-05 | 0.00032798 | 5.5968e-05 | 9.0116e-05 | 6.4147e-05 | 8.5543e-06
4.3135e-05 | 0.0001654 | 0.00014375 | 0.00012809 | 3.818e-05 | 0.00051802 | 9.0442e-05 | 0.00014814 | 7.3816e-05 | 7.1324e-05 | 0.00013818 | 0.00013944 | 0.00013252 | 0.00039903 | 0.00014445 | 0.00011901 | 0.00010224 | 0.00079978
4.3645e-05 | 0.00016678 | 0.00012757 | 0.0001517 | 3.8978e-05 | 0.00079485 | 0.0001315 | 0.00015191 | 3.4652e-05 | 0.00013238 | 4.6964e-05 | 0.0001385 | 0.00026028 | 7.9721e-05 | 0.00030055 | 7.5302e-05 | 0.0001068 | 0.00013766
6.9897e-05 | 0.00017692 | 0.00011608 | 0.0001916 | 3.8978e-05 | 0.00084301 | 0.00011435 | 0.00014974 | 2.1227e-05 | 8.3396e-05 | 3.8919e-05 | 0.00013653 | 0.00031232 | 4.0144e-05 | 0.00031513 | 0.00010944 | 0.00012297 | 0.000254
5.8376e-05 | 0.00010131 | 0.00013171 | 0.00021882 | 3.818e-05 | 0.00041544 | 0.00013526 | 0.00014227 | 2.6151e-05 | 8.8136e-05 | 2.9949e-05 | 0.00014162 | 0.0001981 | 4.9655e-05 | 0.00029772 | 7.4117e-05 | 0.00013752 | 0.00016608
9.0335e-05 | 7.1376e-05 | 0.00019838 | 0.00014563 | 3.8155e-05 | 0.00014938 | 0.00015708 | 0.00014538 | 8.4442e-05 | 4.5946e-05 | 2.9956e-07 | 0.00015411 | 0.00019999 | 2.2916e-05 | 0.00015908 | 5.1101e-05 | 0.00011481 | 6.7837e-05
0.00012336 | 2.9443e-05 | 0.00015481 | 9.7474e-05 | 3.818e-05 | 0.00012498 | 0.00013542 | 0.00014386 | 3.3787e-05 | 7.3556e-05 | 2.9956e-07 | 0.00013804 | 8.6112e-05 | 1.9116e-05 | 8.8465e-05 | 4.8174e-05 | 0.00012529 | 5.854e-05
4.5384e-05 | 1.3079e-05 | 7.1664e-05 | 5.6934e-05 | 3.8978e-05 | 5.984e-05 | 9.7567e-05 | 0.00012248 | 1.8068e-05 | 5.7595e-05 | 2.3299e-07 | 0.00013258 | 3.6341e-05 | 1.9612e-05 | 4.0702e-05 | 6.055e-05 | 9.3677e-05 | 0.00040098
6.1654e-05 | 1.7021e-05 | 4.1182e-05 | 4.3933e-05 | 3.818e-05 | 0.00014121 | 7.185e-05 | 0.00012975 | 1.9045e-05 | 4.1581e-05 | 2.9956e-07 | 0.00012025 | 1.5368e-05 | 2.1287e-05 | 1.7249e-05 | 6.383e-05 | 6.4272e-05 | 8.6206e-06
5.5385e-05 | 1.3194e-05 | 2.7953e-05 | 4.9279e-05 | 3.8155e-05 | 0.00017349 | 6.2013e-05 | 0.00012138 | 4.4095e-05 | 4.1143e-05 | 1.9971e-07 | 0.00012152 | 1.5077e-05 | 2.1405e-05 | 5.8152e-06 | 2.5146e-05 | 4.7353e-05 | 0
4.4155e-05 | 1.3631e-05 | 2.7466e-05 | 2.5389e-05 | 3.7356e-05 | 0.00016277 | 4.6522e-05 | 0.0001145 | 1.6366e-05 | 3.9554e-05 | 2.6627e-07 | 0.00011469 | 2.3041e-05 | 3.0963e-05 | 1.2158e-05 | 1.1971e-05 | 2.8501e-05 | 2.6525e-07
4.4171e-05 | 1.3468e-05 | 2.4305e-05 | 2.4761e-05 | 3.8978e-05 | 0.00020131 | 2.0525e-05 | 0.00012467 | 1.4385e-05 | 3.8503e-05 | 3.3284e-07 | 0.00011359 | 8.9202e-06 | 2.2278e-05 | 5.6794e-06 | 1.1595e-05 | 3.4791e-05 | 3.9787e-07
4.275e-05 | 1.3389e-05 | 2.14e-05 | 1.0278e-05 | 3.8155e-05 | 0.00024818 | 6.6412e-06 | 0.00011497 | 9.2946e-06 | 3.8684e-05 | 2.3299e-07 | 0.00011217 | 5.2909e-06 | 2.2632e-05 | 5.9298e-06 | 1.0887e-05 | 3.9825e-05 | 1.9894e-07
4.3645e-05 | 1.3275e-05 | 2.1901e-05 | 1.3587e-05 | 3.818e-05 | 0.00028379 | 1.8873e-06 | 0.0001187 | 8.8187e-06 | 3.7731e-05 | 1.571e-05 | 0.00010497 | 4.7202e-06 | 3.3087e-05 | 1.8031e-05 | 1.068e-05 | 3.8198e-05 | 6.6312e-08
0.0001007 | 1.3517e-05 | 2.144e-05 | 1.0677e-05 | 3.7331e-05 | 0.00024723 | 4.7568e-06 | 0.00010932 | 8.9715e-06 | 4.376e-05 | 5.2622e-05 | 0.00010378 | 7.9932e-06 | 3.3913e-05 | 2.2836e-05 | 1.0808e-05 | 8.0217e-05 | 1.8302e-06
0.0002035 | 1.3289e-05 | 2.4606e-05 | 1.3146e-05 | 3.8978e-05 | 0.00024461 | 1.7916e-05 | 0.00011184 | 9.7972e-06 | 5.528e-05 | 0.00010684 | 0.00010594 | 3.768e-05 | 2.4119e-05 | 3.4622e-05 | 1.4596e-05 | 8.7675e-05 | 8.3925e-05
7.5302e-05 | 1.3291e-05 | 2.6446e-05 | 9.1986e-06 | 3.818e-05 | 0.00026307 | 9.8503e-05 | 0.00011001 | 8.8924e-06 | 7.6249e-05 | 0.00015064 | 0.00010831 | 0.00010436 | 3.3677e-05 | 0.00015336 | 1.0907e-05 | 0.00012102 | 8.3089e-05
0.00013831 | 1.6574e-05 | 2.218e-05 | 1.4992e-05 | 3.8155e-05 | 0.00020667 | 0.00017913 | 0.00010781 | 5.0127e-05 | 5.8588e-05 | 0.00011869 | 0.0001165 | 9.5044e-05 | 0.00013761 | 0.00022933 | 2.2612e-05 | 0.00014466 | 0.00034174
0.00012195 | 2.4423e-05 | 2.5378e-05 | 2.3379e-05 | 3.818e-05 | 0.00015333 | 0.00023751 | 0.00011728 | 8.534e-05 | 5.3571e-05 | 0.00011394 | 0.00011368 | 0.00017733 | 7.3443e-05 | 0.00017799 | 3.5193e-05 | 0.00024468 | 0.00051766
4.4171e-05 | 1.7752e-05 | 2.6061e-05 | 4.0607e-05 | 3.7356e-05 | 8.9832e-05 | 0.00029376 | 0.00012456 | 1.4842e-05 | 0.00011993 | 0.00024156 | 0.00011544 | 0.00013789 | 1.154e-05 | 8.795e-05 | 3.2057e-05 | 0.00019918 | 0.00068644
0.00010736 | 1.7752e-05 | 2.8651e-05 | 7.176e-05 | 3.818e-05 | 2.659e-05 | 0.00028193 | 0.00012655 | 8.757e-06 | 5.6122e-05 | 0.000291 | 0.00013405 | 0.00015904 | 1.8833e-05 | 9.1842e-05 | 4.6486e-05 | 0.00018661 | 0.00028863
0.00012503 | 1.751e-05 | 3.053e-05 | 8.8363e-05 | 3.818e-05 | 8.927e-05 | 0.00026774 | 0.00013357 | 3.9571e-05 | 5.2986e-05 | 0.00038907 | 0.0001301 | 0.00011817 | 0.00026593 | 0.00012355 | 0.00014056 | 0.00010663 | 0.00014598
5.4316e-05 | 2.4859e-05 | 3.5436e-05 | 0.00011451 | 3.8155e-05 | 5.766e-05 | 0.0002096 | 0.00014159 | 4.5653e-05 | 4.2043e-05 | 0.00051537 | 0.00013712 | 0.00013767 | 0.00018057 | 7.9673e-05 | 0.00014205 | 9.4106e-05 | 0.0001443
4.4695e-05 | 4.8203e-05 | 4.5843e-05 | 0.00014879 | 3.9004e-05 | 7.3472e-05 | 0.00013463 | 0.00014251 | 3.0769e-05 | 5.3223e-05 | 0.00043491 | 0.00015467 | 8.266e-05 | 0.00020214 | 3.8075e-05 | 0.00014258 | 0.00011337 | 0.00024728
4.3469e-05 | 9.7436e-05 | 5.6257e-05 | 0.00016612 | 3.8155e-05 | 8.5597e-05 | 0.00015318 | 0.00014204 | 3.7818e-05 | 4.5636e-05 | 0.00042867 | 0.0001453 | 0.00011409 | 0.00030921 | 5.3756e-05 | 0.00015601 | 0.00010713 | 4.8076e-05
4.1537e-05 | 7.3325e-05 | 5.0586e-05 | 0.00028659 | 3.818e-05 | 9.0792e-05 | 0.00019453 | 0.00015069 | 2.8998e-05 | 0.00021891 | 0.00038592 | 0.00014338 | 0.00013736 | 0.0003525 | 0.00011052 | 0.00017756 | 0.00010805 | 0.00020343
4.53e-05 | 0.00018375 | 6.8005e-05 | 0.00037901 | 3.8978e-05 | 0.0001117 | 0.00016209 | 0.00015423 | 2.0627e-05 | 9.5039e-05 | 0.0002517 | 0.00013958 | 0.00026491 | 0.00033157 | 0.00026451 | 0.00016265 | 0.00012874 | 0.00010037
4.2064e-05 | 5.8929e-05 | 3.4975e-05 | 0.00034709 | 3.8155e-05 | 7.4183e-05 | 0.00011452 | 0.00014853 | 3.7892e-05 | 0.0001938 | 0.00011346 | 0.00013775 | 0.00027839 | 0.00028374 | 0.00034412 | 0.00014515 | 0.00014368 | 0.00026664
6.8776e-05 | 4.005e-05 | 3.9862e-05 | 0.00024074 | 3.818e-05 | 2.5551e-05 | 0.0001528 | 0.00012977 | 2.7651e-05 | 0.0002453 | 0.00011309 | 0.00014125 | 0.00021158 | 0.00026416 | 0.00034902 | 0.0001535 | 0.00015129 | 0.00057758
5.6609e-05 | 2.6787e-05 | 5.7794e-05 | 0.0002419 | 3.7331e-05 | 0.00024398 | 0.00011502 | 0.00013069 | 2.4155e-05 | 7.2762e-05 | 0.00011295 | 0.00013309 | 8.9984e-05 | 0.00023209 | 0.00013985 | 0.00014567 | 0.00014843 | 0.00041584
5.402e-05 | 2.2045e-05 | 4.3765e-05 | 0.00018073 | 3.818e-05 | 0.00018535 | 9.513e-05 | 0.00012708 | 1.7888e-05 | 8.016e-05 | 0.00011293 | 0.00014361 | 6.075e-05 | 0.00022828 | 5.7668e-05 | 9.0817e-05 | 0.0001369 | 0.00036127
5.1836e-05 | 1.4569e-05 | 3.8678e-05 | 8.3799e-05 | 3.8155e-05 | 9.0727e-05 | 0.00012168 | 0.00011896 | 1.1731e-05 | 4.761e-05 | 0.00011241 | 0.00012861 | 4.4968e-05 | 4.5189e-05 | 5.9975e-05 | 3.6123e-05 | 9.3584e-05 | 0.00033177
4.3803e-05 | 1.3289e-05 | 2.7996e-05 | 3.3695e-05 | 3.8978e-05 | 6.923e-05 | 4.8729e-05 | 0.00012426 | 8.8125e-06 | 4.1823e-05 | 0.00011199 | 0.00012186 | 3.2188e-05 | 3.8138e-05 | 4.459e-05 | 8.6069e-05 | 5.7221e-05 | 1.9894e-07
4.9931e-05 | 1.3208e-05 | 2.1875e-05 | 3.8181e-05 | 3.6533e-05 | 7.0763e-05 | 4.725e-05 | 0.00011865 | 8.9152e-06 | 3.5764e-05 | 0.00011226 | 0.0001179 | 2.7326e-05 | 3.5447e-05 | 5.1276e-06 | 6.4142e-05 | 4.9957e-05 | 0
4.3118e-05 | 1.3549e-05 | 2.1675e-05 | 2.5431e-05 | 3.8978e-05 | 0.00011929 | 3.2441e-06 | 0.00011949 | 9.0906e-06 | 3.4312e-05 | 0.0001118 | 0.00011044 | 6.7596e-05 | 3.4692e-05 | 1.3269e-05 | 1.1835e-05 | 3.6372e-05 | 4.1113e-07
4.3277e-05 | 1.3159e-05 | 2.128e-05 | 2.233e-05 | 3.7356e-05 | 0.00012304 | 2.0514e-06 | 0.00011304 | 8.9736e-06 | 3.4962e-05 | 0.00011166 | 0.00010898 | 6.6407e-05 | 2.7659e-05 | 5.7473e-06 | 9.6079e-06 | 4.1783e-05 | 2.6525e-07
4.4171e-05 | 1.3549e-05 | 2.152e-05 | 2.1394e-05 | 3.8978e-05 | 0.00012545 | 1.8702e-06 | 0.00011244 | 8.9162e-06 | 3.5522e-05 | 0.00018759 | 0.00010685 | 4.7261e-06 | 2.773e-05 | 6.1293e-06 | 9.4374e-06 | 2.496e-05 | 1.3262e-07
4.5971e-05 | 1.3711e-05 | 2.1309e-05 | 1.2991e-05 | 3.8155e-05 | 0.00013053 | 1.769e-06 | 0.00012018 | 1.9151e-05 | 3.4448e-05 | 0.00021421 | 0.00010422 | 6.3937e-06 | 3.1624e-05 | 8.4979e-06 | 9.5451e-06 | 4.5553e-05 | 0
4.382e-05 | 1.44e-05 | 2.1568e-05 | 1.031e-05 | 3.7356e-05 | 0.00013118 | 2.9012e-06 | 0.00010416 | 3.1138e-05 | 3.5401e-05 | 0.00024561 | 0.0001027 | 9.0368e-06 | 2.2467e-05 | 2.2085e-05 | 1.6493e-05 | 5.872e-05 | 0
4.3118e-05 | 1.4374e-05 | 2.4245e-05 | 9.2438e-06 | 3.8978e-05 | 0.00013571 | 4.336e-05 | 0.0001131 | 3.523e-05 | 5.087e-05 | 0.00016363 | 0.00010405 | 4.4735e-05 | 3.2238e-05 | 4.3606e-05 | 1.4421e-05 | 0.00011055 | 6.6312e-08
4.3101e-05 | 1.5765e-05 | 2.23e-05 | 9.2268e-06 | 3.7356e-05 | 0.000133 | 4.3047e-05 | 0.0001115 | 2.1154e-05 | 0.00012156 | 0.0002104 | 0.00010478 | 8.617e-05 | 3.2308e-05 | 0.00013547 | 1.9843e-05 | 0.00015218 | 2.7998e-07
4.3277e-05 | 1.5948e-05 | 2.3994e-05 | 1.0153e-05 | 3.8155e-05 | 0.00013613 | 9.0245e-05 | 0.00011167 | 2.0446e-05 | 4.9728e-05 | 0.00023019 | 0.00011356 | 0.0001818 | 0.00013832 | 8.9126e-05 | 2.7337e-05 | 0.00018169 | 0.00015185
0.00015074 | 1.4851e-05 | 2.1857e-05 | 6.3119e-06 | 3.818e-05 | 2.613e-05 | 0.00015076 | 0.00011099 | 2.7022e-05 | 6.2482e-05 | 0.00021566 | 0.00011814 | 0.00018754 | 7.6346e-05 | 0.00016084 | 2.0481e-05 | 0.00017537 | 0.00012964
0.00033164 | 1.4962e-05 | 4.2638e-05 | 6.4524e-06 | 3.8155e-05 | 2.5375e-05 | 0.00024165 | 0.00011975 | 2.0991e-05 | 0.00027743 | 0.0002883 | 0.00011186 | 0.00012925 | 3.4975e-05 | 0.00018881 | 2.4456e-05 | 0.00020351 | 0.00014865
4.4698e-05 | 2.3068e-05 | 6.3526e-05 | 1.5265e-05 | 3.6558e-05 | 2.625e-05 | 0.00022447 | 0.00011277 | 3.8321e-05 | 0.00017736 | 0.0003406 | 0.00011358 | 0.00023097 | 2.1736e-05 | 0.00019489 | 5.5429e-05 | 0.00016416 | 2.236e-05
7.2729e-05 | 6.3501e-05 | 2.7767e-05 | 1.1388e-05 | 3.8978e-05 | 2.6295e-05 | 0.00027241 | 0.0001182 | 2.3543e-05 | 0.00022876 | 0.00033969 | 0.00012623 | 0.00018553 | 3.0633e-05 | 0.00017131 | 4.1239e-05 | 0.00010359 | 0.0002259
4.3469e-05 | 4.5465e-05 | 3.2932e-05 | 3.231e-05 | 3.6533e-05 | 2.7099e-05 | 0.00019873 | 0.0001206 | 1.8932e-05 | 0.00017556 | 0.00034128 | 0.00012585 | 0.00013475 | 0.00045746 | 0.00012361 | 3.6479e-05 | 0.00011246 | 1.3262e-07
4.2591e-05 | 4.992e-05 | 2.6139e-05 | 2.9727e-05 | 3.8978e-05 | 2.5977e-05 | 0.00023524 | 0.00012821 | 1.6059e-05 | 5.466e-05 | 0.00034444 | 0.00012932 | 0.00013523 | 0.00022934 | 0.00013031 | 1.7876e-05 | 9.5431e-05 | 0.00019781
4.2328e-05 | 6.8662e-05 | 2.2841e-05 | 4.022e-05 | 3.7356e-05 | 2.6074e-05 | 0.00024985 | 0.00012153 | 8.8945e-06 | 7.6544e-05 | 0.00034375 | 0.00013425 | 0.00019426 | 0.00041287 | 0.00020095 | 0.00016531 | 8.5975e-05 | 7.5795e-05
5.2422e-05 | 4.2912e-05 | 2.3584e-05 | 4.7724e-05 | 3.7331e-05 | 2.5977e-05 | 0.0002442 | 0.00013227 | 1.5516e-05 | 8.4736e-05 | 0.00030251 | 0.00012793 | 0.0002377 | 0.00037843 | 0.00015546 | 3.6544e-05 | 0.00012031 | 4.9867e-05
6.1376e-05 | 2.8502e-05 | 3.2354e-05 | 5.8921e-05 | 3.8978e-05 | 2.5551e-05 | 0.00020868 | 0.0001368 | 8.9788e-06 | 0.00020047 | 0.00031956 | 0.00013052 | 0.00044835 | 0.00010837 | 0.00039666 | 1.9892e-05 | 0.00016767 | 0.0001118
4.8065e-05 | 1.9534e-05 | 2.9283e-05 | 5.616e-05 | 3.8978e-05 | 8.472e-05 | 0.0002591 | 0.00011665 | 1.5703e-05 | 0.00037787 | 0.00037228 | 0.00012629 | 0.00043403 | 5.9873e-05 | 0.0003285 | 2.2756e-05 | 0.00015902 | 0.00012956
5.6668e-05 | 1.4902e-05 | 2.6862e-05 | 5.6491e-05 | 3.8155e-05 | 2.5875e-05 | 0.0002351 | 0.00012432 | 8.9185e-06 | 6.8382e-05 | 0.00027215 | 0.00012511 | 0.00023495 | 6.3531e-05 | 0.000257 | 0.00010615 | 0.00016551 | 9.4548e-05
9.7834e-05 | 1.5059e-05 | 4.8736e-05 | 4.5073e-05 | 3.818e-05 | 2.5721e-05 | 0.00016844 | 0.00011668 | 8.7745e-06 | 0.00024001 | 0.00015877 | 0.00012453 | 0.00013477 | 7.1532e-05 | 0.00010647 | 0.00014473 | 0.00018268 | 8.0304e-05
5.3413e-05 | 2.8694e-05 | 5.1553e-05 | 4.9303e-05 | 3.6533e-05 | 2.5985e-05 | 0.00017009 | 0.0001203 | 9.3375e-06 | 0.00024491 | 0.00013264 | 0.00012931 | 7.5497e-05 | 0.00028864 | 4.4022e-05 | 4.4872e-05 | 0.0001152 | 5.9681e-07
4.3362e-05 | 1.8065e-05 | 5.1722e-05 | 2.8405e-05 | 3.8978e-05 | 2.625e-05 | 0.00013187 | 0.0001101 | 1.5696e-05 | 4.4645e-05 | 0.0001324 | 0.00012996 | 7.2764e-05 | 3.5235e-05 | 2.5481e-05 | 3.6546e-05 | 7.0368e-05 | 6.6312e-08
5.014e-05 | 1.6061e-05 | 3.1917e-05 | 1.2806e-05 | 3.8978e-05 | 2.6408e-05 | 0.00010318 | 0.00011957 | 1.0289e-05 | 4.6339e-05 | 0.00013227 | 0.00011519 | 5.5591e-05 | 3.5164e-05 | 1.2699e-05 | 1.9848e-05 | 6.2141e-05 | 6.6312e-08
4.4698e-05 | 1.4194e-05 | 2.6659e-05 | 2.9707e-05 | 3.6533e-05 | 2.608e-05 | 5.2224e-05 | 0.00010686 | 1.3439e-05 | 3.9478e-05 | 0.00013227 | 0.00010803 | 1.3023e-05 | 3.514e-05 | 4.5418e-06 | 1.065e-05 | 3.9474e-05 | 0
4.3101e-05 | 2.074e-05 | 2.9856e-05 | 6.2537e-06 | 3.8155e-05 | 2.6084e-05 | 1.6244e-05 | 0.0001069 | 1.3761e-05 | 5.0772e-05 | 0.00013257 | 0.00010299 | 6.1234e-06 | 3.507e-05 | 5.2549e-06 | 1.2259e-05 | 3.1881e-05 | 6.6312e-08
4.4347e-05 | 2.1064e-05 | 3.2665e-05 | 1.0355e-05 | 3.8978e-05 | 2.5824e-05 | 1.5296e-06 | 0.00010198 | 1.7878e-05 | 5.6929e-05 | 0.00013247 | 9.8797e-05 | 5.0041e-06 | 4.6398e-05 | 5.794e-06 | 1.3603e-05 | 3.45e-05 | 6.6312e-08
4.8309e-05 | 1.6961e-05 | 3.6662e-05 | 1.1797e-05 | 3.7331e-05 | 2.6738e-05 | 4.0089e-06 | 0.00010615 | 3.4057e-05 | 4.3026e-05 | 0.00013214 | 9.9731e-05 | 6.4946e-06 | 3.6462e-05 | 5.0002e-06 | 9.9869e-06 | 2.8945e-05 | 2.6525e-07
4.2767e-05 | 2.2669e-05 | 3.7382e-05 | 6.4046e-06 | 3.8978e-05 | 2.6306e-05 | 2.855e-06 | 0.00010795 | 5.2378e-05 | 3.677e-05 | 0.00013171 | 9.3611e-05 | 2.0666e-05 | 3.5518e-05 | 8.9138e-06 | 9.2596e-06 | 2.6608e-05 | 2.6525e-07
4.3101e-05 | 2.2279e-05 | 5.2702e-05 | 1.2464e-05 | 3.7356e-05 | 2.5295e-05 | 2.9672e-05 | 0.00010129 | 9.6763e-05 | 4.6126e-05 | 0.00013147 | 9.6138e-05 | 1.6515e-05 | 3.3984e-05 | 3.498e-05 | 1.4247e-05 | 8.003e-05 | 3.9787e-07
7.5384e-05 | 2.9417e-05 | 5.2025e-05 | 8.6896e-06 | 3.8155e-05 | 2.5879e-05 | 6.3808e-05 | 0.00010653 | 7.4452e-05 | 8.0629e-05 | 0.00013081 | 0.00010447 | 3.3243e-05 | 4.4557e-05 | 6.1862e-05 | 0.00014725 | 0.00023598 | 8.6206e-07
9.1816e-05 | 9.5505e-05 | 5.5526e-05 | 3.5439e-05 | 3.818e-05 | 2.593e-05 | 0.00010638 | 0.00010048 | 9.3071e-05 | 7.4955e-05 | 0.00017634 | 0.00011036 | 6.5989e-05 | 3.4338e-05 | 0.00011794 | 0.00020578 | 0.00021852 | 0
7.0517e-05 | 0.00011718 | 4.4194e-05 | 1.7937e-05 | 3.8155e-05 | 2.6306e-05 | 0.00017626 | 9.7759e-05 | 3.2231e-05 | 9.8571e-05 | 0.00019714 | 0.00010392 | 7.9192e-05 | 0.00017068 | 0.00010823 | 4.1503e-05 | 0.00016304 | 6.5304e-05
4.8331e-05 | 7.4021e-05 | 4.7091e-05 | 1.5535e-05 | 3.8978e-05 | 0.00016115 | 0.00011034 | 0.00010547 | 1.5801e-05 | 5.688e-05 | 0.00019062 | 0.00010351 | 0.00011681 | 7.9205e-05 | 0.00010159 | 2.4009e-05 | 0.0001876 | 8.5887e-05
5.1211e-05 | 6.7628e-05 | 4.3603e-05 | 1.0036e-05 | 3.7356e-05 | 0.00017088 | 0.00019084 | 0.00010911 | 2.0932e-05 | 6.938e-05 | 0.00023565 | 0.00010217 | 9.9919e-05 | 2.983e-05 | 9.4881e-05 | 3.1306e-05 | 0.00012387 | 0.00014478
4.5242e-05 | 4.0926e-05 | 4.6592e-05 | 9.8734e-06 | 3.8978e-05 | 2.5551e-05 | 0.00016735 | 0.00010631 | 1.2398e-05 | 0.00013935 | 0.0002966 | 0.00011343 | 8.9083e-05 | 1.9612e-05 | 0.0001904 | 2.1234e-05 | 0.00011692 | 7.0388e-05
4.3118e-05 | 4.5832e-05 | 3.9668e-05 | 1.0017e-05 | 3.7356e-05 | 9.5067e-05 | 0.00016726 | 0.00011724 | 9.1365e-06 | 6.6951e-05 | 0.00027163 | 0.00012788 | 0.00011497 | 1.8644e-05 | 0.00015056 | 2.2131e-05 | 0.0001122 | 5.7347e-05
6.8252e-05 | 3.4507e-05 | 3.9364e-05 | 6.9824e-06 | 3.8978e-05 | 2.5897e-05 | 0.00012812 | 0.00010628 | 1.8176e-05 | 3.6309e-05 | 0.00027184 | 0.00012627 | 5.3156e-05 | 0.00035821 | 0.00016373 | 2.2051e-05 | 8.9999e-05 | 5.3063e-05
4.5066e-05 | 3.8489e-05 | 3.7443e-05 | 6.4656e-06 | 3.7356e-05 | 2.5977e-05 | 0.00014292 | 0.00011923 | 1.2922e-05 | 5.823e-05 | 0.00026729 | 0.00012289 | 8.7778e-05 | 0.0002189 | 9.4639e-05 | 1.1764e-05 | 7.9938e-05 | 6.8089e-05
4.3645e-05 | 6.2089e-05 | 6.7419e-05 | 1.4847e-05 | 3.8155e-05 | 2.5721e-05 | 0.00019471 | 0.000123 | 1.2563e-05 | 8.8783e-05 | 0.00020124 | 0.00012392 | 0.00023186 | 0.00039438 | 0.00015727 | 9.4679e-06 | 8.4505e-05 | 0.00031395
4.3645e-05 | 5.3359e-05 | 5.7136e-05 | 5.4046e-05 | 3.8155e-05 | 2.6506e-05 | 0.00013726 | 0.00012686 | 4.9296e-05 | 0.00011092 | 8.361e-05 | 0.00012461 | 0.00020168 | 0.00038741 | 0.00035219 | 1.3391e-05 | 0.00012381 | 0.00035901
4.2591e-05 | 4.996e-05 | 4.0865e-05 | 2.7422e-05 | 3.818e-05 | 0.00011708 | 0.00023239 | 0.00012697 | 3.4168e-05 | 0.00019551 | 8.6812e-05 | 0.00012711 | 0.0003499 | 0.00010618 | 0.00040925 | 2.3668e-05 | 0.00017288 | 2.1935e-05
7.4882e-05 | 4.8049e-05 | 4.1226e-05 | 3.8459e-05 | 3.8978e-05 | 2.5448e-05 | 0.00020084 | 0.00011349 | 3.2224e-05 | 0.00019278 | 0.00023258 | 0.0001263 | 0.00043268 | 4.9584e-05 | 0.00047796 | 3.4159e-05 | 0.00020341 | 4.1777e-05
0.00011715 | 5.128e-05 | 3.9559e-05 | 3.8455e-05 | 3.7331e-05 | 2.5977e-05 | 0.00019465 | 0.00012027 | 2.3053e-05 | 0.00017154 | 0.00018091 | 0.00013512 | 0.00038479 | 3.7878e-05 | 0.00032223 | 8.4323e-05 | 0.00023178 | 0.0001122
0.00022987 | 4.9037e-05 | 4.8676e-05 | 2.6771e-05 | 3.7356e-05 | 2.6508e-05 | 0.00013922 | 0.00011889 | 2.5388e-05 | 0.00018506 | 9.6058e-05 | 0.00012353 | 0.00014461 | 4.4793e-05 | 0.00020833 | 4.6022e-05 | 0.00015638 | 4.6418e-07
0.00022428 | 4.1665e-05 | 5.4358e-05 | 1.4525e-05 | 3.818e-05 | 2.6135e-05 | 0.00012422 | 0.00011384 | 2.261e-05 | 0.00019274 | 3.5448e-05 | 0.0001247 | 8.4397e-05 | 3.5636e-05 | 7.3456e-05 | 4.7052e-05 | 8.8009e-05 | 1.3262e-07
0.00022373 | 5.5731e-05 | 3.4818e-05 | 1.4982e-05 | 3.8155e-05 | 2.6324e-05 | 0.00015726 | 0.00011014 | 3.1771e-05 | 4.646e-05 | 5.8245e-05 | 0.00012608 | 4.2661e-05 | 1.3641e-05 | 5.8219e-05 | 2.4407e-05 | 7.7941e-05 | 2.7556e-06
9.765e-05 | 1.6638e-05 | 4.0503e-05 | 1.4303e-05 | 3.8978e-05 | 2.5982e-05 | 9.1278e-05 | 0.00011755 | 6.5891e-05 | 4.6029e-05 | 5.3055e-05 | 0.00011813 | 3.0237e-05 | 1.3877e-05 | 2.7382e-05 | 1.1553e-05 | 8.9934e-05 | 7.8049e-05
6.2429e-05 | 1.7255e-05 | 3.7242e-05 | 1.541e-05 | 3.818e-05 | 2.5295e-05 | 2.7521e-05 | 0.0001041 | 0.00016321 | 3.59e-05 | 5.3055e-05 | 0.00012158 | 9.2679e-06 | 8.5432e-06 | 1.6762e-05 | 1.1127e-05 | 5.1703e-05 | 2.6525e-07
6.8669e-05 | 1.4503e-05 | 4.3747e-05 | 9.6762e-06 | 3.8155e-05 | 2.5811e-05 | 1.1652e-05 | 0.00010589 | 6.8889e-05 | 3.6604e-05 | 5.3088e-05 | 0.00010561 | 1.0749e-05 | 1.4585e-05 | 1.4878e-05 | 1.0829e-05 | 1.908e-05 | 3.183e-07
4.3277e-05 | 1.8352e-05 | 5.084e-05 | 9.4633e-06 | 3.8978e-05 | 2.6482e-05 | 1.757e-06 | 0.00010681 | 3.422e-05 | 5.2686e-05 | 5.3022e-05 | 9.9043e-05 | 5.0524e-06 | 1.4986e-05 | 5.9553e-06 | 1.0973e-05 | 2.6945e-05 | 0
4.4171e-05 | 1.736e-05 | 5.7544e-05 | 5.9553e-06 | 3.7356e-05 | 2.4971e-05 | 6.5795e-06 | 9.7561e-05 | 5.8305e-05 | 3.5257e-05 | 5.2855e-05 | 9.6843e-05 | 4.8761e-06 | 1.5482e-05 | 5.9298e-06 | 1.041e-05 | 3.5223e-05 | 0
6.8674e-05 | 2.0677e-05 | 5.9242e-05 | 5.9401e-06 | 3.7331e-05 | 2.5453e-05 | 3.5643e-06 | 0.00010882 | 7.1344e-05 | 3.4161e-05 | 5.2656e-05 | 9.516e-05 | 1.3315e-05 | 2.3317e-05 | 7.3093e-06 | 1.034e-05 | 3.6443e-05 | 0
4.382e-05 | 2.1359e-05 | 6.3051e-05 | 1.0525e-05 | 3.818e-05 | 0.00016793 | 1.7101e-05 | 9.8761e-05 | 0.00011413 | 4.5575e-05 | 5.2523e-05 | 9.6601e-05 | 1.4464e-05 | 1.7558e-05 | 3.7307e-05 | 1.7996e-05 | 0.00012647 | 0
0.00013989 | 3.9647e-05 | 6.3672e-05 | 3.1792e-05 | 3.8155e-05 | 0.00056425 | 5.6431e-05 | 9.8386e-05 | 0.00015348 | 6.0522e-05 | 5.2423e-05 | 0.00010429 | 7.6477e-05 | 2.6054e-05 | 8.3858e-05 | 9.542e-05 | 0.00021615 | 1.3594e-05
0.00026123 | 5.0207e-05 | 7.3731e-05 | 2.671e-05 | 3.6558e-05 | 0.00047197 | 0.00011511 | 0.00010403 | 0.00012939 | 9.4222e-05 | 9.972e-05 | 0.00010283 | 0.00011586 | 2.6692e-05 | 9.6057e-05 | 4.4764e-05 | 0.00021741 | 9.5755e-05
0.00019541 | 2.4459e-05 | 6.6126e-05 | 5.9984e-05 | 3.8978e-05 | 0.00032774 | 0.00017158 | 9.7153e-05 | 0.00013692 | 4.8775e-05 | 0.00012279 | 0.00010792 | 4.7616e-05 | 0.00016437 | 9.8464e-05 | 3.1129e-05 | 0.00015093 | 4.6418e-05
7.5203e-05 | 3.1104e-05 | 6.5596e-05 | 2.7175e-05 | 3.8978e-05 | 0.0003599 | 0.00024571 | 0.00010612 | 7.3024e-05 | 0.00018179 | 0.00018709 | 0.00010437 | 7.7477e-05 | 6.6413e-05 | 8.8354e-05 | 2.6102e-05 | 0.0001071 | 0.00012046
7.1305e-05 | 1.7282e-05 | 4.6381e-05 | 5.6324e-05 | 3.818e-05 | 0.00037166 | 0.00018598 | 0.00010836 | 7.1788e-05 | 0.00028793 | 0.0003088 | 0.00010332 | 0.00012387 | 2.5771e-05 | 7.0141e-05 | 1.7888e-05 | 0.00015747 | 0.00031916
4.5681e-05 | 1.6586e-05 | 5.9421e-05 | 1.9239e-05 | 3.7331e-05 | 0.00028191 | 0.00013508 | 0.00010935 | 5.8745e-05 | 0.00029923 | 0.00024548 | 0.00011219 | 0.00018241 | 1.8314e-05 | 0.00011756 | 1.7277e-05 | 0.00011773 | 0.00034064
4.3118e-05 | 2.3412e-05 | 6.5475e-05 | 1.1149e-05 | 4.2248e-05 | 0.00020142 | 9.9147e-05 | 0.00010985 | 3.986e-05 | 6.172e-05 | 0.00024074 | 0.00012413 | 0.00017787 | 2.6007e-05 | 0.00016007 | 1.9794e-05 | 6.9245e-05 | 0.00010349
7.1305e-05 | 1.4557e-05 | 4.5468e-05 | 1.4543e-05 | 3.9802e-05 | 7.0364e-05 | 0.00013223 | 0.00011517 | 3.4853e-05 | 5.4556e-05 | 0.00023534 | 0.00012979 | 4.9797e-05 | 0.00042781 | 8.2135e-05 | 1.3348e-05 | 5.3987e-05 | 1.3262e-07
4.5927e-05 | 2.2642e-05 | 4.4576e-05 | 1.1575e-05 | 3.818e-05 | 0.0001899 | 0.0001408 | 0.00011052 | 3.1583e-05 | 3.73e-05 | 0.00015361 | 0.00012271 | 0.00012624 | 0.00033427 | 9.1058e-05 | 1.4457e-05 | 4.9652e-05 | 6.6312e-08
4.5417e-05 | 1.4843e-05 | 5.208e-05 | 1.2517e-05 | 3.8978e-05 | 0.00016092 | 0.0001049 | 0.00011466 | 1.6453e-05 | 4.059e-05 | 0.00017657 | 0.00011986 | 0.00015036 | 0.0003905 | 0.00018958 | 1.4691e-05 | 5.2431e-05 | 6.6312e-08
9.4225e-05 | 1.5929e-05 | 4.6866e-05 | 1.8386e-05 | 3.8978e-05 | 0.00019383 | 0.00011194 | 0.00012009 | 2.3841e-05 | 6.2217e-05 | 0.0001842 | 0.00013379 | 0.00018813 | 0.00034986 | 0.00029229 | 1.3619e-05 | 7.7756e-05 | 0
4.6718e-05 | 4.868e-05 | 4.411e-05 | 2.9679e-05 | 3.8978e-05 | 2.6148e-05 | 0.00013814 | 0.00012111 | 1.5856e-05 | 0.00027905 | 8.7404e-05 | 0.00012412 | 0.00044221 | 0.00011248 | 0.00053089 | 1.6865e-05 | 0.00012364 | 1.5915e-06
4.821e-05 | 5.3401e-05 | 4.3054e-05 | 2.9036e-05 | 3.7382e-05 | 2.7459e-05 | 0.00018746 | 0.00011631 | 1.8203e-05 | 0.0001594 | 0.00016908 | 0.00011717 | 0.00046136 | 5.3761e-05 | 0.00045375 | 2.84e-05 | 0.0001765 | 0.00011701
0.00018892 | 4.947e-05 | 3.4866e-05 | 2.6315e-05 | 3.8978e-05 | 5.8988e-05 | 0.00018052 | 0.0001187 | 4.318e-05 | 7.6219e-05 | 0.00018624 | 0.00011782 | 0.00025902 | 5.8505e-05 | 0.00027425 | 6.432e-05 | 0.00019866 | 0.00016518
0.00021264 | 4.195e-05 | 3.514e-05 | 1.684e-05 | 3.818e-05 | 6.1162e-05 | 0.00017716 | 0.00011338 | 0.00016237 | 0.00014259 | 0.00014748 | 0.00011951 | 0.00014678 | 5.4658e-05 | 9.8597e-05 | 5.3242e-05 | 0.00021632 | 2.24e-05
0.00016237 | 2.2784e-05 | 3.8974e-05 | 1.265e-05 | 3.8155e-05 | 2.587e-05 | 0.00015228 | 0.00010806 | 0.00017116 | 6.2731e-05 | 5.2756e-05 | 0.00011596 | 8.6459e-05 | 2.0815e-05 | 0.00015119 | 4.9541e-05 | 0.00014526 | 3.8594e-05
7.912e-05 | 2.3082e-05 | 3.4394e-05 | 8.514e-06 | 3.8978e-05 | 2.5824e-05 | 0.00015238 | 0.00011309 | 0.00014749 | 4.1869e-05 | 5.2922e-05 | 0.00011181 | 4.8839e-05 | 1.9588e-05 | 3.8936e-05 | 2.3898e-05 | 9.1973e-05 | 6.6312e-08
6.0159e-05 | 1.3944e-05 | 4.0983e-05 | 6.9648e-06 | 3.8155e-05 | 2.6135e-05 | 8.3088e-05 | 0.00010501 | 0.00010295 | 4.9963e-05 | 5.3055e-05 | 0.00010842 | 2.5315e-05 | 2.7659e-05 | 3.3716e-05 | 1.2779e-05 | 6.324e-05 | 1.7274e-06
4.9373e-05 | 1.51e-05 | 4.7547e-05 | 6.6895e-06 | 3.8155e-05 | 2.6238e-05 | 9.2985e-06 | 0.00010799 | 8.9369e-05 | 4.6483e-05 | 5.2955e-05 | 0.00010303 | 6.1765e-05 | 1.9895e-05 | 5.5246e-06 | 1.1655e-05 | 5.197e-05 | 3.9787e-07
4.382e-05 | 1.7801e-05 | 5.4895e-05 | 7.9356e-06 | 3.7356e-05 | 2.5545e-05 | 1.2581e-06 | 0.00010651 | 2.2853e-05 | 3.5522e-05 | 5.3055e-05 | 0.00010436 | 4.3589e-05 | 2.8698e-05 | 5.7256e-06 | 1.1603e-05 | 3.2997e-05 | 3.3156e-07
5.3542e-05 | 2.0621e-05 | 5.8125e-05 | 7.647e-06 | 3.8155e-05 | 2.5811e-05 | 1.151e-06 | 0.00011811 | 4.0436e-05 | 4.23e-05 | 5.3088e-05 | 0.00010149 | 1.2162e-05 | 2.0438e-05 | 5.854e-06 | 1.1966e-05 | 2.8616e-05 | 5.4376e-07
5.7999e-05 | 2.0804e-05 | 6.2478e-05 | 9.0776e-06 | 3.8155e-05 | 2.6408e-05 | 1.0955e-05 | 9.2421e-05 | 6.1964e-05 | 3.5636e-05 | 5.3122e-05 | 9.3757e-05 | 1.2044e-05 | 2.9099e-05 | 5.4613e-06 | 2.0355e-05 | 3.0261e-05 | 4.7745e-07
4.4594e-05 | 2.3733e-05 | 6.41e-05 | 1.1391e-05 | 3.7356e-05 | 2.5721e-05 | 6.9898e-06 | 0.0001027 | 6.7366e-05 | 3.6241e-05 | 5.2855e-05 | 9.4013e-05 | 1.5705e-05 | 2.0154e-05 | 1.5809e-05 | 1.8865e-05 | 3.444e-05 | 1.0212e-06
4.3364e-05 | 2.9115e-05 | 6.2198e-05 | 1.5094e-05 | 3.8953e-05 | 2.6135e-05 | 2.3375e-05 | 0.00011009 | 0.00014812 | 4.7822e-05 | 5.2556e-05 | 9.6576e-05 | 4.0004e-05 | 2.858e-05 | 3.2234e-05 | 1.8048e-05 | 0.00010881 | 0
0.00012245 | 3.5505e-05 | 7.1844e-05 | 2.3397e-05 | 3.7356e-05 | 2.6306e-05 | 6.9266e-05 | 0.0001008 | 0.00017623 | 4.1483e-05 | 5.2456e-05 | 9.9921e-05 | 0.0001031 | 2.0131e-05 | 9.4158e-05 | 2.2277e-05 | 0.00020016 | 8.9521e-06
0.00015185 | 3.8988e-05 | 6.5372e-05 | 6.536e-05 | 3.8978e-05 | 2.5721e-05 | 7.3683e-05 | 9.5654e-05 | 0.00012299 | 7.2497e-05 | 9.8754e-05 | 0.00010173 | 0.00017443 | 2.8957e-05 | 0.00016115 | 0.00014316 | 0.00020562 | 3.8461e-05
0.00010044 | 2.708e-05 | 6.4792e-05 | 3.979e-05 | 3.7356e-05 | 2.6408e-05 | 8.4947e-05 | 0.00010433 | 0.00015242 | 5.1649e-05 | 0.00014222 | 0.00010208 | 0.00015516 | 5.3667e-05 | 0.00010784 | 9.0398e-05 | 0.00013757 | 0.00066398
6.4019e-05 | 2.5042e-05 | 5.9404e-05 | 2.0114e-05 | 4.297e-05 | 2.6135e-05 | 0.00019768 | 0.00010144 | 7.2312e-05 | 0.00010848 | 0.00013953 | 0.00010491 | 0.00011124 | 3.1223e-05 | 0.00010597 | 3.3837e-05 | 0.00015171 | 2.9901e-05
7.2082e-05 | 1.6539e-05 | 5.0246e-05 | 1.2674e-05 | 3.7356e-05 | 2.977e-05 | 0.00024022 | 0.00010165 | 3.6953e-05 | 6.2172e-05 | 0.00019236 | 0.00010065 | 4.3372e-05 | 1.9092e-05 | 0.00016225 | 2.2439e-05 | 0.00012565 | 0.00062683
6.4777e-05 | 1.6262e-05 | 5.049e-05 | 1.246e-05 | 3.8978e-05 | 2.8645e-05 | 0.00017638 | 0.00010678 | 2.8835e-05 | 6.224e-05 | 0.00020584 | 0.00010476 | 8.0343e-05 | 1.8786e-05 | 0.0001085 | 2.3661e-05 | 0.00011702 | 0.00046612
4.2591e-05 | 2.2363e-05 | 4.5552e-05 | 1.2374e-05 | 3.7356e-05 | 2.6732e-05 | 0.00016137 | 0.00011415 | 6.2414e-05 | 5.6831e-05 | 0.0001449 | 0.00011723 | 8.3728e-05 | 2.232e-05 | 9.5917e-05 | 2.2034e-05 | 0.00011104 | 0.00033011
4.2608e-05 | 2.5913e-05 | 7.261e-05 | 1.3731e-05 | 4.0626e-05 | 2.5824e-05 | 0.0001011 | 0.00011444 | 4.6931e-05 | 0.0001503 | 8.1919e-05 | 0.00011702 | 5.0353e-05 | 0.00034437 | 7.1578e-05 | 2.413e-05 | 9.7634e-05 | 1.3262e-07
6.3463e-05 | 2.3338e-05 | 3.6213e-05 | 1.3733e-05 | 3.7356e-05 | 2.9952e-05 | 0.00012871 | 0.00011852 | 3.376e-05 | 5.435e-05 | 7.7452e-05 | 0.00012122 | 7.181e-05 | 0.00029231 | 8.5381e-05 | 2.3171e-05 | 6.5053e-05 | 7.2081e-05
4.3222e-05 | 2.1535e-05 | 4.2805e-05 | 1.0503e-05 | 3.9777e-05 | 2.5897e-05 | 0.00012388 | 0.0001174 | 3.4366e-05 | 3.6233e-05 | 0.00020433 | 0.0001224 | 8.6956e-05 | 0.00038745 | 0.00014481 | 1.9907e-05 | 7.6333e-05 | 0.000114
5.9023e-05 | 8.4417e-05 | 4.4094e-05 | 8.673e-06 | 3.9004e-05 | 2.7982e-05 | 0.00014853 | 0.00012622 | 2.6131e-05 | 8.9335e-05 | 0.00019854 | 0.00012175 | 0.00016013 | 0.00033101 | 0.00016888 | 1.6927e-05 | 0.00010498 | 4.6697e-05
4.6015e-05 | 6.7799e-05 | 4.0426e-05 | 1.4175e-05 | 3.8978e-05 | 0.00015051 | 0.0001596 | 0.00011792 | 1.696e-05 | 0.00019195 | 0.00014486 | 0.00011961 | 0.00035565 | 0.00010884 | 0.00058967 | 2.1961e-05 | 0.00013825 | 0.00033755
0.00014538 | 2.7512e-05 | 3.0651e-05 | 8.1019e-06 | 3.8978e-05 | 0.00041858 | 0.00016842 | 0.00012386 | 1.5921e-05 | 0.00013362 | 0.00024848 | 0.00012213 | 0.0003712 | 5.5555e-05 | 0.00037558 | 2.5088e-05 | 0.00019635 | 0.00047521
0.00033427 | 4.7672e-05 | 3.0437e-05 | 1.5971e-05 | 3.818e-05 | 0.00031638 | 0.00015965 | 0.00011682 | 1.8366e-05 | 7.9308e-05 | 0.00031999 | 0.00012187 | 0.00024223 | 5.5248e-05 | 0.00019273 | 2.4838e-05 | 0.00019257 | 0.00072523
0.00016273 | 2.4071e-05 | 3.2953e-05 | 1.0559e-05 | 3.8155e-05 | 0.00021659 | 0.00016416 | 0.00011522 | 4.1186e-05 | 0.00011056 | 0.00020407 | 0.00013304 | 6.5064e-05 | 5.4233e-05 | 5.63e-05 | 2.5808e-05 | 0.00015648 | 0.0014699
0.00010671 | 1.654e-05 | 3.3147e-05 | 2.2289e-05 | 3.7356e-05 | 2.8554e-05 | 0.00012681 | 0.00010439 | 3.1111e-05 | 6.4887e-05 | 3.3624e-05 | 0.00011566 | 6.1376e-05 | 5.0858e-05 | 4.8924e-05 | 3.2334e-05 | 9.5287e-05 | 9.0509e-05
5.1018e-05 | 1.6065e-05 | 5.4474e-05 | 1.827e-05 | 3.8978e-05 | 2.5551e-05 | 8.8303e-05 | 0.00011988 | 0.00016112 | 4.14e-05 | 1.6642e-07 | 0.00011753 | 2.1717e-05 | 3.1199e-05 | 2.5328e-05 | 3.6297e-05 | 0.00010305 | 1.3262e-07
5.7999e-05 | 1.3388e-05 | 5.1159e-05 | 8.6085e-06 | 3.818e-05 | 2.5648e-05 | 8.7262e-05 | 0.00010906 | 0.00019003 | 4.1165e-05 | 1.6642e-07 | 0.00010902 | 1.9709e-05 | 2.2137e-05 | 1.3659e-05 | 2.0532e-05 | 6.4592e-05 | 1.3262e-07
4.275e-05 | 1.3079e-05 | 4.1677e-05 | 1.2636e-05 | 3.8155e-05 | 2.6135e-05 | 3.7954e-05 | 0.00010374 | 0.00017604 | 3.848e-05 | 1.3314e-07 | 0.00010426 | 2.9082e-05 | 3.2285e-05 | 5.7303e-06 | 1.2315e-05 | 6.3672e-05 | 1.3262e-07
6.1135e-05 | 1.6345e-05 | 4.2827e-05 | 1.845e-05 | 3.8155e-05 | 2.5397e-05 | 4.0126e-06 | 0.00010274 | 4.8781e-05 | 3.435e-05 | 1.3314e-07 | 0.00010029 | 7.8829e-05 | 3.3064e-05 | 5.8916e-06 | 1.1789e-05 | 3.867e-05 | 1.3262e-07
4.3189e-05 | 1.5733e-05 | 3.8932e-05 | 9.3123e-06 | 3.818e-05 | 2.5879e-05 | 9.7211e-06 | 0.00010386 | 3.3452e-05 | 3.8601e-05 | 1.6642e-07 | 9.8691e-05 | 1.1246e-05 | 3.2898e-05 | 5.0554e-06 | 1.2066e-05 | 3.2615e-05 | 0
5.7038e-05 | 1.2222e-05 | 3.9405e-05 | 8.5381e-06 | 3.8978e-05 | 2.6135e-05 | 1.8253e-06 | 0.00010725 | 3.3137e-05 | 3.3692e-05 | 1.3314e-07 | 9.8628e-05 | 1.0554e-05 | 3.4362e-05 | 5.4969e-06 | 1.1652e-05 | 2.6941e-05 | 1.3262e-07
6.2954e-05 | 2.1906e-05 | 4.4742e-05 | 1.0985e-05 | 3.6533e-05 | 2.5721e-05 | 3.1435e-06 | 0.00010487 | 5.8331e-05 | 3.4622e-05 | 2.0303e-06 | 9.4132e-05 | 1.2854e-05 | 3.3441e-05 | 6.3882e-06 | 1.1702e-05 | 3.8622e-05 | 1.9894e-07
5.5724e-05 | 1.8412e-05 | 4.2997e-05 | 1.9733e-05 | 3.8978e-05 | 0.00010615 | 9.9677e-06 | 0.00010798 | 0.00014712 | 5.7678e-05 | 5.2689e-05 | 9.7064e-05 | 3.9374e-05 | 3.2662e-05 | 3.2943e-05 | 1.3572e-05 | 8.8679e-05 | 1.3262e-07
8.5325e-05 | 2.9381e-05 | 4.4899e-05 | 2.7411e-05 | 3.7356e-05 | 0.00058509 | 6.0882e-05 | 0.00010138 | 0.00016777 | 5.0061e-05 | 5.2423e-05 | 0.0001011 | 5.0203e-05 | 2.2278e-05 | 9.0709e-05 | 2.7772e-05 | 0.0002365 | 6.6312e-08
0.0001064 | 6.5914e-05 | 6.6156e-05 | 4.4372e-05 | 3.8978e-05 | 0.00010762 | 0.00012873 | 9.7954e-05 | 0.00013719 | 7.7875e-05 | 9.4328e-05 | 0.0001022 | 9.9758e-05 | 3.1128e-05 | 9.6579e-05 | 5.727e-05 | 0.00021604 | 0.00036123
5.4346e-05 | 9.811e-05 | 5.2394e-05 | 4.3118e-05 | 3.6558e-05 | 6.4018e-05 | 0.0001231 | 0.00010378 | 0.00010155 | 3.8798e-05 | 0.000113 | 0.00010028 | 7.9272e-05 | 0.00019473 | 8.6562e-05 | 2.1253e-05 | 0.00018784 | 5.9813e-05
4.3645e-05 | 8.1563e-05 | 5.2049e-05 | 1.7001e-05 | 3.8978e-05 | 2.956e-05 | 0.00015969 | 0.00011264 | 9.1879e-05 | 6.1975e-05 | 0.00011227 | 0.00010127 | 7.6703e-05 | 2.8485e-05 | 8.5235e-05 | 1.7183e-05 | 0.00012075 | 3.8885e-05
5.3141e-05 | 2.6858e-05 | 4.9188e-05 | 1.4502e-05 | 3.9004e-05 | 2.5959e-05 | 0.00018383 | 0.00010473 | 4.169e-05 | 4.0377e-05 | 0.00015344 | 9.9125e-05 | 9.2061e-05 | 2.0107e-05 | 4.9837e-05 | 1.8025e-05 | 0.00012304 | 5.6365e-05
4.4171e-05 | 1.987e-05 | 4.5782e-05 | 1.0648e-05 | 3.8978e-05 | 2.5824e-05 | 0.00024033 | 0.00010555 | 4.06e-05 | 8.2346e-05 | 0.00017268 | 0.00010533 | 0.00012073 | 1.9258e-05 | 5.8721e-05 | 2.0621e-05 | 0.00012512 | 4.8373e-05
4.4715e-05 | 2.9732e-05 | 4.4136e-05 | 1.0661e-05 | 3.8978e-05 | 3.7832e-05 | 0.00017319 | 0.00011646 | 4.5329e-05 | 4.9176e-05 | 0.0001796 | 0.00011511 | 0.00012851 | 1.9234e-05 | 9.7792e-05 | 2.0831e-05 | 0.00014383 | 1.3289e-05
8.7128e-05 | 2.2039e-05 | 5.5608e-05 | 2.0372e-05 | 3.7356e-05 | 2.5977e-05 | 0.00016578 | 0.00010541 | 3.5582e-05 | 8.8004e-05 | 0.00017917 | 0.00011532 | 4.7823e-05 | 0.00050692 | 0.00021069 | 1.7934e-05 | 9.3868e-05 | 3.8461e-07
4.9123e-05 | 2.5689e-05 | 3.8398e-05 | 7.7722e-06 | 3.8953e-05 | 2.6835e-05 | 0.00015987 | 0.00011872 | 2.3583e-05 | 6.6665e-05 | 0.00024731 | 0.00012061 | 3.5085e-05 | 0.00024793 | 0.00010504 | 1.1768e-05 | 6.6009e-05 | 9.6816e-07
4.4013e-05 | 4.2061e-05 | 3.6491e-05 | 2.2133e-05 | 3.818e-05 | 0.00014027 | 0.00012669 | 0.00011835 | 2.0289e-05 | 4.2928e-05 | 0.00034209 | 0.000127 | 0.00011417 | 0.00043022 | 5.6907e-05 | 2.4872e-05 | 6.9757e-05 | 8.7532e-07
4.4259e-05 | 4.5467e-05 | 3.6975e-05 | 9.4171e-06 | 3.8978e-05 | 0.00015281 | 0.00013002 | 0.00012308 | 2.0143e-05 | 0.00011494 | 0.0002949 | 0.00012412 | 0.00017759 | 0.0003901 | 0.0001628 | 2.0092e-05 | 0.00010597 | 8.7532e-07
4.3118e-05 | 5.573e-05 | 3.5212e-05 | 2.1264e-05 | 3.818e-05 | 0.00018036 | 0.0001306 | 0.00012029 | 1.9885e-05 | 0.000112 | 0.0001518 | 0.00012902 | 0.0003707 | 0.00011843 | 0.00057642 | 3.3407e-05 | 0.00010089 | 9.9468e-07
5.9577e-05 | 5.1357e-05 | 3.0417e-05 | 1.7238e-05 | 3.9802e-05 | 0.00013672 | 0.00014149 | 0.00012109 | 1.2925e-05 | 0.00014276 | 0.00019564 | 0.00012548 | 0.00034942 | 6.0393e-05 | 0.00037347 | 0.00015428 | 0.00015642 | 5.4999e-05
7.6708e-05 | 5.5316e-05 | 3.5987e-05 | 2.9849e-05 | 3.8978e-05 | 0.00017237 | 0.00012509 | 0.00011579 | 1.7529e-05 | 0.00014059 | 0.00023893 | 0.00012225 | 0.00028248 | 5.3218e-05 | 0.00016232 | 0.00010548 | 0.00019005 | 5.0424e-05
7.9822e-05 | 2.757e-05 | 3.4713e-05 | 1.3273e-05 | 3.818e-05 | 0.00031922 | 0.00018679 | 0.00011638 | 0.00012686 | 6.5027e-05 | 0.00020139 | 0.00013214 | 0.00017041 | 5.9283e-05 | 9.2751e-05 | 0.00013858 | 0.00018974 | 2.488e-05
5.689e-05 | 3.751e-05 | 3.6743e-05 | 1.7895e-05 | 3.8155e-05 | 0.00027513 | 0.00021365 | 0.00011427 | 0.00014035 | 6.7005e-05 | 0.00010566 | 0.00011831 | 9.0491e-05 | 5.9307e-05 | 2.963e-05 | 6.0072e-05 | 0.00013827 | 5.9522e-05
5.0684e-05 | 3.3449e-05 | 3.6503e-05 | 1.2975e-05 | 3.818e-05 | 0.00021147 | 9.7065e-05 | 0.00011783 | 0.00010189 | 6.0795e-05 | 0.00010566 | 0.00011421 | 5.9943e-05 | 3.507e-05 | 4.5719e-05 | 4.4213e-05 | 0.00012797 | 4.8089e-05
4.3628e-05 | 1.3898e-05 | 3.5496e-05 | 8.6524e-06 | 3.8155e-05 | 0.00022296 | 6.6301e-05 | 0.00010905 | 8.9907e-05 | 3.8117e-05 | 5.9918e-05 | 0.00010842 | 3.8815e-05 | 3.2662e-05 | 2.8362e-05 | 3.1148e-05 | 6.6729e-05 | 5.305e-07
4.4347e-05 | 1.7493e-05 | 4.3379e-05 | 1.2908e-05 | 3.818e-05 | 0.00010586 | 2.597e-05 | 0.00010371 | 6.0511e-05 | 4.0341e-05 | 1.3314e-07 | 0.00010456 | 6.246e-05 | 3.3182e-05 | 6.9401e-06 | 1.1532e-05 | 6.8611e-05 | 9.5489e-07
4.9814e-05 | 1.4985e-05 | 4.4509e-05 | 1.1315e-05 | 3.8978e-05 | 2.613e-05 | 6.7643e-06 | 0.00010444 | 2.1017e-05 | 6.196e-05 | 1.3314e-07 | 0.00010071 | 1.4225e-05 | 2.2892e-05 | 6.4731e-06 | 1.0826e-05 | 4.4718e-05 | 8.7532e-07
4.4698e-05 | 1.5161e-05 | 4.9463e-05 | 1.0977e-05 | 3.8155e-05 | 2.5824e-05 | 2.6856e-06 | 0.00010341 | 3.9267e-05 | 5.3435e-05 | 1.3314e-07 | 9.4416e-05 | 3.7491e-06 | 3.1907e-05 | 6.5156e-06 | 1.0985e-05 | 2.6579e-05 | 1.5384e-06
4.2574e-05 | 1.9127e-05 | 5.9837e-05 | 1.4695e-05 | 3.7331e-05 | 2.5709e-05 | 6.8233e-06 | 9.8184e-05 | 4.3117e-05 | 3.4539e-05 | 1.3314e-07 | 9.3704e-05 | 3.9226e-06 | 3.1931e-05 | 6.7915e-06 | 8.9776e-06 | 2.5004e-05 | 1.2201e-06
4.61e-05 | 2.632e-05 | 6.3295e-05 | 1.1139e-05 | 3.818e-05 | 2.6408e-05 | 7.1196e-06 | 0.00011645 | 4.0253e-05 | 3.7807e-05 | 2.2633e-06 | 9.6799e-05 | 2.3418e-05 | 2.209e-05 | 6.8127e-06 | 9.3302e-06 | 5.6848e-05 | 1.0743e-06
4.8263e-05 | 2.4446e-05 | 6.8639e-05 | 2.0027e-05 | 3.7331e-05 | 2.5193e-05 | 2.2021e-05 | 0.00010052 | 0.00011141 | 6.6181e-05 | 5.2656e-05 | 9.3253e-05 | 4.6653e-05 | 3.16e-05 | 4.3048e-05 | 1.3585e-05 | 6.5225e-05 | 8.6206e-07
5.2228e-05 | 4.1106e-05 | 7.8701e-05 | 3.6335e-05 | 3.818e-05 | 2.6306e-05 | 9.4683e-05 | 9.7674e-05 | 0.0002018 | 5.9297e-05 | 0.00010708 | 9.7527e-05 | 3.6482e-05 | 3.1034e-05 | 7.9885e-05 | 1.9579e-05 | 0.00020787 | 3.5663e-05
5.3473e-05 | 4.6871e-05 | 7.2109e-05 | 2.2071e-05 | 3.7356e-05 | 2.6408e-05 | 0.00010233 | 0.00010554 | 0.00011335 | 5.7603e-05 | 0.0002015 | 0.00010391 | 8.3742e-05 | 2.1358e-05 | 0.00012592 | 5.4421e-05 | 0.0002084 | 1.5046e-05
5.6627e-05 | 2.8809e-05 | 6.2969e-05 | 1.3758e-05 | 3.818e-05 | 2.5551e-05 | 0.00015608 | 0.00010173 | 7.4903e-05 | 6.9343e-05 | 0.00022623 | 0.00010572 | 0.00015818 | 6.1903e-05 | 0.00013742 | 4.9721e-05 | 0.00020989 | 0.00013156
4.677e-05 | 1.7802e-05 | 6.6374e-05 | 1.204e-05 | 3.8978e-05 | 0.00022984 | 0.0002052 | 0.00010892 | 5.1287e-05 | 0.00041647 | 0.00029951 | 0.00010176 | 8.8421e-05 | 2.2302e-05 | 6.3781e-05 | 3.9801e-05 | 0.00016563 | 6.7784e-05
4.8358e-05 | 1.7618e-05 | 4.8675e-05 | 9.8297e-06 | 3.7356e-05 | 0.00018249 | 0.00014647 | 0.00010597 | 1.3509e-05 | 0.00057378 | 0.00038909 | 9.9888e-05 | 0.0001483 | 3.0642e-05 | 2.3348e-05 | 3.773e-05 | 0.00011852 | 0.00014059
4.3239e-05 | 3.1879e-05 | 4.8884e-05 | 6.4231e-06 | 3.818e-05 | 2.608e-05 | 0.00019694 | 0.00011632 | 3.6977e-05 | 0.00031155 | 0.00039225 | 0.00011057 | 0.00016859 | 0.00014898 | 4.9701e-05 | 2.8811e-05 | 8.864e-05 | 0.00051241
4.3118e-05 | 4.1132e-05 | 3.5845e-05 | 6.2858e-06 | 3.818e-05 | 4.4297e-05 | 0.00017472 | 0.00011807 | 1.6342e-05 | 7.5208e-05 | 0.00037473 | 0.00011815 | 0.00010905 | 0.00017944 | 0.0001087 | 3.1047e-05 | 0.00012621 | 0.00028504
4.2591e-05 | 3.1724e-05 | 3.4345e-05 | 1.5427e-05 | 3.818e-05 | 6.3482e-05 | 0.00010176 | 0.00012359 | 1.5477e-05 | 7.2769e-05 | 0.000369 | 0.00012199 | 5.7276e-05 | 0.00046874 | 0.00010792 | 2.2221e-05 | 9.0395e-05 | 4.9429e-05
4.6009e-05 | 3.2002e-05 | 2.7037e-05 | 6.5084e-06 | 3.8155e-05 | 2.6131e-05 | 0.00012473 | 0.00012958 | 8.7697e-06 | 4.9191e-05 | 0.0002862 | 0.00013368 | 3.5633e-05 | 0.00028434 | 5.7801e-05 | 2.0225e-05 | 8.6574e-05 | 9.6086e-05
4.2591e-05 | 3.716e-05 | 4.8454e-05 | 8.3371e-06 | 3.818e-05 | 9.0911e-05 | 0.00015238 | 0.00012735 | 9.0081e-06 | 4.1422e-05 | 0.0002648 | 0.00012526 | 7.9882e-05 | 0.00035473 | 7.0534e-05 | 2.5118e-05 | 7.6922e-05 | 0.00041277
4.3645e-05 | 3.3353e-05 | 3.5241e-05 | 3.0777e-05 | 3.8978e-05 | 2.5551e-05 | 0.0001418 | 0.00013158 | 8.9868e-06 | 5.1914e-05 | 0.00024588 | 0.00013143 | 0.00017036 | 0.00024608 | 0.00015937 | 2.8744e-05 | 8.6201e-05 | 0.00014195
4.8526e-05 | 3.6113e-05 | 3.483e-05 | 3.9435e-05 | 3.8978e-05 | 2.5977e-05 | 8.6827e-05 | 0.0001293 | 9.2018e-06 | 7.96e-05 | 0.00018511 | 0.00012458 | 0.00029518 | 9.466e-05 | 0.00033663 | 3.5729e-05 | 0.00012134 | 7.2492e-05
4.3381e-05 | 7.3111e-05 | 5.0388e-05 | 4.2832e-05 | 3.8978e-05 | 2.5801e-05 | 9.5182e-05 | 0.00013036 | 9.3859e-06 | 8.9857e-05 | 0.00024195 | 0.00012764 | 0.00025008 | 0.00010866 | 0.00038757 | 3.3835e-05 | 8.6872e-05 | 4.5144e-05
8.2658e-05 | 3.1778e-05 | 5.1566e-05 | 3.9933e-05 | 3.8978e-05 | 2.6404e-05 | 0.00010613 | 0.00012674 | 9.0209e-06 | 4.0708e-05 | 0.00024309 | 0.00012936 | 0.00012966 | 0.00021447 | 0.00029593 | 3.3781e-05 | 0.0001432 | 9.2449e-05
8.5136e-05 | 2.8201e-05 | 2.3174e-05 | 3.0716e-05 | 3.818e-05 | 2.5721e-05 | 9.7239e-05 | 0.00011803 | 8.9973e-06 | 4.2792e-05 | 0.00017571 | 0.00012246 | 7.3859e-05 | 0.00021456 | 0.00013378 | 2.643e-05 | 0.0001654 | 0.00036604
0.00017664 | 2.1555e-05 | 2.241e-05 | 2.0909e-05 | 3.8978e-05 | 2.8559e-05 | 7.3049e-05 | 0.00012115 | 9.0712e-06 | 4.9622e-05 | 8.1506e-05 | 0.00012401 | 2.8101e-05 | 0.00020266 | 3.8869e-05 | 1.5677e-05 | 0.00012896 | 0.00037043
7.8015e-05 | 1.8279e-05 | 3.1112e-05 | 1.0606e-05 | 3.7356e-05 | 2.5721e-05 | 0.00010026 | 0.00011677 | 9.0839e-06 | 3.4872e-05 | 8.1613e-05 | 0.00011641 | 3.5397e-05 | 0.00019263 | 1.6117e-05 | 2.0246e-05 | 7.8276e-05 | 5.8514e-05
4.3189e-05 | 1.3079e-05 | 4.4268e-05 | 1.6657e-05 | 3.8978e-05 | 2.5397e-05 | 8.3024e-05 | 0.0001051 | 9.2783e-06 | 5.4887e-05 | 8.118e-05 | 0.00011136 | 9.1312e-05 | 5.0009e-05 | 4.2073e-05 | 1.5217e-05 | 8.9858e-05 | 1.0345e-06
7.4148e-05 | 1.465e-05 | 2.7029e-05 | 2.0335e-05 | 3.7356e-05 | 2.6562e-05 | 3.4867e-05 | 0.00012017 | 9.0405e-06 | 3.1279e-05 | 8.128e-05 | 0.0001128 | 6.4698e-05 | 2.157e-05 | 1.0047e-05 | 1.053e-05 | 4.7822e-05 | 1.0212e-06
4.4171e-05 | 1.6652e-05 | 2.6384e-05 | 5.4004e-06 | 3.8978e-05 | 2.6482e-05 | 1.8795e-05 | 0.00010519 | 8.9911e-06 | 4.7217e-05 | 8.1214e-05 | 0.00011297 | 1.1153e-05 | 3.1058e-05 | 6.0784e-06 | 1.0402e-05 | 4.7159e-05 | 1.0743e-06
4.3628e-05 | 1.6168e-05 | 2.6264e-05 | 1.2845e-05 | 3.8978e-05 | 2.5124e-05 | 1.5035e-05 | 0.00011363 | 8.9915e-06 | 6.5273e-05 | 8.1214e-05 | 0.00010716 | 5.3282e-06 | 2.1783e-05 | 1.1657e-05 | 1.1771e-05 | 2.9511e-05 | 1.0212e-06
4.382e-05 | 1.6638e-05 | 2.6108e-05 | 8.6516e-06 | 3.7356e-05 | 2.6835e-05 | 7.5334e-06 | 0.00010694 | 8.9108e-06 | 3.938e-05 | 8.1347e-05 | 0.00010074 | 6.6097e-06 | 3.1766e-05 | 6.0274e-06 | 9.4584e-06 | 2.0267e-05 | 7.9574e-07
7.3631e-05 | 1.7852e-05 | 3.0472e-05 | 5.8472e-06 | 3.7331e-05 | 2.6306e-05 | 6.5276e-06 | 0.00010656 | 1.8088e-05 | 0.00014288 | 8.3577e-05 | 9.7269e-05 | 1.3081e-05 | 2.2656e-05 | 5.9426e-06 | 9.6654e-06 | 4.8108e-05 | 9.5489e-07
4.4171e-05 | 1.7342e-05 | 3.5717e-05 | 1.0657e-05 | 3.8978e-05 | 2.5573e-05 | 1.2772e-05 | 0.00010563 | 1.8566e-05 | 0.00036376 | 0.000134 | 9.8667e-05 | 1.8149e-05 | 3.2356e-05 | 1.9394e-05 | 1.2649e-05 | 6.0533e-05 | 9.2837e-07
0.00015219 | 2.411e-05 | 3.9095e-05 | 1.2638e-05 | 3.7356e-05 | 2.6238e-05 | 1.7208e-05 | 0.00010654 | 3.6195e-05 | 0.00020632 | 0.00013337 | 9.8991e-05 | 3.6757e-05 | 3.1813e-05 | 3.4675e-05 | 1.6488e-05 | 9.8216e-05 | 1.0875e-06
5.7094e-05 | 2.1177e-05 | 4.7996e-05 | 1.1229e-05 | 3.8155e-05 | 2.6306e-05 | 7.4579e-05 | 0.00010394 | 3.617e-05 | 0.00020667 | 0.00017511 | 0.00010183 | 0.00013178 | 2.1618e-05 | 8.1608e-05 | 2.3237e-05 | 0.00016147 | 0.00068892
5.2781e-05 | 2.3222e-05 | 4.0823e-05 | 1.8436e-05 | 3.818e-05 | 2.5397e-05 | 0.00013887 | 0.00010173 | 6.7828e-05 | 0.0001711 | 0.00019345 | 0.00010308 | 0.00014217 | 6.2139e-05 | 0.00015748 | 1.839e-05 | 0.00016759 | 8.8697e-05
0.00025601 | 3.2424e-05 | 5.578e-05 | 1.7011e-05 | 3.8155e-05 | 2.6562e-05 | 0.000199 | 0.00010557 | 5.1841e-05 | 5.3971e-05 | 0.00018543 | 0.00011193 | 0.00011181 | 2.2774e-05 | 7.2096e-05 | 1.5149e-05 | 0.00019478 | 0.00016849
0.00022377 | 1.7755e-05 | 5.1562e-05 | 7.5526e-06 | 3.7382e-05 | 2.5551e-05 | 0.00022081 | 0.00011228 | 1.2743e-05 | 9.1847e-05 | 0.00031068 | 0.00011214 | 6.2936e-05 | 1.8998e-05 | 0.00012145 | 1.9513e-05 | 0.00012852 | 0.00024159
0.00010235 | 2.177e-05 | 4.2798e-05 | 2.854e-05 | 3.8155e-05 | 2.5875e-05 | 0.00025846 | 0.00012234 | 1.0224e-05 | 6.7028e-05 | 0.00028462 | 0.00010978 | 0.00012725 | 1.1267e-05 | 0.00012302 | 1.9001e-05 | 0.00014801 | 0.00028636
7.0073e-05 | 5.9189e-05 | 4.9744e-05 | 2.9101e-05 | 3.818e-05 | 2.5448e-05 | 0.00018913 | 0.00011723 | 9.4571e-06 | 6.7936e-05 | 0.00026806 | 0.00012289 | 0.00017522 | 0.00019357 | 0.00010068 | 2.1975e-05 | 0.00013528 | 0.00033389
4.2942e-05 | 6.1367e-05 | 2.5984e-05 | 5.3609e-05 | 3.818e-05 | 2.6046e-05 | 0.00024255 | 0.00012679 | 8.9963e-06 | 3.5257e-05 | 0.00026195 | 0.00013605 | 0.0001299 | 0.00061269 | 4.6828e-05 | 1.8341e-05 | 0.00011346 | 0.00012891
4.3118e-05 | 5.0141e-05 | 2.62e-05 | 6.2285e-05 | 3.9004e-05 | 2.5375e-05 | 0.00019958 | 0.00014228 | 8.7387e-06 | 0.00018991 | 0.00020666 | 0.00012917 | 0.00013747 | 0.00030317 | 7.036e-05 | 3.4058e-05 | 9.8146e-05 | 0.00011683
4.3366e-05 | 6.6765e-05 | 2.991e-05 | 7.9333e-05 | 3.8978e-05 | 2.5704e-05 | 0.00015889 | 0.00013164 | 9.0238e-06 | 0.00027579 | 0.00022993 | 0.00013346 | 0.00013006 | 0.00041171 | 3.3123e-05 | 3.0673e-05 | 9.3501e-05 | 0.00019912
0.00010712 | 6.738e-05 | 3.8095e-05 | 9.8651e-05 | 3.8978e-05 | 2.5551e-05 | 0.00017375 | 0.00013538 | 1.7387e-05 | 0.00012357 | 0.00018912 | 0.00013093 | 0.00013217 | 0.00022279 | 0.00025729 | 4.555e-05 | 0.00014878 | 0.000145
4.7358e-05 | 5.3259e-05 | 3.5857e-05 | 0.00010501 | 3.7356e-05 | 2.5801e-05 | 0.00015563 | 0.00014265 | 2.4995e-05 | 0.00018694 | 0.00012964 | 0.00012698 | 0.00022882 | 0.00024463 | 0.00031056 | 3.5338e-05 | 0.00011234 | 0.00013818
9.5046e-05 | 3.8837e-05 | 2.7001e-05 | 9.0736e-05 | 3.8978e-05 | 2.5977e-05 | 0.00015322 | 0.00013746 | 9.4941e-06 | 0.00027049 | 0.00021893 | 0.00012978 | 0.00033729 | 0.00021784 | 0.00035139 | 3.6191e-05 | 0.00012716 | 9.9324e-05
6.9215e-05 | 2.998e-05 | 2.7886e-05 | 7.5501e-05 | 3.818e-05 | 2.5551e-05 | 0.00015576 | 0.00013638 | 9.0697e-06 | 0.00011789 | 0.00035406 | 0.00012583 | 0.00021352 | 0.00020709 | 0.00023121 | 2.8487e-05 | 0.00015437 | 0.00018
0.00011835 | 2.6689e-05 | 2.6912e-05 | 5.2361e-05 | 3.8155e-05 | 5.2952e-05 | 0.00015398 | 0.00012826 | 8.7121e-06 | 4.8298e-05 | 0.00023357 | 0.00012938 | 0.00022183 | 0.00021227 | 0.00010327 | 2.5607e-05 | 0.00016103 | 0.00014206
0.00014468 | 2.6668e-05 | 2.6409e-05 | 4.048e-05 | 3.818e-05 | 2.6562e-05 | 0.00015684 | 0.00012722 | 9.0425e-06 | 8.0931e-05 | 0.00013154 | 0.00013858 | 0.0001175 | 0.00021669 | 5.8097e-05 | 2.7804e-05 | 0.00011968 | 4.0411e-05
6.5043e-05 | 1.7436e-05 | 2.7238e-05 | 2.6039e-05 | 3.9777e-05 | 0.00016045 | 8.5656e-05 | 0.00011975 | 8.8128e-06 | 6.1218e-05 | 0.00013214 | 0.00013084 | 1.6091e-05 | 5.0226e-05 | 8.1904e-05 | 3.2557e-05 | 0.00012166 | 7.1617e-07
4.3628e-05 | 1.3548e-05 | 2.6455e-05 | 2.2583e-05 | 3.6533e-05 | 0.00017145 | 3.045e-05 | 0.0001163 | 9.0135e-06 | 4.2867e-05 | 0.00013187 | 0.0001168 | 3.1739e-05 | 2.1547e-05 | 3.9258e-05 | 1.8947e-05 | 8.9695e-05 | 6.1007e-07
4.4171e-05 | 2.7535e-05 | 2.6696e-05 | 2.6462e-05 | 3.8978e-05 | 0.00016072 | 2.2085e-05 | 0.00011408 | 8.8826e-06 | 3.9713e-05 | 0.00013227 | 0.00011078 | 2.6836e-05 | 3.1128e-05 | 3.3244e-05 | 1.0709e-05 | 4.7315e-05 | 7.9574e-07
6.4234e-05 | 2.9912e-05 | 2.5903e-05 | 1.2296e-05 | 3.8978e-05 | 0.00013474 | 2.1664e-05 | 0.0001203 | 1.9516e-05 | 3.702e-05 | 0.00013234 | 0.00010587 | 1.6379e-05 | 2.1995e-05 | 3.3546e-05 | 1.0222e-05 | 3.783e-05 | 8.7532e-07
4.4171e-05 | 4.4244e-05 | 2.6378e-05 | 1.1431e-05 | 3.7356e-05 | 0.00017078 | 2.5596e-05 | 0.00010686 | 2.29e-05 | 4.3094e-05 | 0.00013237 | 0.00010305 | 2.1487e-05 | 2.1783e-05 | 3.0579e-05 | 1.1502e-05 | 3.0339e-05 | 5.8965e-05
4.3628e-05 | 1.7534e-05 | 3.5707e-05 | 8.7116e-06 | 3.8978e-05 | 0.0001738 | 1.8966e-05 | 0.00010709 | 4.359e-05 | 3.2557e-05 | 0.00013221 | 9.8076e-05 | 2.5163e-05 | 3.1246e-05 | 2.908e-05 | 1.1028e-05 | 4.1407e-05 | 1.0212e-06
4.6262e-05 | 1.6134e-05 | 3.761e-05 | 6.1685e-06 | 3.7331e-05 | 0.00015812 | 1.767e-05 | 0.00011316 | 4.2289e-05 | 3.7103e-05 | 0.00013217 | 0.00010035 | 8.8676e-06 | 2.1924e-05 | 6.0784e-06 | 1.0502e-05 | 4.2655e-05 | 3.7135e-07
6.8964e-05 | 1.7214e-05 | 4.2786e-05 | 9.4944e-06 | 3.818e-05 | 0.00019634 | 2.5517e-06 | 0.00010807 | 7.313e-05 | 5.3775e-05 | 0.00013191 | 9.644e-05 | 2.0887e-05 | 3.1718e-05 | 2.2302e-05 | 2.3378e-05 | 4.7293e-05 | 1.0477e-06
4.6454e-05 | 2.4143e-05 | 4.1784e-05 | 1.0288e-05 | 3.8978e-05 | 0.00016898 | 2.643e-05 | 0.00010067 | 8.1567e-05 | 4.6483e-05 | 0.00013134 | 9.8537e-05 | 8.7511e-05 | 3.1907e-05 | 6.3789e-05 | 2.4791e-05 | 9.7439e-05 | 7.0291e-07
4.3628e-05 | 2.896e-05 | 4.4394e-05 | 6.1671e-06 | 3.7331e-05 | 0.00018117 | 6.1863e-05 | 0.00010869 | 7.2385e-05 | 9.5742e-05 | 0.00017524 | 9.7945e-05 | 0.00012552 | 2.1311e-05 | 0.00011565 | 1.5211e-05 | 0.00020773 | 4.9296e-05
0.00021427 | 2.2678e-05 | 3.3097e-05 | 7.3789e-06 | 3.7356e-05 | 7.7735e-05 | 0.00012307 | 0.00010582 | 3.2215e-05 | 6.9982e-05 | 0.00022482 | 0.00010577 | 0.00015119 | 5.6782e-05 | 0.00028594 | 6.0609e-05 | 0.00018715 | 0.00015891
0.0001493 | 2.0661e-05 | 3.197e-05 | 1.2971e-05 | 3.818e-05 | 0.00019294 | 0.00023782 | 0.00010817 | 8.9426e-06 | 9.7903e-05 | 0.00027688 | 0.00011493 | 0.00014865 | 2.8174e-05 | 0.0001563 | 0.00015366 | 0.00022235 | 5.8012e-05
0.00016105 | 1.8114e-05 | 2.7073e-05 | 7.4431e-06 | 3.818e-05 | 8.0567e-05 | 0.00023809 | 0.00011752 | 8.9427e-06 | 9.8549e-05 | 0.0003186 | 0.00010826 | 0.00013245 | 0.00018467 | 0.00013965 | 5.873e-05 | 0.00015058 | 0.00010639
5.013e-05 | 2.0229e-05 | 2.6768e-05 | 5.7597e-06 | 3.7331e-05 | 0.00015834 | 0.00030489 | 0.00011891 | 8.9668e-06 | 5.9637e-05 | 0.00029316 | 0.00011252 | 0.00020602 | 0.00018436 | 0.00013859 | 8.3315e-05 | 0.00010264 | 0.00022501
5.8676e-05 | 2.3556e-05 | 2.2074e-05 | 6.4858e-06 | 3.818e-05 | 5.1208e-05 | 0.00026705 | 0.00012246 | 8.9526e-06 | 9.0281e-05 | 0.00029583 | 0.00012732 | 0.00017744 | 0.00021483 | 0.00015096 | 8.5339e-05 | 0.00013055 | 0.00010659
4.7016e-05 | 3.8946e-05 | 3.095e-05 | 6.2198e-05 | 3.7356e-05 | 0.00010179 | 0.00021387 | 0.00012326 | 9.1937e-06 | 0.00022641 | 0.00030416 | 0.00012709 | 0.00020054 | 0.00027244 | 0.00010981 | 3.0959e-05 | 0.00015794 | 6.419e-05
4.3725e-05 | 5.6209e-05 | 2.7865e-05 | 0.00011918 | 3.7356e-05 | 0.00010349 | 0.00022124 | 0.00013952 | 9.042e-06 | 6.0379e-05 | 0.00022455 | 0.00013171 | 0.00011104 | 0.00027857 | 9.3865e-05 | 3.0389e-05 | 0.00011842 | 0.00011127
4.4907e-05 | 7.6621e-05 | 2.2994e-05 | 0.00014073 | 3.8978e-05 | 2.5588e-05 | 0.00026103 | 0.00014016 | 9.1385e-06 | 7.9108e-05 | 0.00022766 | 0.00013706 | 0.00016939 | 0.00031025 | 9.3089e-05 | 4.4388e-05 | 0.00010649 | 0.00012351
4.3978e-05 | 6.9747e-05 | 7.9905e-05 | 0.00016267 | 3.6558e-05 | 0.00033337 | 0.00025956 | 0.00013892 | 9.1981e-06 | 3.9267e-05 | 0.00012861 | 0.00013643 | 0.00025504 | 0.00025455 | 0.00013091 | 4.443e-05 | 0.00011366 | 3.9389e-05
6.4362e-05 | 7.7927e-05 | 8.0217e-05 | 0.00016083 | 3.8155e-05 | 6.073e-05 | 0.00022866 | 0.0001459 | 8.7916e-06 | 8.9963e-05 | 5.0359e-05 | 0.0001349 | 0.00031943 | 8.9067e-05 | 0.00030593 | 4.475e-05 | 0.00010146 | 5.8355e-07
0.0003236 | 7.0106e-05 | 7.4925e-05 | 0.00016136 | 3.818e-05 | 2.5448e-05 | 0.00019776 | 0.00013638 | 8.8785e-06 | 0.00013538 | 0.00014123 | 0.00013527 | 0.00034298 | 3.6037e-05 | 0.00044362 | 3.2877e-05 | 0.00014023 | 0.00013567
0.00014291 | 7.1563e-05 | 7.3562e-05 | 0.00011553 | 3.8978e-05 | 2.6209e-05 | 0.0002759 | 0.00013647 | 8.9255e-06 | 5.4692e-05 | 0.00018516 | 0.00013678 | 0.00024253 | 5.2586e-05 | 0.00032393 | 3.5598e-05 | 0.00015546 | 0.00012025
6.7301e-05 | 6.2867e-05 | 3.5703e-05 | 8.6698e-05 | 3.7356e-05 | 6.7003e-05 | 0.00025698 | 0.00013718 | 8.8149e-06 | 6.171e-05 | 0.00014738 | 0.00013679 | 0.00018255 | 5.2274e-05 | 0.00010988 | 0.00010222 | 0.00016874 | 5.0265e-05
0.0001841 | 5.2702e-05 | 2.9506e-05 | 7.5863e-05 | 3.8978e-05 | 9.2863e-05 | 0.00025028 | 0.00012713 | 9.0508e-06 | 5.087e-05 | 5.2689e-05 | 0.00014315 | 9.5889e-05 | 4.6421e-05 | 8.0652e-05 | 6.2004e-05 | 0.00017616 | 9.728e-05
6.6077e-05 | 2.4711e-05 | 2.9494e-05 | 6.8186e-05 | 3.7356e-05 | 2.9565e-05 | 0.00016224 | 0.00012967 | 8.8782e-06 | 3.9932e-05 | 5.2689e-05 | 0.00014098 | 1.1871e-05 | 5.3454e-05 | 6.2544e-05 | 3.3243e-05 | 0.00012713 | 3.3183e-05
6.5804e-05 | 2.006e-05 | 2.6921e-05 | 4.391e-05 | 3.8978e-05 | 2.5703e-05 | 0.00011569 | 0.00012145 | 9.0062e-06 | 3.7565e-05 | 5.2789e-05 | 0.00012336 | 7.6132e-06 | 4.0214e-05 | 3.4466e-05 | 1.6676e-05 | 8.2384e-05 | 9.5786e-05
4.4171e-05 | 1.3321e-05 | 4.842e-05 | 4.2695e-05 | 3.7356e-05 | 2.6148e-05 | 7.7339e-05 | 0.00011962 | 8.9914e-06 | 3.4728e-05 | 5.2855e-05 | 0.00011843 | 1.2708e-05 | 3.2167e-05 | 2.6882e-05 | 1.0659e-05 | 3.6461e-05 | 4.0119e-05
4.2223e-05 | 1.3124e-05 | 3.1683e-05 | 1.6516e-05 | 3.8978e-05 | 2.5811e-05 | 1.8054e-05 | 0.00011713 | 9.0609e-06 | 4.5742e-05 | 5.2789e-05 | 0.00010884 | 1.0074e-05 | 4.2551e-05 | 2.2489e-05 | 1.056e-05 | 2.8467e-05 | 0
6.7652e-05 | 1.3159e-05 | 2.6519e-05 | 1.9023e-05 | 3.8155e-05 | 2.5295e-05 | 2.6218e-06 | 0.00011333 | 9.2088e-06 | 8.7474e-05 | 5.2855e-05 | 0.00010747 | 1.9159e-05 | 2.7636e-05 | 2.2803e-05 | 9.614e-06 | 2.6554e-05 | 1.9894e-07
4.4155e-05 | 1.342e-05 | 2.6879e-05 | 1.1733e-05 | 3.818e-05 | 2.5879e-05 | 2.9687e-06 | 0.00010764 | 8.9021e-06 | 3.6195e-05 | 5.2722e-05 | 0.0001059 | 9.0895e-06 | 2.6574e-05 | 2.2156e-05 | 1.1997e-05 | 3.4728e-05 | 1.3262e-07
4.3364e-05 | 1.3173e-05 | 2.6711e-05 | 9.9534e-06 | 3.8155e-05 | 2.5227e-05 | 1.3032e-05 | 0.00011718 | 9.6538e-06 | 4.2105e-05 | 5.2689e-05 | 0.00010643 | 3.448e-05 | 3.8492e-05 | 2.1847e-05 | 9.7565e-06 | 4.5816e-05 | 1.9894e-07
0.00011576 | 1.532e-05 | 2.6377e-05 | 1.2899e-05 | 3.6533e-05 | 2.5777e-05 | 2.273e-05 | 0.00010872 | 8.939e-06 | 6.3185e-05 | 5.2489e-05 | 0.00010551 | 1.1022e-05 | 2.5842e-05 | 4.7765e-05 | 1.1462e-05 | 0.00011273 | 1.3262e-07
7.2771e-05 | 2.4569e-05 | 2.9908e-05 | 5.4819e-06 | 3.8978e-05 | 2.6148e-05 | 6.8959e-05 | 0.00010555 | 8.7847e-06 | 4.23e-05 | 5.2423e-05 | 0.00010759 | 5.045e-05 | 3.5896e-05 | 0.00013185 | 6.12e-05 | 0.00026709 | 0
0.00010487 | 1.7854e-05 | 3.1261e-05 | 7.4517e-06 | 3.8978e-05 | 2.6238e-05 | 0.00011904 | 0.00010857 | 1.4362e-05 | 9.4955e-05 | 9.7243e-05 | 0.00011016 | 0.0001204 | 2.3883e-05 | 8.0014e-05 | 4.6233e-05 | 0.00020192 | 6.6312e-08
8.6176e-05 | 1.486e-05 | 5.5784e-05 | 6.4041e-06 | 3.8978e-05 | 2.6148e-05 | 0.00012692 | 0.00011054 | 8.8268e-06 | 7.5976e-05 | 0.00021508 | 0.00011146 | 9.6791e-05 | 0.00019325 | 0.0001007 | 3.4501e-05 | 0.00016245 | 2.6525e-07
6.3995e-05 | 1.998e-05 | 5.2769e-05 | 6.4652e-06 | 3.7356e-05 | 9.0051e-05 | 0.00017259 | 0.00011563 | 1.8116e-05 | 6.3333e-05 | 0.00022124 | 0.00011159 | 5.9692e-05 | 2.3529e-05 | 3.0769e-05 | 3.2862e-05 | 0.00015473 | 1.1059e-05
4.3118e-05 | 1.9771e-05 | 4.468e-05 | 1.5508e-05 | 3.818e-05 | 0.00019775 | 0.00022149 | 0.00011874 | 7.1485e-05 | 6.2663e-05 | 0.00028903 | 0.00010941 | 6.2299e-05 | 1.1422e-05 | 8.2177e-05 | 2.7306e-05 | 0.00011674 | 0.00015955
6.2441e-05 | 3.338e-05 | 4.9138e-05 | 2.8782e-05 | 3.7356e-05 | 8.2597e-05 | 0.00016895 | 0.00013671 | 2.3854e-05 | 9.6499e-05 | 0.00028334 | 0.00012524 | 0.00012819 | 1.8943e-05 | 8.2937e-05 | 3.3027e-05 | 0.00012023 | 0.00010216
4.2152e-05 | 4.4072e-05 | 3.8075e-05 | 6.0504e-05 | 3.8155e-05 | 2.6148e-05 | 0.0001484 | 0.00014081 | 9.1675e-06 | 0.00011087 | 0.00026721 | 0.00013481 | 9.1029e-05 | 1.1706e-05 | 8.3466e-05 | 2.3487e-05 | 7.9166e-05 | 8.2665e-05
4.1537e-05 | 5.4151e-05 | 5.0715e-05 | 7.9975e-05 | 3.8978e-05 | 0.00019689 | 0.00012273 | 0.00013124 | 9.1989e-06 | 3.6067e-05 | 0.00026191 | 0.00012787 | 6.6901e-05 | 0.00040508 | 3.0008e-05 | 2.5242e-05 | 8.9609e-05 | 0.00010081
4.3645e-05 | 8.7727e-05 | 0.00012647 | 9.0491e-05 | 3.7382e-05 | 0.00069698 | 0.00012516 | 0.00014296 | 3.0471e-05 | 6.0265e-05 | 0.00018113 | 0.00013104 | 7.5474e-05 | 0.00027533 | 6.3196e-05 | 5.6511e-05 | 6.5611e-05 | 3.3156e-09
4.2959e-05 | 0.00014364 | 0.0001339 | 0.00010753 | 4.392e-05 | 0.00076948 | 0.000117 | 0.00014972 | 3.4067e-05 | 4.3321e-05 | 0.00018147 | 0.00013385 | 0.00017166 | 0.00030982 | 0.00012484 | 0.00011117 | 5.6512e-05 | 2.6525e-07
6.0593e-05 | 0.00023939 | 0.00018875 | 0.00018222 | 0.00062791 | 0.000533 | 0.000151 | 0.00015635 | 7.186e-05 | 0.00024057 | 8.0548e-05 | 0.00014144 | 0.00015287 | 0.00024294 | 0.00018557 | 0.00018107 | 6.1091e-05 | 4.5013e-05
8.6162e-05 | 0.00024695 | 0.0002891 | 0.00027839 | 0.00012217 | 0.00054552 | 0.00015518 | 0.00015461 | 7.6874e-05 | 0.00060458 | 8.9701e-05 | 0.00013488 | 0.00030108 | 0.00011453 | 0.00046886 | 0.00017277 | 8.3789e-05 | 4.2751e-05
0.00069594 | 0.00035046 | 0.00037695 | 0.00028357 | 3.7356e-05 | 0.00027109 | 0.00019026 | 0.00015292 | 7.9515e-05 | 0.00012229 | 8.8137e-05 | 0.00014445 | 0.0004394 | 0.00016668 | 0.00042809 | 0.00018267 | 0.00012208 | 7.8311e-05
0.00045978 | 0.00020022 | 0.00031571 | 0.00020746 | 3.8978e-05 | 3.9254e-05 | 0.00015205 | 0.00014664 | 6.8388e-05 | 9.5737e-05 | 0.00013282 | 0.00014338 | 0.00023679 | 5.0547e-05 | 0.00012709 | 0.00022903 | 0.000187 | 4.9426e-05
0.00041541 | 7.6336e-05 | 0.00017886 | 0.00015949 | 3.8155e-05 | 2.5619e-05 | 0.00014959 | 0.00014559 | 4.5347e-05 | 6.4051e-05 | 9.5053e-05 | 0.00013846 | 0.00013707 | 8.1104e-05 | 6.3522e-05 | 0.00021033 | 0.00017887 | 3.3819e-05
0.00044198 | 5.889e-05 | 0.00010204 | 0.0001353 | 3.818e-05 | 9.5809e-05 | 0.00015257 | 0.00013249 | 1.8999e-05 | 9.0909e-05 | 2.9956e-07 | 0.0001416 | 4.9982e-05 | 0.00019083 | 4.4463e-05 | 8.8723e-05 | 0.00013571 | 3.1949e-05
0.0003482 | 2.496e-05 | 9.4663e-05 | 9.1323e-05 | 3.8155e-05 | 0.00012616 | 0.00010195 | 0.00012665 | 8.9282e-06 | 4.5114e-05 | 2.9956e-07 | 0.00013245 | 3.5254e-05 | 3.8539e-05 | 3.3389e-05 | 3.4893e-05 | 0.00010864 | 6.6365e-05
0.0001138 | 3.1262e-05 | 8.8794e-05 | 4.783e-05 | 3.818e-05 | 2.5227e-05 | 4.6872e-05 | 0.00012514 | 9.0896e-06 | 6.3752e-05 | 2.3299e-07 | 0.00012574 | 1.9579e-05 | 3.4055e-05 | 1.7925e-05 | 2.0251e-05 | 8.4052e-05 | 2.2957e-05
6.5475e-05 | 1.277e-05 | 4.1408e-05 | 4.4495e-05 | 3.8155e-05 | 9.3353e-05 | 1.4092e-05 | 0.00012622 | 9.1143e-06 | 5.5296e-05 | 2.9956e-07 | 0.00012704 | 6.0576e-06 | 3.1364e-05 | 6.3882e-06 | 1.2976e-05 | 4.0326e-05 | 8.7532e-07
4.3101e-05 | 1.2979e-05 | 2.7259e-05 | 2.3473e-05 | 3.818e-05 | 2.5811e-05 | 5.8545e-06 | 0.00011906 | 8.956e-06 | 5.6264e-05 | 2.3299e-07 | 0.00012162 | 5.0395e-06 | 2.9854e-05 | 7.1735e-06 | 1.1615e-05 | 2.5351e-05 | 9.5489e-07
4.3293e-05 | 1.3208e-05 | 3.5176e-05 | 2.4243e-05 | 3.7331e-05 | 2.5227e-05 | 5.4443e-06 | 0.00012053 | 8.8885e-06 | 4.3972e-05 | 2.9956e-07 | 0.00011521 | 3.557e-06 | 2.8745e-05 | 6.6217e-06 | 1.1887e-05 | 2.674e-05 | 4.7745e-07
4.2574e-05 | 1.2979e-05 | 2.7387e-05 | 1.4768e-05 | 3.8978e-05 | 2.5982e-05 | 2.0346e-06 | 0.00011652 | 8.9216e-06 | 3.7065e-05 | 2.3299e-07 | 0.00011228 | 5.3394e-06 | 4.0875e-05 | 6.1718e-06 | 1.2212e-05 | 2.2818e-05 | 1.1273e-06
7.5128e-05 | 1.4827e-05 | 2.617e-05 | 7.7624e-06 | 3.7356e-05 | 2.5227e-05 | 1.7809e-05 | 0.00012105 | 8.9182e-06 | 4.736e-05 | 1.9638e-06 | 0.00010563 | 1.4295e-05 | 2.8249e-05 | 9.5166e-06 | 1.2555e-05 | 4.1608e-05 | 1.3262e-07
4.4594e-05 | 1.3243e-05 | 2.5968e-05 | 9.9625e-06 | 3.8155e-05 | 2.53e-05 | 3.0086e-05 | 0.00011412 | 9.0175e-06 | 3.7285e-05 | 5.2922e-05 | 0.00011108 | 1.9514e-05 | 2.7872e-05 | 4.6288e-05 | 1.4737e-05 | 0.00011696 | 7.0291e-07
0.00018334 | 1.4819e-05 | 5.6133e-05 | 9.4788e-06 | 3.8978e-05 | 2.5982e-05 | 6.6418e-05 | 0.00010731 | 8.8818e-06 | 6.2255e-05 | 5.2489e-05 | 0.00011212 | 4.5664e-05 | 3.894e-05 | 5.0461e-05 | 3.0613e-05 | 0.00019006 | 7.9574e-08
0.00041806 | 1.6515e-05 | 6.7362e-05 | 5.5048e-06 | 3.6533e-05 | 2.5551e-05 | 8.9596e-05 | 0.00011713 | 8.9601e-06 | 7.3957e-05 | 9.6391e-05 | 0.000114 | 9.558e-05 | 2.5134e-05 | 6.5295e-05 | 4.016e-05 | 0.00020548 | 1.923e-05
8.5918e-05 | 1.4845e-05 | 9.521e-05 | 2.7679e-05 | 3.8978e-05 | 2.5397e-05 | 0.00011124 | 0.00011346 | 9.2126e-06 | 7.4002e-05 | 0.00012495 | 0.00011271 | 9.2862e-05 | 0.00019372 | 0.00010377 | 3.4814e-05 | 0.00016514 | 0.00023562
4.3645e-05 | 1.3095e-05 | 4.3649e-05 | 3.442e-05 | 3.8978e-05 | 2.5551e-05 | 0.00014309 | 0.00011945 | 8.9714e-06 | 5.9232e-05 | 0.00022227 | 0.00011452 | 0.00014499 | 5.3454e-05 | 7.3297e-05 | 1.8819e-05 | 0.0001616 | 0.00014527
4.3118e-05 | 0.00010697 | 3.3336e-05 | 6.9298e-05 | 3.7356e-05 | 2.5977e-05 | 0.0001296 | 0.00012969 | 9.0044e-06 | 4.4743e-05 | 0.00022769 | 0.00010975 | 0.00011137 | 1.1588e-05 | 6.4612e-05 | 1.6782e-05 | 8.4588e-05 | 0.00036886
7.8349e-05 | 9.409e-05 | 2.9962e-05 | 9.1454e-05 | 3.818e-05 | 0.00041292 | 8.7087e-05 | 0.00012855 | 9.0205e-06 | 8.317e-05 | 0.00020835 | 0.00012269 | 9.7959e-05 | 1.1304e-05 | 0.00013504 | 0.00011574 | 6.9645e-05 | 0.00010774
0.00016469 | 0.0001542 | 3.964e-05 | 0.0001488 | 3.8155e-05 | 0.00051739 | 6.8774e-05 | 0.00014269 | 1.8456e-05 | 5.317e-05 | 0.00026551 | 0.00014859 | 8.8343e-05 | 1.0337e-05 | 0.00013935 | 0.00013984 | 7.8905e-05 | 7.8261e-05
0.00014111 | 0.00016892 | 8.2854e-05 | 0.00020016 | 3.7382e-05 | 0.00051659 | 8.7834e-05 | 0.00013782 | 5.4157e-05 | 5.2981e-05 | 0.00026482 | 0.00014342 | 8.1982e-05 | 0.00044881 | 5.465e-05 | 0.0002215 | 7.5096e-05 | 5.7042e-05
0.00012195 | 0.0003411 | 0.00015295 | 0.00025819 | 3.8978e-05 | 0.0006005 | 7.9447e-05 | 0.00014567 | 8.6141e-05 | 4.3208e-05 | 0.00014318 | 0.00013999 | 6.0474e-05 | 0.00027652 | 0.00010874 | 0.00037048 | 4.4755e-05 | 0.00018352
0.00051274 | 0.00040506 | 0.00025968 | 0.00033748 | 3.8155e-05 | 0.00058734 | 8.8668e-05 | 0.00015945 | 7.1633e-05 | 4.2745e-05 | 0.00018316 | 0.00014547 | 8.093e-05 | 0.00031442 | 4.3645e-05 | 0.00026321 | 7.3891e-05 | 0.00074946
0.00071116 | 0.00035065 | 0.00027447 | 0.00042315 | 3.8978e-05 | 0.0005217 | 7.6748e-05 | 0.00015308 | 7.9615e-05 | 8.693e-05 | 0.00014534 | 0.00016041 | 0.00019825 | 0.00044138 | 0.00010229 | 0.00031286 | 6.5983e-05 | 0.00029963
0.00043381 | 0.00035041 | 0.00046902 | 0.00055439 | 3.9802e-05 | 0.00051168 | 0.00012218 | 0.00016003 | 9.0731e-05 | 0.00019626 | 0.00012172 | 0.00014434 | 0.00035196 | 0.00021792 | 0.00035708 | 0.00032116 | 0.00010031 | 5.6365e-06
7.5294e-05 | 0.00034605 | 0.00048139 | 0.00053438 | 3.818e-05 | 0.00049777 | 0.00010209 | 0.00015462 | 8.9453e-05 | 0.00012966 | 0.00019781 | 0.00015337 | 0.0002561 | 4.5053e-05 | 0.00039538 | 0.00028521 | 0.00012762 | 0.00026436
0.00013874 | 0.00050882 | 0.00047765 | 0.00042696 | 3.8978e-05 | 0.00019687 | 0.00012656 | 0.00015235 | 6.6037e-05 | 0.0001047 | 0.00027017 | 0.00015384 | 0.00028127 | 6.8912e-05 | 0.00012588 | 0.00018675 | 0.00013296 | 0.00030709
0.00011091 | 0.00056284 | 0.00032294 | 0.00033128 | 3.8978e-05 | 2.5484e-05 | 0.0001487 | 0.00015296 | 4.9306e-05 | 0.00013928 | 0.00023378 | 0.00016167 | 0.00013519 | 4.7082e-05 | 5.6221e-05 | 0.00013361 | 0.00016768 | 9.0092e-05
4.4874e-05 | 0.00027298 | 0.00015088 | 0.00026863 | 3.818e-05 | 2.6148e-05 | 0.000129 | 0.00014274 | 3.9627e-05 | 8.842e-05 | 5.9006e-05 | 0.00014844 | 9.7448e-05 | 5.1566e-05 | 5.0875e-05 | 9.6367e-05 | 0.00015431 | 9.8831e-05
4.3452e-05 | 0.00012149 | 6.8083e-05 | 0.00021348 | 3.8978e-05 | 2.5897e-05 | 8.7021e-05 | 0.00013151 | 3.48e-05 | 5.497e-05 | 2.8671e-05 | 0.00013965 | 0.00011423 | 1.1375e-05 | 6.8768e-05 | 7.2107e-05 | 8.8692e-05 | 0.00013804
4.3645e-05 | 9.0274e-05 | 3.9164e-05 | 0.00012532 | 3.7356e-05 | 2.5811e-05 | 5.4833e-05 | 0.00013055 | 2.5187e-05 | 4.0545e-05 | 2.9956e-07 | 0.00013181 | 4.5401e-05 | 2.0461e-05 | 2.3295e-05 | 3.8217e-05 | 5.4705e-05 | 0.00010167
7.0932e-05 | 3.6174e-05 | 4.6416e-05 | 0.00011891 | 3.8978e-05 | 2.5824e-05 | 3.6735e-05 | 0.00012792 | 1.6147e-05 | 4.2118e-05 | 2.6627e-07 | 0.0001292 | 2.0037e-05 | 1.2225e-05 | 8.1286e-06 | 1.4952e-05 | 4.2505e-05 | 5.3315e-06
4.3645e-05 | 2.0201e-05 | 5.2604e-05 | 5.152e-05 | 3.8155e-05 | 2.5403e-05 | 9.623e-06 | 0.00012265 | 1.5696e-05 | 3.7602e-05 | 2.6627e-07 | 0.00012271 | 6.5913e-06 | 2.2467e-05 | 6.5835e-06 | 1.0551e-05 | 3.2589e-05 | 0
4.3101e-05 | 1.671e-05 | 2.5742e-05 | 3.7988e-05 | 3.818e-05 | 2.6408e-05 | 4.407e-06 | 0.00012014 | 8.992e-06 | 4.5144e-05 | 3.3284e-07 | 0.00012175 | 6.0258e-06 | 2.3458e-05 | 6.7533e-06 | 1.1418e-05 | 1.9953e-05 | 6.6312e-08
4.4259e-05 | 1.3095e-05 | 2.3589e-05 | 3.4299e-05 | 3.8978e-05 | 2.5653e-05 | 1.5919e-06 | 0.00012283 | 8.8012e-06 | 3.9244e-05 | 1.9971e-07 | 0.00011445 | 1.5115e-05 | 2.4048e-05 | 2.2251e-05 | 1.0986e-05 | 3.029e-05 | 2.6525e-07
4.3189e-05 | 1.4552e-05 | 2.185e-05 | 2.2459e-05 | 3.8155e-05 | 2.5629e-05 | 1.5815e-05 | 0.00012449 | 8.8467e-06 | 4.7739e-05 | 2.1302e-06 | 0.00011295 | 3.5079e-05 | 3.4786e-05 | 2.2976e-05 | 1.1204e-05 | 3.7366e-05 | 2.6525e-07
7.2346e-05 | 1.3519e-05 | 2.1439e-05 | 2.0621e-05 | 3.7356e-05 | 2.5653e-05 | 2.8549e-05 | 0.00011076 | 8.8569e-06 | 3.9683e-05 | 5.2656e-05 | 0.00011216 | 7.4131e-05 | 2.4591e-05 | 4.0473e-05 | 1.2991e-05 | 0.00010493 | 1.9894e-07
0.0001064 | 1.3257e-05 | 2.4891e-05 | 1.9527e-05 | 3.8155e-05 | 2.5879e-05 | 5.893e-05 | 0.00011912 | 8.8176e-06 | 6.2035e-05 | 5.2656e-05 | 0.00011245 | 6.9161e-05 | 2.4591e-05 | 7.6884e-05 | 3.3632e-05 | 0.00017057 | 4.1113e-05
0.00021819 | 2.9103e-05 | 2.9181e-05 | 1.1841e-05 | 3.8155e-05 | 2.6046e-05 | 8.7255e-05 | 0.00011216 | 8.9278e-06 | 0.00010579 | 9.7523e-05 | 0.00011932 | 8.5967e-05 | 3.448e-05 | 7.7917e-05 | 3.4584e-05 | 0.0001624 | 0.00071361
0.00011757 | 3.1284e-05 | 2.8967e-05 | 5.8448e-05 | 3.818e-05 | 2.6135e-05 | 0.00013463 | 0.00012176 | 9.0491e-06 | 6.8987e-05 | 0.00011986 | 0.00011918 | 6.4199e-05 | 0.00033257 | 6.9651e-05 | 3.7898e-05 | 0.00014177 | 0.00019289
7.4696e-05 | 3.2288e-05 | 2.2731e-05 | 3.3874e-05 | 3.8978e-05 | 2.5824e-05 | 0.00017464 | 0.00011075 | 9.1147e-06 | 5.6823e-05 | 0.00015657 | 0.00011402 | 5.715e-05 | 9.8695e-05 | 4.4411e-05 | 2.9636e-05 | 0.00014348 | 0.0001736
7.7125e-05 | 4.3348e-05 | 2.2976e-05 | 5.8463e-05 | 3.8978e-05 | 2.6148e-05 | 0.00014066 | 0.00012806 | 9.1883e-06 | 6.2382e-05 | 0.00019139 | 0.00011433 | 8.4297e-05 | 2.0367e-05 | 3.0678e-05 | 4.0522e-05 | 0.00010706 | 0.00015789
7.6561e-05 | 5.7704e-05 | 2.5996e-05 | 9.5301e-05 | 3.7356e-05 | 2.5977e-05 | 0.00012704 | 0.00012646 | 8.9831e-06 | 0.00013842 | 0.00020613 | 0.00011607 | 0.00011862 | 1.1045e-05 | 2.6058e-05 | 4.8333e-05 | 8.1039e-05 | 4.7347e-05
4.2591e-05 | 0.00011703 | 3.4859e-05 | 5.8136e-05 | 3.818e-05 | 0.00014584 | 0.00014339 | 0.00012977 | 2.8316e-05 | 0.00013116 | 0.00018778 | 0.00013484 | 0.00010799 | 1.0219e-05 | 6.0539e-05 | 8.2963e-05 | 8.1427e-05 | 0.0001939
4.3695e-05 | 0.00016995 | 3.3089e-05 | 6.9434e-05 | 3.818e-05 | 0.00049985 | 0.0001182 | 0.00013393 | 4.9423e-05 | 4.9335e-05 | 8.7877e-05 | 0.00013972 | 8.4762e-05 | 0.00061582 | 4.777e-05 | 6.8632e-05 | 7.0685e-05 | 4.6021e-05
4.1976e-05 | 0.00017532 | 4.9965e-05 | 0.00012873 | 3.818e-05 | 0.00032873 | 9.52e-05 | 0.00014001 | 5.2672e-05 | 4.9743e-05 | 2.3299e-07 | 0.00015004 | 7.3729e-05 | 0.00031139 | 3.234e-05 | 1.4464e-05 | 5.6817e-05 | 4.2307e-05
4.3118e-05 | 0.00038709 | 0.00010653 | 0.00024075 | 3.8978e-05 | 0.0004993 | 0.00010393 | 0.00014266 | 6.2277e-05 | 4.8253e-05 | 3.5295e-05 | 0.00015068 | 9.901e-05 | 0.00041144 | 9.8442e-05 | 4.124e-05 | 6.9583e-05 | 0.00031419
0.00032186 | 0.00034561 | 0.00015828 | 0.000397 | 3.8978e-05 | 0.00070402 | 0.0002027 | 0.00015407 | 6.2302e-05 | 7.9214e-05 | 2.3299e-07 | 0.0001419 | 0.0002219 | 0.00019451 | 0.00016033 | 5.0996e-05 | 7.0918e-05 | 0.00017427
7.2692e-05 | 0.00025029 | 0.00020618 | 0.00050892 | 3.8978e-05 | 0.00058713 | 0.0001668 | 0.00014792 | 5.2446e-05 | 0.00010157 | 3.3284e-07 | 0.00013651 | 0.00045679 | 0.00010707 | 0.00040571 | 6.5348e-05 | 0.00010299 | 6.4734e-05
0.00021568 | 0.00038066 | 0.00017082 | 0.0004892 | 3.8978e-05 | 2.5551e-05 | 0.0001691 | 0.0001365 | 5.954e-05 | 0.00012446 | 8.8024e-05 | 0.00014342 | 0.00047991 | 4.2079e-05 | 0.00038317 | 0.00015186 | 0.00017338 | 6.2532e-05
0.00023876 | 0.00042568 | 0.00016589 | 0.00044696 | 3.818e-05 | 2.5448e-05 | 0.00012886 | 0.00014482 | 2.0227e-05 | 0.00010703 | 0.00020232 | 0.00014387 | 0.00025887 | 4.3471e-05 | 0.00013791 | 0.00017835 | 0.00016818 | 0.00018508
0.00011742 | 0.00023964 | 7.7235e-05 | 0.00029047 | 3.8155e-05 | 0.00035188 | 0.00015559 | 0.00014031 | 8.8636e-06 | 0.00010642 | 0.00019785 | 0.00014246 | 0.00010299 | 4.1583e-05 | 0.00010354 | 0.00012698 | 0.00018964 | 0.00031849
7.14e-05 | 9.4541e-05 | 4.5759e-05 | 0.00020382 | 4.1373e-05 | 0.00012066 | 0.0001784 | 0.00012493 | 9.0018e-06 | 0.00010774 | 3.5481e-05 | 0.00013761 | 3.3616e-05 | 4.0686e-05 | 6.3845e-05 | 3.6932e-05 | 0.00014014 | 0.00030199
4.3628e-05 | 3.9208e-05 | 2.6618e-05 | 9.656e-05 | 3.8978e-05 | 2.6908e-05 | 0.00014423 | 0.00012816 | 8.7858e-06 | 4.168e-05 | 1.6576e-06 | 0.00013397 | 2.8759e-05 | 1.239e-05 | 1.9156e-05 | 3.6676e-05 | 9.9082e-05 | 6.9707e-05
7.4153e-05 | 8.8255e-05 | 2.8064e-05 | 6.2217e-05 | 3.7356e-05 | 2.5653e-05 | 6.6923e-05 | 0.00012136 | 4.4799e-05 | 6.0447e-05 | 2.3299e-07 | 0.00013288 | 3.2866e-05 | 7.2924e-06 | 1.4878e-05 | 1.54e-05 | 8.6794e-05 | 0
4.3645e-05 | 6.7998e-05 | 2.2966e-05 | 5.8579e-05 | 3.8155e-05 | 2.5397e-05 | 2.9083e-05 | 0.00011773 | 9.9926e-06 | 6.0424e-05 | 2.9956e-07 | 0.00012257 | 1.7053e-05 | 7.8116e-06 | 9.9198e-06 | 1.4542e-05 | 3.5637e-05 | 4.8806e-07
4.3101e-05 | 2.6873e-05 | 2.5072e-05 | 3.0574e-05 | 3.818e-05 | 2.5913e-05 | 4.8945e-06 | 0.00012353 | 8.9082e-06 | 6.0001e-05 | 2.3299e-07 | 0.00012089 | 5.9654e-06 | 7.8824e-06 | 8.3366e-06 | 1.4108e-05 | 2.5766e-05 | 1.0424e-06
4.3645e-05 | 4.4928e-05 | 2.2043e-05 | 2.3773e-05 | 3.8155e-05 | 2.5897e-05 | 1.8539e-05 | 0.00010902 | 8.9642e-06 | 4.3904e-05 | 2.6627e-07 | 0.00011665 | 3.3065e-05 | 8.0004e-06 | 7.0929e-06 | 1.3311e-05 | 3.6928e-05 | 1.3262e-07
4.275e-05 | 1.6665e-05 | 2.1328e-05 | 1.3291e-05 | 3.818e-05 | 2.5811e-05 | 1.0645e-05 | 0.0001188 | 8.8213e-06 | 3.8094e-05 | 1.9971e-07 | 0.000111 | 6.2576e-06 | 7.788e-06 | 1.3532e-05 | 1.3151e-05 | 2.1997e-05 | 1.9894e-07
6.8142e-05 | 1.8892e-05 | 2.1298e-05 | 1.0912e-05 | 3.8978e-05 | 2.5879e-05 | 8.2116e-06 | 0.00011067 | 8.9368e-06 | 3.8533e-05 | 2.1968e-06 | 0.00010794 | 1.0854e-05 | 8.1892e-06 | 1.7492e-05 | 2.0812e-05 | 3.8556e-05 | 3.3156e-07
4.4259e-05 | 1.3582e-05 | 2.1573e-05 | 1.1815e-05 | 3.6533e-05 | 2.5022e-05 | 2.2453e-05 | 0.00011502 | 8.8834e-06 | 5.609e-05 | 5.2523e-05 | 0.00010996 | 3.5366e-05 | 1.4915e-05 | 5.8759e-05 | 2.6391e-05 | 0.00011541 | 1.3262e-07
0.00013958 | 1.2885e-05 | 2.3173e-05 | 6.9311e-06 | 3.7356e-05 | 2.6584e-05 | 6.8164e-05 | 0.00010712 | 3.5395e-05 | 4.3094e-05 | 5.2356e-05 | 0.00011026 | 9.2312e-05 | 8.4252e-06 | 6.7141e-05 | 6.1285e-05 | 0.00022059 | 7.9574e-07
0.00016573 | 4.9448e-05 | 2.1788e-05 | 5.4899e-06 | 3.8155e-05 | 2.6148e-05 | 0.00013267 | 0.00011286 | 1.1957e-05 | 0.00018837 | 9.6657e-05 | 0.000115 | 6.4247e-05 | 1.4325e-05 | 8.8201e-05 | 3.4529e-05 | 0.0002095 | 0.00071484
6.112e-05 | 1.6012e-05 | 3.5557e-05 | 7.5249e-06 | 3.8155e-05 | 2.5709e-05 | 0.00012846 | 0.00011517 | 8.9856e-06 | 0.00025048 | 0.00012538 | 0.00011067 | 7.4351e-05 | 0.00029333 | 9.0407e-05 | 2.5457e-05 | 0.00012206 | 3.2493e-05
4.914e-05 | 1.8148e-05 | 3.0987e-05 | 1.8335e-05 | 3.818e-05 | 0.00016911 | 0.00014624 | 0.00010724 | 8.9489e-06 | 4.5103e-05 | 0.00015674 | 0.00011015 | 7.4266e-05 | 1.6308e-05 | 6.6115e-05 | 3.1929e-05 | 0.00012437 | 4.0957e-06
4.3206e-05 | 2.1971e-05 | 2.3301e-05 | 2.9368e-05 | 4.1373e-05 | 0.0003733 | 0.00015001 | 0.0001231 | 8.7434e-06 | 0.00013664 | 0.00022682 | 0.00011389 | 0.00011456 | 1.308e-05 | 7.1408e-05 | 3.1831e-05 | 0.00010158 | 2.11e-05
6.6328e-05 | 2.8951e-05 | 2.6164e-05 | 2.7544e-05 | 3.8205e-05 | 0.00017406 | 0.00022061 | 0.00012567 | 9.1594e-06 | 0.00020142 | 0.00019779 | 0.00011837 | 0.00011835 | 8.2836e-06 | 6.4856e-05 | 3.6102e-05 | 8.3628e-05 | 0.00029496
4.2591e-05 | 3.7822e-05 | 2.3252e-05 | 2.0769e-05 | 3.8978e-05 | 0.00015761 | 0.00015963 | 0.00012177 | 9.0899e-06 | 0.00015621 | 0.00019096 | 0.00012589 | 9.7527e-05 | 4.4014e-05 | 4.4033e-05 | 2.7302e-05 | 6.9506e-05 | 0
4.3135e-05 | 4.6543e-05 | 2.3215e-05 | 5.6378e-05 | 3.8155e-05 | 2.6738e-05 | 0.00014021 | 0.0001288 | 8.8417e-06 | 0.00010334 | 0.00022865 | 0.00013399 | 9.5811e-05 | 0.00071181 | 0.00013929 | 2.2959e-05 | 4.8904e-05 | 0
4.2064e-05 | 4.9095e-05 | 4.4365e-05 | 7.7289e-05 | 3.8978e-05 | 0.00011861 | 0.00016032 | 0.00012792 | 8.8671e-06 | 4.3798e-05 | 0.0002194 | 0.00013496 | 5.4298e-05 | 0.00057127 | 0.00014206 | 2.0017e-05 | 4.2197e-05 | 2.6525e-07
5.2427e-05 | 5.5064e-05 | 3.5746e-05 | 0.00013201 | 3.818e-05 | 0.00021054 | 0.00012279 | 0.00012803 | 2.6045e-05 | 4.3979e-05 | 0.00021863 | 0.0001357 | 0.00013365 | 0.00030207 | 5.6775e-05 | 2.4552e-05 | 8.0726e-05 | 3.4482e-07
5.9571e-05 | 7.871e-05 | 5.9072e-05 | 0.0002246 | 3.8978e-05 | 3.6362e-05 | 0.0001296 | 0.00014142 | 1.5731e-05 | 0.00010791 | 0.00021798 | 0.00013981 | 0.00012945 | 0.00025989 | 7.3365e-05 | 2.0168e-05 | 0.00010459 | 4.049e-05
4.2591e-05 | 4.9157e-05 | 6.5239e-05 | 0.00018969 | 3.9802e-05 | 2.608e-05 | 0.00013916 | 0.00012979 | 8.7098e-06 | 0.00015098 | 0.0002137 | 0.00013182 | 0.0003029 | 0.0002559 | 0.00029756 | 2.6262e-05 | 0.0001045 | 1.0716e-05
4.2942e-05 | 6.456e-05 | 2.9214e-05 | 0.00020724 | 3.8978e-05 | 2.6135e-05 | 0.00016406 | 0.00013515 | 8.7293e-06 | 0.00010127 | 0.00020272 | 0.00013911 | 0.00041146 | 7.7413e-05 | 0.0003829 | 2.6802e-05 | 0.0001517 | 0.00012048
9.7588e-05 | 4.6431e-05 | 2.2654e-05 | 0.0001567 | 3.818e-05 | 2.6046e-05 | 0.00016504 | 0.00013865 | 8.778e-06 | 8.6421e-05 | 0.00019729 | 0.00013761 | 0.00023803 | 4.0899e-05 | 0.00032385 | 2.6554e-05 | 0.00012189 | 3.6405e-05
0.00017079 | 4.0539e-05 | 2.1806e-05 | 0.00011801 | 3.8978e-05 | 2.6135e-05 | 0.00012989 | 0.00012618 | 8.9653e-06 | 0.00034495 | 9.6012e-05 | 0.00013353 | 0.00013117 | 4.5029e-05 | 7.2512e-05 | 4.7231e-05 | 0.00016062 | 2.4933e-05
0.0001736 | 3.4271e-05 | 2.7213e-05 | 0.00010735 | 3.6533e-05 | 0.0004177 | 0.00015741 | 0.00011689 | 8.7808e-06 | 6.1453e-05 | 2.6627e-07 | 0.00012957 | 8.4303e-05 | 6.7449e-05 | 3.3913e-05 | 4.497e-05 | 0.00016061 | 4.7559e-05
7.6189e-05 | 2.7793e-05 | 5.7151e-05 | 8.8634e-05 | 3.8978e-05 | 7.2428e-05 | 0.00013878 | 0.00013008 | 8.8829e-06 | 5.2028e-05 | 2.3299e-07 | 0.00012872 | 2.1673e-05 | 2.0272e-05 | 8.5322e-05 | 2.8383e-05 | 5.0786e-05 | 7.3925e-05
7.2317e-05 | 1.7101e-05 | 3.2126e-05 | 2.9151e-05 | 3.8978e-05 | 0.00012238 | 6.5686e-05 | 0.00010948 | 1.0466e-05 | 5.8798e-05 | 2.6627e-07 | 0.0001227 | 1.5678e-05 | 9.9356e-06 | 1.3723e-05 | 1.853e-05 | 6.3813e-05 | 5.4774e-06
4.2662e-05 | 1.301e-05 | 2.1334e-05 | 3.8703e-05 | 3.7356e-05 | 0.00012727 | 4.0831e-05 | 0.00012083 | 3.6172e-05 | 3.8442e-05 | 1.9971e-07 | 0.00011843 | 3.3613e-05 | 1.0077e-05 | 1.3918e-05 | 1.8282e-05 | 5.4746e-05 | 5.5768e-05
4.4698e-05 | 1.3199e-05 | 2.1836e-05 | 1.4368e-05 | 3.818e-05 | 0.00012867 | 1.0475e-05 | 0.00010663 | 2.8063e-05 | 3.9244e-05 | 2.9956e-07 | 0.00011122 | 6.2568e-06 | 1.7488e-05 | 3.7532e-06 | 1.8579e-05 | 3.4723e-05 | 0
7.2322e-05 | 1.3212e-05 | 2.1802e-05 | 9.7025e-06 | 3.7331e-05 | 0.00018458 | 1.1079e-05 | 0.00011092 | 2.4896e-05 | 4.6286e-05 | 2.3299e-07 | 0.00010941 | 4.3444e-06 | 1.803e-05 | 3.8202e-06 | 1.8169e-05 | 2.9179e-05 | 5.5702e-05
4.3645e-05 | 1.3216e-05 | 2.1595e-05 | 1.1145e-05 | 3.818e-05 | 0.00013606 | 5.1586e-06 | 0.0001081 | 3.0892e-05 | 3.8624e-05 | 2.9956e-07 | 0.00010538 | 9.3313e-06 | 1.0596e-05 | 3.8839e-06 | 1.8182e-05 | 2.87e-05 | 2.6525e-07
4.275e-05 | 1.5433e-05 | 2.174e-05 | 1.3683e-05 | 3.8155e-05 | 0.00017859 | 1.0321e-05 | 0.00010716 | 3.6977e-05 | 4.0394e-05 | 2.2633e-06 | 0.00010681 | 9.4414e-06 | 1.8384e-05 | 4.2871e-06 | 2.1449e-05 | 4.142e-05 | 1.3262e-07
4.512e-05 | 1.5916e-05 | 2.5583e-05 | 8.7017e-06 | 3.6558e-05 | 0.00015306 | 2.3944e-05 | 0.00011455 | 6.8508e-05 | 4.6211e-05 | 5.2855e-05 | 0.00010625 | 1.6041e-05 | 1.8833e-05 | 2.3708e-05 | 3.0933e-05 | 0.00012691 | 0
0.0001803 | 1.5079e-05 | 2.4249e-05 | 1.3535e-05 | 3.8155e-05 | 0.00019036 | 6.7021e-05 | 9.7067e-05 | 8.8049e-05 | 9.8254e-05 | 5.2789e-05 | 0.00010775 | 6.302e-05 | 1.8833e-05 | 4.4565e-05 | 3.8651e-05 | 0.00019253 | 3.5676e-05
0.00018602 | 1.9766e-05 | 2.2027e-05 | 7.5416e-06 | 3.8978e-05 | 9.7536e-05 | 8.9291e-05 | 0.00010633 | 4.9018e-05 | 4.9289e-05 | 9.8588e-05 | 0.00010733 | 7.483e-05 | 1.8715e-05 | 9.8932e-05 | 3.7404e-05 | 0.00020464 | 6.4336e-05
8.1134e-05 | 1.719e-05 | 2.3464e-05 | 6.2306e-06 | 3.8155e-05 | 2.6408e-05 | 0.0001258 | 0.00010866 | 2.8226e-05 | 8.7951e-05 | 0.00014091 | 0.00011231 | 0.00013414 | 0.00034482 | 0.0001254 | 3.7305e-05 | 0.00016571 | 0.00011373
0.00015688 | 1.6598e-05 | 2.3653e-05 | 6.1008e-06 | 3.7356e-05 | 2.6062e-05 | 0.00018049 | 0.00011015 | 1.5284e-05 | 0.00017317 | 0.00020329 | 0.00011111 | 4.7566e-05 | 0.00018893 | 9.268e-05 | 2.3713e-05 | 0.00015048 | 0.00013256
0.00013498 | 1.9356e-05 | 2.2802e-05 | 2.8356e-05 | 3.8978e-05 | 2.625e-05 | 0.00013888 | 0.00011647 | 9.0242e-06 | 0.00057504 | 0.00021002 | 0.0001222 | 6.799e-05 | 0.00017409 | 5.5064e-05 | 2.1443e-05 | 9.5007e-05 | 0.00021018
0.00010141 | 2.9337e-05 | 2.4099e-05 | 2.2687e-05 | 3.8978e-05 | 2.6562e-05 | 0.0001313 | 0.00012051 | 4.9925e-05 | 9.0364e-05 | 0.00019837 | 0.00011418 | 9.9424e-05 | 0.00017532 | 0.00015983 | 1.8613e-05 | 0.0001304 | 0.00012162
8.4846e-05 | 4.2465e-05 | 2.2466e-05 | 2.5905e-05 | 3.818e-05 | 2.5551e-05 | 0.00013384 | 0.00013093 | 9.0844e-06 | 6.3057e-05 | 0.00024142 | 0.00012488 | 7.6905e-05 | 0.00017974 | 0.00023002 | 1.956e-05 | 8.4832e-05 | 0
4.3645e-05 | 5.8217e-05 | 2.5988e-05 | 4.5298e-05 | 3.7356e-05 | 2.6148e-05 | 0.00010807 | 0.00012969 | 9.0746e-06 | 5.5833e-05 | 0.00023593 | 0.00012938 | 4.3409e-05 | 0.00078823 | 0.00013264 | 1.8773e-05 | 8.5003e-05 | 0.00015548
7.4676e-05 | 5.1976e-05 | 3.2285e-05 | 5.6231e-05 | 3.818e-05 | 2.5801e-05 | 0.00010078 | 0.00013567 | 9.4906e-06 | 5.4168e-05 | 0.00015397 | 0.00012875 | 0.00010033 | 0.00029302 | 5.6191e-05 | 2.4273e-05 | 5.9274e-05 | 3.0331e-05
4.2064e-05 | 6.7737e-05 | 4.3147e-05 | 6.1964e-05 | 3.8978e-05 | 2.6835e-05 | 0.00013144 | 0.00014201 | 8.7856e-06 | 5.078e-05 | 0.00015674 | 0.00013522 | 0.0001342 | 0.00032663 | 6.1234e-05 | 3.2736e-05 | 6.8859e-05 | 0
4.2591e-05 | 6.7066e-05 | 5.2124e-05 | 7.4508e-05 | 3.8978e-05 | 0.00018301 | 0.00012097 | 0.0001507 | 8.8345e-06 | 6.9063e-05 | 0.00016827 | 0.00014032 | 0.00012398 | 0.0003281 | 8.4127e-05 | 2.8253e-05 | 6.2901e-05 | 0
0.00022319 | 8.2989e-05 | 4.5347e-05 | 0.00015648 | 3.9802e-05 | 0.00050425 | 0.00013964 | 0.00014363 | 1.8356e-05 | 9.9373e-05 | 0.00024817 | 0.00013967 | 0.00029399 | 0.0003227 | 0.00043242 | 8.6633e-05 | 8.1427e-05 | 6.5689e-05
0.00022204 | 8.086e-05 | 7.2035e-05 | 0.00014028 | 3.818e-05 | 0.00048989 | 0.00014633 | 0.00013919 | 5.9734e-05 | 0.00011826 | 0.00024761 | 0.00014015 | 0.00031364 | 0.00026605 | 0.00032354 | 8.7824e-05 | 0.00014486 | 0.00025331
0.00011923 | 6.3595e-05 | 7.06e-05 | 0.00013434 | 3.8155e-05 | 0.00011489 | 0.00011722 | 0.00014366 | 2.8354e-05 | 0.00038077 | 0.00029072 | 0.00014276 | 0.00020462 | 0.00019006 | 0.00038789 | 2.6666e-05 | 0.00012378 | 9.6749e-05
0.00022637 | 3.7741e-05 | 8.1189e-05 | 8.9453e-05 | 3.8978e-05 | 2.6515e-05 | 0.00013162 | 0.00013554 | 8.7804e-06 | 8.1672e-05 | 0.00025333 | 0.00014033 | 0.00019236 | 0.00019777 | 9.6109e-05 | 6.2155e-05 | 0.00015151 | 0.00011618
0.00010948 | 3.2288e-05 | 4.0666e-05 | 6.7619e-05 | 3.7356e-05 | 2.6306e-05 | 0.00012409 | 0.00012922 | 1.5988e-05 | 0.00011146 | 0.00015786 | 0.00013531 | 7.5534e-05 | 0.00020505 | 7.9102e-05 | 7.4284e-05 | 0.00010158 | 3.3156e-07
8.0505e-05 | 1.7204e-05 | 5.7612e-05 | 6.4396e-05 | 3.8978e-05 | 2.5721e-05 | 0.00012901 | 0.00011936 | 9.0897e-06 | 5.2383e-05 | 0.00015774 | 0.00012821 | 1.4591e-05 | 7.2551e-05 | 4.0681e-05 | 4.2845e-05 | 9.9545e-05 | 3.7984e-05
4.3189e-05 | 1.6847e-05 | 3.8391e-05 | 3.9467e-05 | 3.7331e-05 | 2.608e-05 | 8.6556e-05 | 0.00012347 | 9.2199e-06 | 6.4032e-05 | 0.0001582 | 0.00012265 | 6.7376e-05 | 1.8738e-05 | 9.0702e-06 | 2.2913e-05 | 7.4872e-05 | 1.4376e-05
7.0522e-05 | 1.3563e-05 | 3.6349e-05 | 4.1319e-05 | 3.8978e-05 | 2.5879e-05 | 5.073e-05 | 0.00011631 | 8.8795e-06 | 4.3291e-05 | 0.00015845 | 0.00011863 | 3.0038e-05 | 1.1186e-05 | 1.5154e-05 | 1.9094e-05 | 3.8163e-05 | 6.6312e-08
4.3101e-05 | 1.3208e-05 | 2.7374e-05 | 2.137e-05 | 3.818e-05 | 2.5897e-05 | 2.5347e-05 | 0.00011251 | 8.9353e-06 | 6.4834e-05 | 0.00015847 | 0.0001178 | 7.0171e-06 | 1.973e-05 | 5.8482e-06 | 1.6308e-05 | 2.4795e-05 | 6.6312e-08
4.3645e-05 | 1.31e-05 | 2.6639e-05 | 1.843e-05 | 3.8978e-05 | 2.6238e-05 | 1.5962e-05 | 0.00011934 | 8.8865e-06 | 5.6029e-05 | 0.00015837 | 0.00011196 | 7.5909e-06 | 1.9966e-05 | 2.206e-05 | 1.4229e-05 | 3.1212e-05 | 1.9894e-07
7.5206e-05 | 1.3323e-05 | 2.655e-05 | 8.7751e-06 | 3.7331e-05 | 2.5573e-05 | 4.5368e-06 | 0.00011062 | 8.8338e-06 | 3.6483e-05 | 0.00015855 | 0.00010998 | 3.6245e-06 | 1.2083e-05 | 1.2373e-05 | 1.4137e-05 | 2.3006e-05 | 2.6525e-07
4.3628e-05 | 1.3469e-05 | 2.6627e-05 | 8.6246e-06 | 3.7382e-05 | 2.5982e-05 | 5.354e-06 | 0.00010828 | 8.8264e-06 | 3.6165e-05 | 0.00015834 | 0.00010698 | 3.7524e-06 | 2.15e-05 | 8.2616e-06 | 1.3545e-05 | 4.075e-05 | 6.6312e-08
4.4347e-05 | 1.3413e-05 | 4.8169e-05 | 8.8537e-06 | 3.8978e-05 | 2.6426e-05 | 1.6251e-05 | 0.00010943 | 8.7675e-06 | 4.9131e-05 | 0.00015825 | 0.00011019 | 2.4515e-05 | 2.1523e-05 | 4.9354e-05 | 1.4087e-05 | 8.123e-05 | 6.6312e-08
0.00016853 | 1.5392e-05 | 4.0732e-05 | 1.046e-05 | 3.8129e-05 | 2.6511e-05 | 1.8636e-05 | 0.00010348 | 8.7442e-06 | 4.9426e-05 | 0.00015783 | 0.0001084 | 3.9655e-05 | 2.124e-05 | 7.3318e-05 | 2.0737e-05 | 0.00011751 | 5.1259e-05
8.0459e-05 | 1.7353e-05 | 3.3873e-05 | 8.5519e-06 | 3.8978e-05 | 2.5721e-05 | 8.567e-05 | 0.00010627 | 8.9781e-06 | 7.165e-05 | 0.00020186 | 0.00011073 | 0.00011015 | 2.0697e-05 | 8.1761e-05 | 2.6099e-05 | 0.00016007 | 7.0768e-05
0.00018444 | 1.5953e-05 | 2.7983e-05 | 1.2076e-05 | 3.7382e-05 | 2.5709e-05 | 0.00016224 | 0.00011189 | 8.9131e-06 | 6.5333e-05 | 0.00021935 | 0.00011291 | 0.00014072 | 0.00031532 | 0.00017598 | 1.7764e-05 | 0.00015601 | 0.00016073
0.00023062 | 1.8422e-05 | 2.787e-05 | 1.3664e-05 | 3.8155e-05 | 2.5721e-05 | 0.00024124 | 0.00011324 | 6.8941e-05 | 5.1037e-05 | 0.00034892 | 0.00011537 | 0.00012737 | 9.6217e-05 | 0.00011783 | 2.3011e-05 | 0.0001827 | 0.00017936
8.6688e-05 | 1.8487e-05 | 3.0246e-05 | 4.4623e-05 | 3.818e-05 | 2.5533e-05 | 0.00031919 | 0.00012762 | 4.6102e-05 | 9.1604e-05 | 0.00039198 | 0.00011913 | 0.00013335 | 1.2602e-05 | 0.00014851 | 0.00017913 | 0.00018349 | 0.00022403
5.4597e-05 | 4.7735e-05 | 5.0082e-05 | 4.4892e-05 | 3.6533e-05 | 2.5619e-05 | 0.00029981 | 0.00012812 | 3.1824e-05 | 5.9123e-05 | 0.00038224 | 0.00012204 | 0.00024919 | 7.6851e-05 | 0.0001555 | 0.00012546 | 0.00015807 | 0.00010928
4.1521e-05 | 5.4423e-05 | 4.887e-05 | 6.1364e-05 | 3.9004e-05 | 2.5448e-05 | 0.00024503 | 0.00012902 | 9.0323e-06 | 6.1566e-05 | 0.00035039 | 0.00013088 | 0.00020824 | 0.00039182 | 0.00017414 | 4.2331e-05 | 0.00010299 | 0.0001031
4.303e-05 | 8.5394e-05 | 6.8722e-05 | 9.894e-05 | 3.8155e-05 | 2.5517e-05 | 0.00025844 | 0.00014523 | 8.7577e-06 | 8.6105e-05 | 0.00036458 | 0.00013948 | 0.00022335 | 0.00018877 | 0.00014298 | 0.00015802 | 6.082e-05 | 0.00014264
5.4022e-05 | 0.00012345 | 4.4163e-05 | 0.0001599 | 3.8155e-05 | 0.00013849 | 0.00017526 | 0.00014497 | 8.8407e-06 | 3.969e-05 | 0.00030922 | 0.00015425 | 0.00013729 | 0.00025784 | 0.0001403 | 3.9725e-05 | 7.3093e-05 | 4.4893e-05
7.5294e-05 | 0.0002533 | 9.657e-05 | 0.00019834 | 3.7382e-05 | 0.00036222 | 0.00012462 | 0.00014763 | 8.879e-06 | 4.3314e-05 | 0.0003075 | 0.00014864 | 9.8068e-05 | 0.00018883 | 9.785e-05 | 0.00015698 | 7.6562e-05 | 3.7466e-05
0.00011248 | 0.00024864 | 0.00021187 | 0.00024508 | 3.8978e-05 | 0.00023881 | 0.00014648 | 0.00014404 | 9.1867e-06 | 0.00013299 | 0.00030656 | 0.00014675 | 0.00019987 | 0.00019513 | 9.7306e-05 | 0.0001908 | 0.00010797 | 0.0001933
0.00039129 | 0.00021621 | 0.00020964 | 0.00027987 | 3.8155e-05 | 0.00024595 | 0.00012272 | 0.00015652 | 7.3822e-05 | 0.00013611 | 0.00018455 | 0.00015291 | 0.00031821 | 0.00013497 | 0.00029394 | 0.00019298 | 0.00011301 | 0.00018335
0.00031603 | 0.00012827 | 0.00030602 | 0.00027229 | 3.818e-05 | 0.00022417 | 9.9379e-05 | 0.00014885 | 8.7569e-05 | 0.00014912 | 0.00016777 | 0.00015926 | 0.00038821 | 3.9152e-05 | 0.00030343 | 0.00017275 | 0.00013094 | 8.968e-05
0.00061494 | 7.5609e-05 | 0.00021793 | 0.00020414 | 3.8978e-05 | 0.00044993 | 7.6017e-05 | 0.0001476 | 3.9112e-05 | 8.0916e-05 | 0.00021216 | 0.00014814 | 0.00027915 | 4.9419e-05 | 0.00035065 | 0.00015845 | 0.00016167 | 4.8275e-05
0.00015194 | 5.3313e-05 | 0.00019846 | 0.00017482 | 3.7382e-05 | 2.5726e-05 | 8.9809e-05 | 0.00014308 | 1.9075e-05 | 9.6037e-05 | 0.00017387 | 0.00013997 | 0.00021127 | 5.0245e-05 | 0.0001919 | 0.00013421 | 0.00017065 | 6.8408e-05
4.6868e-05 | 5.7156e-05 | 0.00014691 | 0.00015444 | 3.7331e-05 | 4.6213e-05 | 0.00010401 | 0.0001347 | 1.8909e-05 | 5.2073e-05 | 8.0248e-05 | 0.00014139 | 0.00011718 | 0.00012255 | 7.2576e-05 | 0.00013438 | 8.9095e-05 | 3.6419e-05
7.0495e-05 | 6.045e-05 | 5.2302e-05 | 0.00018388 | 3.8978e-05 | 2.5124e-05 | 4.5985e-05 | 0.00013603 | 1.6015e-05 | 9.932e-05 | 8.0248e-05 | 0.00015184 | 8.5845e-05 | 5.0386e-05 | 2.7251e-05 | 2.7888e-05 | 0.00010871 | 7.4084e-05
4.3101e-05 | 0.00012154 | 4.6933e-05 | 0.00011543 | 3.818e-05 | 6.8833e-05 | 4.9608e-05 | 0.0001331 | 8.866e-06 | 4.4244e-05 | 8.0315e-05 | 0.00013649 | 4.2824e-05 | 5.192e-05 | 3.862e-05 | 1.6096e-05 | 9.139e-05 | 3.9376e-05
4.5137e-05 | 6.5525e-05 | 8.9461e-05 | 9.1192e-05 | 3.8978e-05 | 0.00011225 | 5.4537e-05 | 0.00011845 | 8.9322e-06 | 3.9675e-05 | 8.0315e-05 | 0.00012604 | 1.7164e-05 | 1.1281e-05 | 1.7051e-05 | 1.3065e-05 | 3.9876e-05 | 0
4.3645e-05 | 3.8327e-05 | 4.1577e-05 | 4.7991e-05 | 3.8155e-05 | 0.00012223 | 1.4908e-05 | 0.00012208 | 8.8353e-06 | 4.3321e-05 | 8.0348e-05 | 0.00011901 | 5.0695e-06 | 1.1517e-05 | 1.2827e-05 | 1.3681e-05 | 3.3208e-05 | 1.3262e-07
7.2322e-05 | 1.7329e-05 | 5.4595e-05 | 3.2142e-05 | 3.818e-05 | 0.00014069 | 1.2079e-05 | 0.00011012 | 8.8927e-06 | 3.7459e-05 | 8.0248e-05 | 0.00012164 | 4.1542e-06 | 2.039e-05 | 5.5537e-05 | 1.5574e-05 | 2.2222e-05 | 0
4.4155e-05 | 1.3208e-05 | 6.6208e-05 | 1.9517e-05 | 3.8978e-05 | 0.00017451 | 1.8501e-05 | 0.00010949 | 8.8162e-06 | 3.6808e-05 | 8.0148e-05 | 0.00011141 | 5.4576e-06 | 2.0839e-05 | 1.2216e-05 | 1.3263e-05 | 4.2911e-05 | 2.6525e-07
4.4171e-05 | 1.3389e-05 | 6.0907e-05 | 1.2915e-05 | 3.8978e-05 | 0.00017977 | 2.2211e-05 | 0.00011565 | 8.7724e-06 | 4.0885e-05 | 8.2279e-05 | 0.00011028 | 4.9134e-06 | 1.2366e-05 | 1.8532e-05 | 1.3002e-05 | 3.8653e-05 | 6.6312e-08
4.3277e-05 | 1.3251e-05 | 5.5163e-05 | 2.0469e-05 | 3.7356e-05 | 0.00016938 | 1.5551e-05 | 0.00011797 | 8.7669e-06 | 4.3344e-05 | 0.000133 | 0.00011175 | 6.415e-06 | 2.1193e-05 | 1.9666e-05 | 1.6027e-05 | 4.8339e-05 | 0
7.0617e-05 | 1.3565e-05 | 4.6958e-05 | 1.6589e-05 | 3.8978e-05 | 0.00021826 | 2.2477e-05 | 0.00010501 | 8.8871e-06 | 0.00010401 | 0.00013227 | 0.00011168 | 7.0602e-05 | 1.2272e-05 | 4.3928e-05 | 2.1012e-05 | 8.2715e-05 | 6.6312e-08
4.2223e-05 | 2.3612e-05 | 2.9667e-05 | 9.1913e-06 | 3.8155e-05 | 2.5051e-05 | 5.1456e-05 | 0.00010919 | 8.8115e-06 | 9.1067e-05 | 0.00025312 | 0.00011828 | 0.00010588 | 2.0225e-05 | 0.00015322 | 2.3884e-05 | 0.0001709 | 3.3156e-07
0.00020786 | 3.8891e-05 | 4.3082e-05 | 1.3183e-05 | 3.818e-05 | 2.613e-05 | 0.00010626 | 0.00011592 | 4.5967e-05 | 0.0001049 | 0.00023616 | 0.00011926 | 0.00014224 | 0.00022984 | 0.00011801 | 1.9477e-05 | 0.0002212 | 1.9894e-07
0.00025265 | 4.2076e-05 | 4.0172e-05 | 2.2434e-05 | 3.818e-05 | 2.5272e-05 | 0.00015983 | 0.0001267 | 9.0058e-06 | 6.9907e-05 | 0.00024744 | 0.00011906 | 0.00015934 | 2.0674e-05 | 0.00019335 | 2.3964e-05 | 0.00020179 | 9.0863e-05
0.00028799 | 4.0091e-05 | 4.6083e-05 | 5.8759e-05 | 3.8155e-05 | 3.6482e-05 | 0.00018969 | 0.00012841 | 9.0631e-06 | 7.5848e-05 | 0.00024579 | 0.00012203 | 0.00018067 | 0.00015092 | 0.00010263 | 5.1126e-05 | 0.00017119 | 0.0002637
0.00013886 | 9.1692e-05 | 6.7461e-05 | 0.00010629 | 3.6558e-05 | 0.0005153 | 0.00023469 | 0.0001353 | 9.7811e-06 | 0.00012001 | 0.00028352 | 0.00013461 | 0.00014999 | 5.6871e-05 | 5.0172e-05 | 4.0201e-05 | 0.00010702 | 7.3805e-05
0.00021083 | 0.00025813 | 0.00013754 | 0.00014143 | 3.8155e-05 | 0.00069148 | 0.00020684 | 0.00014037 | 3.9385e-05 | 0.0001107 | 0.00027267 | 0.00014992 | 0.00012417 | 0.0003093 | 9.7091e-05 | 0.00017619 | 0.0001502 | 1.8435e-05
0.00016835 | 0.00029931 | 0.00019426 | 0.00023539 | 3.818e-05 | 0.00070587 | 0.00017559 | 0.0001474 | 5.6741e-05 | 8.0961e-05 | 0.00038495 | 0.00014317 | 7.2219e-05 | 0.0002013 | 9.1706e-05 | 0.0002948 | 0.00011665 | 3.7135e-05
0.00014983 | 0.00023395 | 0.00031689 | 0.00030213 | 3.6558e-05 | 0.00071592 | 0.00012218 | 0.0001546 | 4.8445e-05 | 6.4411e-05 | 0.00035957 | 0.00015447 | 0.00011243 | 0.00025265 | 0.00012814 | 0.00034991 | 0.00010321 | 7.8248e-05
0.00032232 | 0.00029146 | 0.00034896 | 0.00038731 | 3.8155e-05 | 0.0007164 | 9.8618e-05 | 0.00015241 | 7.1469e-05 | 0.00018785 | 0.0003574 | 0.00015309 | 0.0001512 | 9.1101e-05 | 0.00016439 | 0.00055405 | 8.4556e-05 | 3.6382e-05
0.00040117 | 0.00037816 | 0.00049277 | 0.00038861 | 3.818e-05 | 0.00081032 | 0.00014233 | 0.00015757 | 0.00011885 | 0.00050767 | 0.00035669 | 0.00016859 | 0.00013912 | 2.8816e-05 | 0.00012642 | 0.0004613 | 0.00010931 | 3.241e-06
0.00093908 | 0.00043822 | 0.00052789 | 0.00047906 | 3.818e-05 | 0.0012567 | 0.00011817 | 0.0001649 | 0.00018336 | 0.00039428 | 0.00033178 | 0.00017281 | 0.00020375 | 9.5911e-05 | 0.00035652 | 0.00069553 | 0.00012796 | 1.9396e-06
0.00085546 | 0.00031972 | 0.00052215 | 0.00046566 | 3.8978e-05 | 0.0011117 | 9.9619e-05 | 0.00015943 | 0.00015542 | 0.00037474 | 0.00025855 | 0.00015576 | 0.00022352 | 3.8043e-05 | 0.00040611 | 0.0007189 | 0.00014309 | 0
0.00046928 | 0.00023597 | 0.00034357 | 0.00047788 | 0.00027051 | 0.00089992 | 0.00013949 | 0.00016005 | 0.00012767 | 0.00028346 | 0.00022079 | 0.00016 | 0.00015231 | 2.1712e-05 | 0.00018199 | 0.00045157 | 0.00015603 | 3.4129e-06
0.00016058 | 0.0001853 | 0.00034104 | 0.00033016 | 0.00011559 | 0.00048985 | 0.00013703 | 0.00015 | 8.0907e-05 | 0.00011423 | 0.00014804 | 0.00015417 | 0.0001123 | 0.00020933 | 7.9646e-05 | 0.00010051 | 9.4371e-05 | 1.3262e-07
0.00020311 | 7.8276e-05 | 0.00029577 | 0.0003312 | 3.818e-05 | 0.00022791 | 0.00010043 | 0.00014329 | 4.9276e-05 | 6.519e-05 | 5.2822e-05 | 0.00014442 | 2.5042e-05 | 9.0006e-05 | 2.591e-05 | 9.382e-05 | 0.00010581 | 6.6312e-08
6.251e-05 | 7.4126e-05 | 0.00019053 | 0.00024952 | 3.7356e-05 | 0.00012788 | 0.00010497 | 0.00013801 | 7.1513e-05 | 5.0984e-05 | 5.3488e-05 | 0.00014139 | 8.6944e-05 | 2.4733e-05 | 2.8473e-05 | 0.00012811 | 9.1714e-05 | 1.3262e-07
4.7449e-05 | 3.3731e-05 | 9.9579e-05 | 0.00011128 | 3.8978e-05 | 5.653e-05 | 5.18e-05 | 0.00013313 | 1.2469e-05 | 6.224e-05 | 5.3554e-05 | 0.00013951 | 1.5907e-05 | 1.0714e-05 | 6.3458e-06 | 3.2401e-05 | 8.8098e-05 | 1.1313e-05
7.9839e-05 | 3.0223e-05 | 9.1411e-05 | 9.4527e-05 | 3.818e-05 | 2.5051e-05 | 2.4087e-05 | 0.00013065 | 9.0256e-06 | 4.0303e-05 | 5.3155e-05 | 0.00014151 | 1.1265e-05 | 1.095e-05 | 1.059e-05 | 2.3109e-05 | 3.8353e-05 | 2.0477e-05
4.7466e-05 | 1.2933e-05 | 9.667e-05 | 7.2417e-05 | 3.8978e-05 | 4.0738e-05 | 1.0848e-05 | 0.00012502 | 8.9723e-06 | 3.7799e-05 | 5.2756e-05 | 0.00012626 | 8.3749e-06 | 2.0013e-05 | 8.3663e-06 | 1.3966e-05 | 3.1165e-05 | 3.3156e-07
5.0205e-05 | 1.3277e-05 | 7.9302e-05 | 4.8131e-05 | 3.9777e-05 | 0.00011869 | 1.8991e-05 | 0.00012753 | 8.9153e-06 | 3.5613e-05 | 5.2822e-05 | 0.00012559 | 7.2318e-06 | 1.1706e-05 | 7.4621e-06 | 1.3006e-05 | 3.0141e-05 | 1.9894e-07
4.6939e-05 | 1.306e-05 | 5.9393e-05 | 3.3465e-05 | 3.818e-05 | 0.00013329 | 6.5168e-06 | 0.00011674 | 8.914e-06 | 3.9373e-05 | 5.2855e-05 | 0.00011529 | 4.2435e-06 | 1.18e-05 | 6.6641e-06 | 1.8177e-05 | 3.1985e-05 | 6.6312e-08
4.7993e-05 | 1.3323e-05 | 4.4236e-05 | 2.1443e-05 | 3.8978e-05 | 0.00015807 | 6.3502e-06 | 0.00011938 | 8.8576e-06 | 3.4471e-05 | 5.2456e-05 | 0.00011729 | 7.9942e-06 | 2.2349e-05 | 6.1123e-06 | 1.5475e-05 | 2.6848e-05 | 0
4.9222e-05 | 1.2929e-05 | 4.1684e-05 | 3.1065e-05 | 3.6533e-05 | 0.00019262 | 1.2262e-06 | 0.00011288 | 8.8234e-06 | 6.3662e-05 | 5.2323e-05 | 0.00011283 | 1.3569e-05 | 1.3027e-05 | 2.7204e-05 | 1.4017e-05 | 6.2738e-05 | 2.2082e-05
4.8185e-05 | 1.3533e-05 | 6.1838e-05 | 1.8285e-05 | 3.9802e-05 | 0.00015412 | 8.8421e-06 | 0.00012715 | 8.8507e-06 | 3.5371e-05 | 5.1724e-05 | 0.00011635 | 3.5954e-05 | 8.7769e-05 | 4.7638e-05 | 1.6882e-05 | 8.0032e-05 | 1.3461e-05
8.0083e-05 | 1.9524e-05 | 5.9193e-05 | 1.1671e-05 | 3.7331e-05 | 0.0001425 | 7.4557e-05 | 0.00011348 | 8.7859e-06 | 7.2625e-05 | 0.00017335 | 0.0001177 | 8.8159e-05 | 0.00010844 | 6.5316e-05 | 1.5231e-05 | 0.00012761 | 6.1869e-05
0.00013375 | 1.8547e-05 | 3.736e-05 | 3.3453e-05 | 0.00032976 | 7.6224e-05 | 0.00013109 | 0.00012281 | 8.8194e-06 | 6.6395e-05 | 0.0003039 | 0.00012315 | 0.00013472 | 0.00027029 | 0.00016844 | 2.9192e-05 | 0.0001639 | 0.00011253
0.0004015 | 3.1062e-05 | 3.6686e-05 | 6.7214e-05 | 0.00087092 | 2.5443e-05 | 0.00018968 | 0.00012634 | 1.9717e-05 | 7.7917e-05 | 0.00044582 | 0.00013027 | 0.00020906 | 0.00011451 | 0.00016735 | 9.643e-05 | 0.0001937 | 3.5761e-05
0.00013661 | 7.5128e-05 | 7.4398e-05 | 0.00010621 | 0.00089233 | 0.0003308 | 0.00023514 | 0.00013778 | 8.7922e-05 | 0.00016965 | 0.00043136 | 0.00012849 | 0.00016648 | 0.00010547 | 0.0001084 | 7.6631e-05 | 0.0001637 | 2.4018e-05
0.00015468 | 8.2999e-05 | 0.00022705 | 0.00027513 | 0.00092251 | 0.0005205 | 0.00029987 | 0.0001448 | 0.00010784 | 0.00050875 | 0.00030393 | 0.00013426 | 0.00018118 | 9.3503e-05 | 0.00022435 | 0.00044303 | 0.00017734 | 0.00026041
4.7307e-05 | 0.00012352 | 0.000301 | 0.00037639 | 0.0011361 | 0.00035767 | 0.00029067 | 0.00014555 | 0.00010967 | 0.00021102 | 0.00026407 | 0.00014611 | 0.00016166 | 0.00026686 | 0.00026045 | 0.00046298 | 0.00011923 | 9.2542e-06
7.5921e-05 | 0.00045379 | 0.0003811 | 0.00040666 | 0.00090634 | 0.00032703 | 0.00023966 | 0.0001475 | 0.00012835 | 6.8518e-05 | 0.0002375 | 0.00014557 | 0.0001253 | 0.00019536 | 4.1829e-05 | 0.00047016 | 9.5586e-05 | 0
0.00015002 | 0.00038687 | 0.00062604 | 0.0004283 | 0.00090878 | 0.00029089 | 0.00020599 | 0.00014747 | 0.0001351 | 3.7981e-05 | 0.00015164 | 0.00015468 | 0.00012811 | 0.00025592 | 8.7062e-05 | 0.00041341 | 7.8253e-05 | 1.632e-05
0.0001559 | 0.00047566 | 0.0006563 | 0.00037873 | 0.00089972 | 0.00068275 | 0.000156 | 0.00014929 | 0.00014527 | 6.8026e-05 | 0.00015001 | 0.00016004 | 0.00016956 | 0.00022354 | 7.7835e-05 | 0.00073885 | 7.3712e-05 | 5.6945e-06
0.00061876 | 0.00043623 | 0.00077203 | 0.00035908 | 0.0012225 | 0.00061395 | 0.00015545 | 0.00015355 | 0.00018802 | 0.00021149 | 0.00015064 | 0.00016417 | 0.0002024 | 0.00013844 | 0.00015551 | 0.00079502 | 0.00011029 | 8.9649e-05
0.00087419 | 0.00060857 | 0.00066961 | 0.00036191 | 0.0012425 | 0.00056584 | 0.00019281 | 0.00014516 | 0.00017726 | 8.081e-05 | 0.00015677 | 0.00014739 | 0.00036991 | 0.00053524 | 0.00025622 | 0.00061164 | 0.00012385 | 3.5809e-07
0.00087444 | 0.00053621 | 0.0005533 | 0.00032073 | 0.00084042 | 0.00041897 | 0.00022485 | 0.00015854 | 0.0001513 | 0.0001052 | 0.00018646 | 0.00015212 | 0.0003578 | 0.0004126 | 0.00022305 | 0.0003418 | 0.00016236 | 7.3282e-05
0.00033256 | 0.00037924 | 0.0003583 | 0.00028588 | 0.00053156 | 0.00045875 | 0.00023664 | 0.00014628 | 0.00010444 | 9.1447e-05 | 0.00024961 | 0.0001494 | 0.00021108 | 0.000166 | 0.00011956 | 0.00026585 | 0.00020274 | 0.00010302
0.00055126 | 0.00024144 | 0.00026147 | 0.00018504 | 3.8978e-05 | 0.00024165 | 0.00017543 | 0.00014426 | 6.8972e-05 | 5.2781e-05 | 9.4188e-05 | 0.00014467 | 6.6139e-05 | 9.8846e-05 | 9.6405e-05 | 0.00012441 | 0.0002046 | 9.0781e-05
0.00019451 | 0.00024699 | 0.00022522 | 0.00021958 | 3.7331e-05 | 0.000144 | 0.00023102 | 0.0001432 | 2.8359e-05 | 5.491e-05 | 1.3314e-07 | 0.0001507 | 9.3769e-05 | 1.5812e-05 | 3.486e-05 | 4.0632e-05 | 0.00016126 | 5.3779e-05
0.00038518 | 0.00012441 | 0.00016992 | 0.00016094 | 3.7356e-05 | 3.2374e-05 | 0.00017639 | 0.00013429 | 2.1154e-05 | 3.8866e-05 | 1.6642e-07 | 0.00014369 | 7.5947e-05 | 0.00048949 | 2.004e-05 | 2.301e-05 | 7.6206e-05 | 0.00012234
0.00040423 | 0.00014568 | 0.00010041 | 0.00010507 | 3.8978e-05 | 2.6238e-05 | 0.00012955 | 0.00013833 | 1.5833e-05 | 4.4849e-05 | 1.6642e-07 | 0.00013496 | 4.5715e-05 | 0.00019366 | 7.3009e-06 | 1.2667e-05 | 7.4101e-05 | 7.7307e-05
0.00036491 | 8.1546e-05 | 8.4924e-05 | 7.7456e-05 | 3.7356e-05 | 2.5879e-05 | 5.7758e-05 | 0.00013314 | 1.4441e-05 | 4.2602e-05 | 1.6642e-07 | 0.00012571 | 6.2546e-05 | 4.2645e-05 | 8.0861e-06 | 1.3313e-05 | 3.4883e-05 | 1.9894e-07
0.00015453 | 4.8021e-05 | 4.7658e-05 | 4.727e-05 | 3.8978e-05 | 2.5227e-05 | 2.1508e-05 | 0.0001272 | 1.4665e-05 | 3.5605e-05 | 1.3314e-07 | 0.00012381 | 6.2216e-05 | 5.1354e-05 | 8.3408e-06 | 1.2133e-05 | 3.8465e-05 | 1.3262e-07
8.4458e-05 | 3.0486e-05 | 2.3637e-05 | 3.6439e-05 | 3.8155e-05 | 2.6135e-05 | 6.7327e-06 | 0.0001259 | 1.4363e-05 | 4.1498e-05 | 1.6642e-07 | 0.00012507 | 5.9909e-06 | 3.2096e-05 | 8.744e-06 | 1.3065e-05 | 2.8354e-05 | 6.6312e-08
5.3955e-05 | 2.1636e-05 | 2.1988e-05 | 2.6409e-05 | 3.7356e-05 | 2.5982e-05 | 6.4833e-06 | 0.00012785 | 1.4315e-05 | 5.5636e-05 | 1.6642e-07 | 0.00012082 | 8.0498e-06 | 4.3495e-05 | 7.4282e-06 | 1.2233e-05 | 2.8239e-05 | 0
5.3604e-05 | 1.4676e-05 | 2.1781e-05 | 1.1221e-05 | 3.8978e-05 | 2.5811e-05 | 1.0516e-05 | 0.00012335 | 1.4322e-05 | 5.3798e-05 | 2.2966e-06 | 0.00011401 | 6.9676e-06 | 2.8839e-05 | 1.5557e-05 | 1.308e-05 | 5.1612e-05 | 6.6312e-08
5.1814e-05 | 1.352e-05 | 2.2781e-05 | 1.9456e-05 | 3.6533e-05 | 2.5124e-05 | 2.9563e-05 | 0.00012725 | 1.4191e-05 | 4.7202e-05 | 5.2656e-05 | 0.00011194 | 2.1754e-05 | 3.9318e-05 | 7.7523e-05 | 2.2541e-05 | 0.00010655 | 0
0.00016492 | 1.3091e-05 | 2.1924e-05 | 1.6246e-05 | 3.8155e-05 | 2.6482e-05 | 6.9414e-05 | 0.0001083 | 1.4329e-05 | 7.2035e-05 | 5.2323e-05 | 0.00011754 | 5.2287e-05 | 2.5464e-05 | 7.9486e-05 | 5.0164e-05 | 0.00020589 | 0.00013822
0.00029702 | 1.94e-05 | 2.1875e-05 | 7.5776e-06 | 3.8978e-05 | 2.6664e-05 | 0.00012702 | 0.0001252 | 8.9115e-06 | 5.6438e-05 | 0.0001529 | 0.00011608 | 0.00011232 | 2.4756e-05 | 0.00019933 | 2.5003e-05 | 0.00020478 | 3.6644e-05
0.0003038 | 1.8686e-05 | 2.2781e-05 | 2.0023e-05 | 3.818e-05 | 2.608e-05 | 0.00014844 | 0.00011462 | 9e-06 | 9.1525e-05 | 0.00020529 | 0.00011873 | 6.2829e-05 | 0.00019605 | 0.00010517 | 1.6206e-05 | 0.0001323 | 3.7778e-05
0.00017791 | 2.5179e-05 | 2.417e-05 | 1.9767e-05 | 3.8155e-05 | 0.00036137 | 0.00020181 | 0.00011722 | 1.4591e-05 | 4.8064e-05 | 0.00021975 | 0.00011436 | 0.00011221 | 2.9052e-05 | 6.2244e-05 | 3.0236e-05 | 0.00014585 | 0.00071614
0.00031649 | 2.6149e-05 | 6.103e-05 | 1.5243e-05 | 3.8978e-05 | 0.00025183 | 0.00021942 | 0.00013083 | 1.2465e-05 | 3.5689e-05 | 0.00018543 | 0.00010998 | 5.0639e-05 | 1.154e-05 | 3.412e-05 | 3.6964e-05 | 0.00012696 | 0.00045896
0.00032141 | 3.4135e-05 | 5.8364e-05 | 3.547e-05 | 3.7356e-05 | 7.793e-05 | 0.00017869 | 0.0001259 | 1.9332e-05 | 9.4736e-05 | 0.00017213 | 0.00012056 | 8.0132e-05 | 1.9517e-05 | 5.571e-05 | 2.2647e-05 | 9.3556e-05 | 0.00026042
0.00038448 | 3.8638e-05 | 0.00010752 | 7.5064e-05 | 3.8978e-05 | 2.5375e-05 | 0.00016953 | 0.00013155 | 2.7979e-05 | 6.2081e-05 | 0.00016031 | 0.00013003 | 0.00011295 | 0.00043426 | 7.8237e-05 | 2.8012e-05 | 8.3235e-05 | 0.00022038
0.00039208 | 4.902e-05 | 9.1269e-05 | 8.8764e-05 | 3.8155e-05 | 0.00012685 | 0.00016694 | 0.0001287 | 1.9505e-05 | 6.3926e-05 | 0.00015518 | 0.00013362 | 7.5785e-05 | 0.00022877 | 0.00012304 | 1.5234e-05 | 7.9414e-05 | 4.7028e-05
0.0004294 | 4.3003e-05 | 8.4877e-05 | 9.527e-05 | 3.818e-05 | 0.00013667 | 0.00016327 | 0.00013912 | 1.6885e-05 | 7.3321e-05 | 0.00012908 | 0.00013922 | 0.00013143 | 0.00026688 | 7.5736e-05 | 4.2961e-05 | 7.0063e-05 | 4.0185e-05
0.00036173 | 7.1355e-05 | 0.00021633 | 0.00020063 | 3.8978e-05 | 0.00029228 | 9.9725e-05 | 0.00015113 | 3.1301e-05 | 4.1029e-05 | 0.00018366 | 0.0001387 | 0.00013767 | 0.00019888 | 7.6909e-05 | 1.8052e-05 | 6.5888e-05 | 0.0001205
0.00068056 | 7.9067e-05 | 0.00027426 | 0.0002154 | 3.8978e-05 | 0.0004904 | 0.00011744 | 0.00015177 | 3.1088e-05 | 6.4834e-05 | 0.0001835 | 0.0001547 | 0.0002294 | 0.00014368 | 0.00014894 | 7.3417e-05 | 7.7672e-05 | 0.00042029
0.00034653 | 7.5063e-05 | 0.00027193 | 0.00025834 | 3.8978e-05 | 0.0004895 | 0.00015118 | 0.00014699 | 1.8445e-05 | 7.1465e-05 | 0.00019706 | 0.00014585 | 0.00034838 | 0.00012633 | 0.00060462 | 0.00014012 | 0.00010103 | 0.00034447
8.4778e-05 | 7.6499e-05 | 0.00015756 | 0.00026218 | 3.8978e-05 | 0.00038331 | 0.00012518 | 0.00015019 | 1.2113e-05 | 0.00011907 | 0.00027142 | 0.00014911 | 0.00040281 | 5.6357e-05 | 0.00042224 | 4.9895e-05 | 0.00013104 | 0.00066707
0.00015734 | 6.9268e-05 | 0.00012325 | 0.00025452 | 3.8978e-05 | 0.00020742 | 0.00015971 | 0.00014141 | 2.1437e-05 | 0.00010772 | 0.00025884 | 0.00014339 | 0.0002934 | 7.0021e-05 | 0.0002182 | 3.901e-05 | 0.00013093 | 9.8589e-05
0.00026024 | 3.7906e-05 | 8.0753e-05 | 0.00030376 | 3.8978e-05 | 2.5272e-05 | 0.00015277 | 0.0001328 | 4.3715e-05 | 0.00015212 | 9.5892e-05 | 0.00014457 | 0.00020232 | 3.7972e-05 | 0.0001708 | 3.0704e-05 | 0.00015202 | 3.987e-05
8.6599e-05 | 2.3773e-05 | 6.7165e-05 | 0.00024966 | 3.8155e-05 | 0.00010929 | 0.00017945 | 0.00012955 | 2.6418e-05 | 8.6551e-05 | 1.6642e-07 | 0.00013832 | 6.9418e-05 | 2.3458e-05 | 5.2469e-05 | 8.2821e-05 | 0.00013958 | 0.00045198
9.2563e-05 | 5.07e-05 | 4.9746e-05 | 0.0001606 | 3.818e-05 | 3.7124e-05 | 0.00012884 | 0.00012898 | 2.1464e-05 | 4.354e-05 | 1.6642e-07 | 0.00013028 | 5.8542e-05 | 2.3812e-05 | 5.5295e-05 | 4.6399e-05 | 0.00010925 | 0.00029286
5.2956e-05 | 2.9147e-05 | 4.964e-05 | 8.327e-05 | 3.8155e-05 | 2.6238e-05 | 7.0558e-05 | 0.00012325 | 1.0907e-05 | 4.2973e-05 | 1.6642e-07 | 0.00012686 | 3.7634e-05 | 2.4355e-05 | 3.1241e-05 | 1.9557e-05 | 6.414e-05 | 8.289e-05
8.3239e-05 | 1.8665e-05 | 3.1709e-05 | 7.292e-05 | 3.9206e-05 | 2.8807e-05 | 2.3187e-05 | 0.00012475 | 9.0421e-06 | 3.9855e-05 | 5.3255e-07 | 0.00012158 | 2.0759e-05 | 2.4922e-05 | 2.7573e-06 | 1.4583e-05 | 3.3851e-05 | 5.3547e-06
4.9398e-05 | 1.5814e-05 | 2.2056e-05 | 5.3648e-05 | 3.7577e-05 | 2.853e-05 | 7.9053e-06 | 0.00012509 | 8.9848e-06 | 4.8321e-05 | 5.6583e-07 | 0.00012029 | 2.3386e-05 | 3.6198e-05 | 4.0611e-06 | 1.3596e-05 | 3.5707e-05 | 1.363e-07
4.8355e-05 | 1.2882e-05 | 3.2736e-05 | 3.0915e-05 | 3.9206e-05 | 7.3768e-05 | 7.9396e-06 | 0.00012606 | 9.1768e-06 | 4.2214e-05 | 5.3255e-07 | 0.00011454 | 1.8636e-05 | 2.4922e-05 | 4.8384e-06 | 1.3856e-05 | 3.0844e-05 | 1.681e-07
7.5492e-05 | 1.27e-05 | 3.9971e-05 | 2.4218e-05 | 3.9155e-05 | 0.00012564 | 7.6295e-06 | 0.00012066 | 9.0214e-06 | 3.6881e-05 | 5.6583e-07 | 0.00011303 | 2.2352e-05 | 2.4587e-05 | 3.9803e-06 | 1.352e-05 | 3.1815e-05 | 1.4084e-07
4.8529e-05 | 1.2576e-05 | 2.4031e-05 | 1.0407e-05 | 3.7577e-05 | 0.00011262 | 5.0654e-06 | 0.00012173 | 9.2422e-06 | 3.6923e-05 | 2.5296e-06 | 0.00010795 | 6.3476e-06 | 3.5426e-05 | 1.1202e-05 | 1.3605e-05 | 4.153e-05 | 1.0313e-06
4.9364e-05 | 1.2744e-05 | 2.1981e-05 | 1.9263e-05 | 3.8366e-05 | 0.00019689 | 1.1099e-05 | 0.00011438 | 8.885e-06 | 3.9193e-05 | 5.3321e-05 | 0.00010718 | 9.8007e-06 | 2.4227e-05 | 5.5465e-05 | 2.1147e-05 | 0.00010467 | 5.9971e-07
0.00016318 | 1.2497e-05 | 2.4313e-05 | 1.0656e-05 | 3.8417e-05 | 0.00014748 | 4.5506e-05 | 0.00011154 | 9.0453e-06 | 6.1109e-05 | 5.2922e-05 | 0.00010847 | 5.1871e-05 | 2.3918e-05 | 6.482e-05 | 0.00015294 | 0.0001947 | 2.147e-05
0.00023345 | 1.2753e-05 | 2.222e-05 | 6.7996e-06 | 3.7525e-05 | 2.8702e-05 | 8.8463e-05 | 0.00011554 | 9.0044e-06 | 0.00011834 | 9.506e-05 | 0.0001131 | 7.3187e-05 | 2.2888e-05 | 8.9968e-05 | 0.00014937 | 0.0001958 | 0.00059726
0.00015518 | 1.2463e-05 | 2.733e-05 | 1.5892e-05 | 3.8417e-05 | 2.9385e-05 | 8.2343e-05 | 0.00011804 | 9.0616e-06 | 7.4099e-05 | 0.00019914 | 0.00011075 | 4.5566e-05 | 2.16e-05 | 0.00011034 | 4.1497e-05 | 0.00013817 | 9.118e-05
0.00012906 | 1.6971e-05 | 3.3453e-05 | 1.9285e-05 | 3.7577e-05 | 5.4041e-05 | 0.00012934 | 0.00012827 | 8.9975e-06 | 5.1451e-05 | 0.00025872 | 0.00011485 | 5.557e-05 | 6.0219e-05 | 5.5458e-05 | 3.1307e-05 | 8.6401e-05 | 0.00020824
0.00010146 | 3.8686e-05 | 3.6691e-05 | 3.8601e-05 | 3.8366e-05 | 7.4907e-05 | 0.00014351 | 0.00012664 | 9.1211e-06 | 9.7281e-05 | 0.00025802 | 0.00010913 | 0.00013518 | 7.7751e-06 | 3.3295e-05 | 1.833e-05 | 0.00010134 | 5.0362e-05
8.0633e-05 | 4.2567e-05 | 3.6793e-05 | 5.3439e-05 | 3.9206e-05 | 0.00013147 | 0.00013277 | 0.00013104 | 1.6289e-05 | 5.7302e-05 | 0.00022187 | 0.00011651 | 0.00012794 | 2.1111e-06 | 4.4769e-05 | 2.9522e-05 | 0.00010419 | 8.1343e-05
4.7313e-05 | 4.9728e-05 | 6.3137e-05 | 7.711e-05 | 3.6788e-05 | 0.00020881 | 0.00011093 | 0.00014209 | 2.2269e-05 | 6.7038e-05 | 0.00019795 | 0.00013159 | 9.8087e-05 | 0.00033983 | 0.00011148 | 3.5929e-05 | 7.7666e-05 | 0.00014488
0.000172 | 7.7991e-05 | 5.0478e-05 | 0.00011474 | 3.9206e-05 | 0.00024602 | 0.00010919 | 0.0001454 | 1.693e-05 | 6.4998e-05 | 9.5992e-05 | 0.00013213 | 6.6509e-05 | 0.00024456 | 4.1764e-05 | 4.734e-05 | 6.2105e-05 | 5.6118e-05
0.00040637 | 0.00011369 | 0.00013059 | 0.00015617 | 3.8417e-05 | 0.00048098 | 0.00010362 | 0.00015293 | 1.0879e-05 | 4.6784e-05 | 9.5859e-05 | 0.00013855 | 2.6665e-05 | 0.00028315 | 1.5717e-05 | 7.5046e-05 | 5.2507e-05 | 2.4977e-05
0.00043361 | 0.00015274 | 0.00027914 | 0.00025256 | 4.0046e-05 | 0.00061428 | 0.00012219 | 0.00014633 | 2.5342e-05 | 7.555e-05 | 0.00013224 | 0.00014203 | 5.5107e-05 | 0.00021309 | 8.079e-05 | 9.7944e-05 | 4.1842e-05 | 6.0114e-07
0.0004249 | 0.00011809 | 0.0004629 | 0.00033388 | 3.9257e-05 | 0.00068672 | 0.00016158 | 0.00016268 | 2.5045e-05 | 0.000189 | 0.00027506 | 0.00014898 | 0.00019339 | 0.00026626 | 4.4855e-05 | 0.00012009 | 5.8527e-05 | 1.6457e-05
0.00043793 | 0.00010204 | 0.00041602 | 0.00034264 | 3.9206e-05 | 0.00069991 | 0.00017156 | 0.00016206 | 9.1356e-06 | 0.00018408 | 0.00022388 | 0.00014416 | 0.00041029 | 0.000157 | 0.00028068 | 0.00029961 | 0.00010642 | 0.00018112
0.00039562 | 0.00012002 | 0.00038328 | 0.00032978 | 3.9206e-05 | 0.00054156 | 0.00014292 | 0.00015697 | 9.2174e-06 | 9.735e-05 | 0.00031227 | 0.0001454 | 0.00037547 | 4.9097e-05 | 0.00043721 | 0.0002383 | 0.00015514 | 0.00010384
0.00022165 | 0.0002746 | 0.00017404 | 0.00034662 | 3.8417e-05 | 0.00046037 | 0.00014813 | 0.00015408 | 1.9331e-05 | 9.8449e-05 | 0.00033972 | 0.00014658 | 0.00014529 | 0.00017085 | 0.00033688 | 0.00019223 | 0.0001326 | 0.00027208
0.00014544 | 0.0001222 | 0.00012025 | 0.000244 | 4.1573e-05 | 0.00023952 | 0.00017835 | 0.00014772 | 4.223e-05 | 6.4519e-05 | 0.00021353 | 0.00013754 | 0.00010948 | 0.00010198 | 0.00015007 | 0.00014157 | 0.0001831 | 9.8297e-05
0.00017622 | 0.00013655 | 0.00010513 | 0.0001682 | 3.8314e-05 | 0.00013792 | 0.00012679 | 0.00013858 | 3.5535e-05 | 4.8221e-05 | 7.3898e-05 | 0.00013692 | 9.3872e-05 | 0.00021087 | 4.4795e-05 | 4.1321e-05 | 0.00010915 | 9.2799e-05
8.5816e-05 | 5.8754e-05 | 4.8582e-05 | 0.00010333 | 3.9257e-05 | 2.8924e-05 | 0.00015663 | 0.00014645 | 2.5907e-05 | 5.308e-05 | 5.6583e-07 | 0.00013969 | 6.5295e-05 | 0.00016466 | 3.0282e-05 | 2.6376e-05 | 0.00010803 | 0.00010391
4.8321e-05 | 1.6852e-05 | 6.7175e-05 | 6.8366e-05 | 3.9995e-05 | 2.9057e-05 | 8.1869e-05 | 0.00012802 | 1.1451e-05 | 5.8296e-05 | 5.3255e-07 | 0.0001327 | 1.0625e-05 | 3.3572e-05 | 9.861e-06 | 1.7175e-05 | 9.5547e-05 | 3.2014e-05
6.6225e-05 | 1.2704e-05 | 5.2855e-05 | 3.8829e-05 | 3.7577e-05 | 2.854e-05 | 2.5297e-05 | 0.00012788 | 8.9644e-06 | 3.7215e-05 | 5.6583e-07 | 0.00012091 | 9.7716e-06 | 3.1667e-05 | 4.5758e-06 | 2.1177e-05 | 3.1758e-05 | 4.7334e-05
4.8495e-05 | 1.2497e-05 | 7.6784e-05 | 3.4289e-05 | 3.8366e-05 | 3.3298e-05 | 3.8462e-05 | 0.00013428 | 9.0554e-06 | 4.864e-05 | 4.9926e-07 | 0.00011915 | 4.2105e-05 | 3.0174e-05 | 2.7775e-06 | 2.0135e-05 | 3.6904e-05 | 5.4901e-05
5.4748e-05 | 1.2833e-05 | 4.3214e-05 | 3.5396e-05 | 3.9206e-05 | 0.00012025 | 2.1811e-05 | 0.00012065 | 9.1454e-06 | 4.1283e-05 | 5.6583e-07 | 0.00011525 | 3.128e-05 | 2.9092e-05 | 2.9772e-06 | 1.503e-05 | 2.8607e-05 | 2.8282e-05
6.0064e-05 | 1.2615e-05 | 2.8865e-05 | 1.5e-05 | 3.7577e-05 | 0.00019611 | 3.1172e-06 | 0.00013089 | 8.9997e-06 | 3.6335e-05 | 6.324e-07 | 0.00011266 | 4.9808e-06 | 2.8938e-05 | 3.2615e-06 | 1.4723e-05 | 3.2428e-05 | 7.7235e-08
4.9016e-05 | 1.2738e-05 | 2.4548e-05 | 1.9573e-05 | 3.8366e-05 | 0.00014847 | 2.7145e-06 | 0.0001148 | 9.0611e-06 | 3.7323e-05 | 2.8624e-06 | 0.00011097 | 5.5056e-06 | 2.796e-05 | 7.9706e-06 | 1.4804e-05 | 5.739e-05 | 2.0445e-07
4.7714e-05 | 1.2446e-05 | 2.5153e-05 | 1.4492e-05 | 3.7577e-05 | 0.00019512 | 1.9504e-05 | 0.00011571 | 8.9518e-06 | 4.3069e-05 | 5.3055e-05 | 0.00010827 | 1.4151e-05 | 3.4087e-05 | 5.9431e-05 | 1.7221e-05 | 0.00010968 | 7.2692e-07
0.00011068 | 1.2453e-05 | 2.1957e-05 | 2.7044e-05 | 3.8366e-05 | 0.00017362 | 3.1038e-05 | 0.00011175 | 8.9458e-06 | 5.8189e-05 | 5.2822e-05 | 0.00011428 | 9.0267e-05 | 3.1847e-05 | 8.9295e-05 | 4.648e-05 | 0.0002093 | 4.7477e-06
0.00015542 | 1.266e-05 | 2.5234e-05 | 1.498e-05 | 3.8366e-05 | 0.00023392 | 0.00014777 | 0.00011186 | 9.1329e-06 | 7.6331e-05 | 9.5093e-05 | 0.00011798 | 0.00011415 | 1.2976e-05 | 7.0201e-05 | 3.9015e-05 | 0.00021425 | 0.00011301
9.5226e-05 | 1.2409e-05 | 2.5742e-05 | 3.2021e-05 | 3.8417e-05 | 0.00024286 | 0.00016287 | 0.00012453 | 9.186e-06 | 8.5733e-05 | 0.00019977 | 0.00011571 | 6.4123e-05 | 2.2424e-05 | 6.9342e-05 | 1.7488e-05 | 0.00016542 | 0.00017683
6.6654e-05 | 1.2462e-05 | 2.9766e-05 | 4.999e-05 | 3.9206e-05 | 3.4978e-05 | 0.00015645 | 0.0001235 | 1.3184e-05 | 7.6247e-05 | 0.00030066 | 0.00011706 | 4.3537e-05 | 1.156e-05 | 7.0657e-05 | 2.3875e-05 | 0.00013574 | 0.0002617
0.00014384 | 1.2542e-05 | 8.0145e-05 | 7.3228e-05 | 3.7628e-05 | 2.8164e-05 | 0.00018889 | 0.0001234 | 2.5408e-05 | 6.9687e-05 | 0.00033457 | 0.00011821 | 8.0011e-05 | 1.967e-05 | 2.7176e-05 | 3.9319e-05 | 0.0001049 | 0.00063191
0.00038654 | 2.6757e-05 | 9.3836e-05 | 7.5892e-05 | 3.8366e-05 | 0.00029777 | 0.00016231 | 0.00014387 | 9.1365e-06 | 0.00026813 | 0.0002971 | 0.0001193 | 7.1257e-05 | 9.7811e-06 | 0.00013161 | 0.00017548 | 0.00011258 | 0.00025199
0.00038863 | 5.9624e-05 | 8.1395e-05 | 0.00011196 | 3.8417e-05 | 0.00057241 | 0.00014211 | 0.00014328 | 9.1947e-06 | 0.00032483 | 0.00027882 | 0.0001323 | 8.6025e-05 | 0.00045921 | 0.00017822 | 0.00019385 | 5.663e-05 | 0.0004659
0.00039197 | 5.5202e-05 | 7.2884e-05 | 0.00014908 | 3.8366e-05 | 0.00061205 | 9.625e-05 | 0.00015225 | 9.1e-06 | 0.00013386 | 0.00028511 | 0.00014452 | 6.9815e-05 | 0.00021667 | 6.5297e-05 | 0.00019349 | 5.9504e-05 | 1.2539e-06
0.00039284 | 0.00018362 | 0.00015653 | 0.00019237 | 3.7628e-05 | 0.0005238 | 6.5842e-05 | 0.0001518 | 1.1485e-05 | 4.6247e-05 | 0.00028684 | 0.00015026 | 4.4318e-05 | 0.00024665 | 6.6561e-05 | 0.00020672 | 5.6549e-05 | 9.9842e-06
0.0003919 | 0.00023878 | 0.00019265 | 0.00026184 | 3.9206e-05 | 0.00029649 | 6.6719e-05 | 0.00015174 | 1.2185e-05 | 4.2902e-05 | 0.00028748 | 0.00014787 | 0.00013328 | 0.00022125 | 7.0192e-05 | 0.00021642 | 6.3554e-05 | 6.0293e-05
0.00059868 | 0.0001815 | 0.0003798 | 0.00038547 | 3.9206e-05 | 0.00067372 | 0.00010707 | 0.00016333 | 1.2132e-05 | 9.5137e-05 | 0.00024187 | 0.00015764 | 0.00013361 | 0.00015458 | 0.0002194 | 0.00031977 | 9.4258e-05 | 0.00026951
0.00041185 | 0.00027091 | 0.00032506 | 0.00050979 | 3.9206e-05 | 0.00061044 | 9.4777e-05 | 0.00016664 | 1.2282e-05 | 0.00012259 | 0.00018469 | 0.00015962 | 0.00034015 | 9.9423e-05 | 0.00045609 | 0.00031626 | 7.9944e-05 | 1.7653e-05
0.00059306 | 0.00049519 | 0.00025865 | 0.0005371 | 3.9257e-05 | 0.00020971 | 0.00013401 | 0.00016169 | 5.0297e-05 | 9.89e-05 | 0.0002727 | 0.00015296 | 0.00029224 | 2.7033e-06 | 0.00032884 | 0.00027498 | 0.00013246 | 7.2547e-05
0.00047394 | 0.00032782 | 0.0001876 | 0.0004754 | 3.9206e-05 | 0.00015546 | 0.00014421 | 0.00015489 | 4.7486e-05 | 0.00057427 | 0.00031677 | 0.00015417 | 0.00016706 | 0.00011694 | 0.00015212 | 0.00017862 | 0.00015219 | 9.0686e-05
0.00015281 | 0.00023831 | 0.00013901 | 0.00029455 | 3.8366e-05 | 7.1256e-05 | 0.00013943 | 0.00014967 | 6.3095e-05 | 0.00020073 | 0.00020593 | 0.0001383 | 0.00011486 | 0.00011645 | 0.0002262 | 6.186e-05 | 0.00014569 | 0.00020664
7.3121e-05 | 0.00010477 | 6.0677e-05 | 0.0002192 | 3.8417e-05 | 0.00012636 | 0.00011208 | 0.00014511 | 2.5407e-05 | 5.0914e-05 | 8.1114e-05 | 0.00013537 | 0.00011164 | 7.1495e-05 | 5.5098e-05 | 4.6128e-05 | 0.00013923 | 0.00056737
4.9431e-05 | 6.0631e-05 | 4.6067e-05 | 0.00018359 | 3.9206e-05 | 0.00029608 | 0.00013316 | 0.00013604 | 2.027e-05 | 5.3897e-05 | 3.4449e-05 | 0.00013101 | 4.0616e-05 | 5.5095e-06 | 4.3914e-05 | 3.5846e-05 | 9.7363e-05 | 0.00010859
4.7279e-05 | 3.909e-05 | 3.3369e-05 | 8.8215e-05 | 3.8366e-05 | 0.00022906 | 5.7131e-05 | 0.00013592 | 9.3218e-06 | 3.847e-05 | 5.3255e-07 | 0.00013003 | 1.7507e-05 | 2.5746e-06 | 1.1495e-05 | 2.2624e-05 | 9.5759e-05 | 2.3625e-07
4.891e-05 | 1.6537e-05 | 3.5409e-05 | 0.00010688 | 3.8366e-05 | 0.00015859 | 2.7375e-05 | 0.00012367 | 8.9797e-06 | 4.814e-05 | 5.6583e-07 | 0.00011762 | 1.5373e-05 | 5.6898e-06 | 3.9939e-06 | 1.6309e-05 | 5.1189e-05 | 2.4079e-07
4.8321e-05 | 1.6481e-05 | 2.7088e-05 | 3.8262e-05 | 3.9206e-05 | 0.00020834 | 9.4876e-06 | 0.00012122 | 8.867e-06 | 5.2262e-05 | 5.3255e-07 | 0.00011989 | 1.3311e-05 | 1.9567e-06 | 4.0611e-06 | 1.5581e-05 | 2.4129e-05 | 7.2692e-08
5.6422e-05 | 1.2788e-05 | 2.5558e-05 | 2.7736e-05 | 3.8417e-05 | 0.00020271 | 7.6334e-06 | 0.0001152 | 8.8987e-06 | 4.0462e-05 | 6.324e-07 | 0.0001126 | 6.0334e-06 | 2.1111e-06 | 2.7633e-06 | 1.4259e-05 | 2.5455e-05 | 4.0889e-08
4.6845e-05 | 1.2177e-05 | 2.536e-05 | 1.379e-05 | 3.8366e-05 | 0.00020742 | 6.377e-06 | 0.00012095 | 8.9692e-06 | 6.1428e-05 | 5.9912e-07 | 0.00011158 | 5.7992e-06 | 5.664e-06 | 5.9699e-06 | 2.4872e-05 | 3.9346e-05 | 7.7235e-08
5.1221e-05 | 1.2531e-05 | 2.1901e-05 | 1.182e-05 | 3.8366e-05 | 0.00025776 | 2.6235e-06 | 0.0001187 | 8.9249e-06 | 5.0858e-05 | 2.7293e-06 | 0.00010943 | 5.3029e-06 | 2.0081e-06 | 3.1671e-06 | 2.4302e-05 | 4.0883e-05 | 3.3166e-07
4.8929e-05 | 1.2866e-05 | 2.4726e-05 | 9.261e-06 | 3.7577e-05 | 0.00023703 | 2.6361e-05 | 0.00011437 | 9.1215e-06 | 4.4259e-05 | 5.3022e-05 | 0.00010598 | 1.1833e-05 | 5.767e-06 | 5.3623e-05 | 2.7448e-05 | 7.3371e-05 | 5.361e-07
7.7813e-05 | 1.23e-05 | 2.1858e-05 | 9.7185e-06 | 3.8366e-05 | 0.00023722 | 4.2436e-05 | 0.00011484 | 8.8902e-06 | 7.0749e-05 | 5.2756e-05 | 0.0001123 | 2.8021e-05 | 1.9567e-06 | 0.00015641 | 3.7338e-05 | 0.00020507 | 4.5569e-06
0.00012087 | 1.2443e-05 | 2.2426e-05 | 1.8301e-05 | 3.6736e-05 | 0.00024497 | 9.8727e-05 | 0.00011977 | 9.0251e-06 | 5.8359e-05 | 0.00011859 | 0.00011527 | 7.0976e-05 | 5.6383e-06 | 0.00011648 | 3.9866e-05 | 0.00020438 | 9.9708e-05
7.123e-05 | 1.5196e-05 | 2.8025e-05 | 2.4482e-05 | 3.9206e-05 | 0.00014724 | 0.00014445 | 0.00011368 | 9.2295e-06 | 6.8029e-05 | 0.00028425 | 0.00011488 | 4.7702e-05 | 1.9824e-06 | 0.00012701 | 3.8814e-05 | 0.0001277 | 0.00019068
6.3561e-05 | 2.4538e-05 | 3.0437e-05 | 2.3233e-05 | 3.9206e-05 | 7.6712e-05 | 0.00013108 | 0.00011799 | 9.1223e-06 | 3.5159e-05 | 0.0003731 | 0.00011003 | 6.9595e-05 | 2.0081e-06 | 0.0001023 | 2.7537e-05 | 0.00010031 | 3.0696e-05
0.00012028 | 3.6647e-05 | 2.7955e-05 | 2.7904e-05 | 3.7628e-05 | 2.8264e-05 | 0.0001572 | 0.00013083 | 9.0777e-06 | 0.00025892 | 0.00036851 | 0.00012139 | 9.9256e-05 | 5.8442e-06 | 8.2016e-05 | 2.1886e-05 | 0.00010071 | 7.1708e-05
0.00030897 | 3.6854e-05 | 2.672e-05 | 2.7633e-05 | 3.7525e-05 | 2.832e-05 | 0.00014427 | 0.00013349 | 1.7511e-05 | 0.00025894 | 0.00030023 | 0.0001221 | 0.00015521 | 2.5488e-06 | 0.00012069 | 3.363e-05 | 9.6676e-05 | 0.000119
0.00047853 | 4.3845e-05 | 3.6925e-05 | 6.9224e-05 | 3.9257e-05 | 0.00015176 | 0.00011595 | 0.00014272 | 3.5282e-05 | 7.8624e-05 | 0.0002814 | 0.00012497 | 8.7317e-05 | 0.00047249 | 8.7898e-05 | 3.9132e-05 | 6.6146e-05 | 0.00014461
0.000468 | 5.1162e-05 | 5.7102e-05 | 0.00014148 | 3.7525e-05 | 2.8075e-05 | 9.2085e-05 | 0.00014015 | 2.2628e-05 | 5.9146e-05 | 0.00028318 | 0.00012893 | 4.015e-05 | 0.00022633 | 6.1098e-05 | 5.073e-05 | 6.5621e-05 | 9.0219e-05
0.00046099 | 5.8773e-05 | 8.3327e-05 | 0.00016937 | 3.8417e-05 | 4.4383e-05 | 6.9925e-05 | 0.00015324 | 1.4923e-05 | 5.3412e-05 | 0.00028258 | 0.00013956 | 7.5021e-05 | 0.00024636 | 4.265e-05 | 0.00021622 | 4.0535e-05 | 8.7532e-05
0.00048017 | 8.0577e-05 | 0.00013814 | 0.00021634 | 3.8417e-05 | 0.00051099 | 0.00011953 | 0.00015532 | 1.501e-05 | 4.441e-05 | 0.00028515 | 0.0001419 | 0.00010059 | 0.00021426 | 2.1133e-05 | 0.00024135 | 7.7425e-05 | 9.8125e-05
0.00049721 | 8.6689e-05 | 0.00024456 | 0.00029767 | 3.9206e-05 | 0.00050224 | 0.00013705 | 0.00016028 | 1.4898e-05 | 6.6892e-05 | 0.0002473 | 0.00015349 | 0.00022564 | 0.00026618 | 0.00022505 | 0.00019553 | 7.7483e-05 | 4.4069e-05
6.7498e-05 | 7.8361e-05 | 0.00023133 | 0.00034835 | 3.9206e-05 | 0.00038681 | 7.6712e-05 | 0.0001565 | 1.4972e-05 | 0.00013342 | 0.00013617 | 0.00014736 | 0.00036705 | 0.00022494 | 0.00032275 | 0.00014559 | 8.9855e-05 | 2.6351e-07
0.00013325 | 0.00011687 | 9.6088e-05 | 0.00041749 | 3.9206e-05 | 0.00017019 | 5.9049e-05 | 0.00015425 | 7.09e-05 | 7.0969e-05 | 8.9634e-05 | 0.00015509 | 0.0002189 | 0.00015826 | 0.00022644 | 9.5074e-05 | 0.00014178 | 9.7307e-06
0.00010008 | 0.00021164 | 4.1604e-05 | 0.00037581 | 3.9206e-05 | 6.3326e-05 | 0.0001032 | 0.00015138 | 5.7349e-05 | 5.7867e-05 | 0.00022264 | 0.00014646 | 0.00014145 | 7.6567e-05 | 0.0002188 | 4.4306e-05 | 0.00014369 | 4.9864e-05
0.00010153 | 0.00022182 | 2.9599e-05 | 0.00031937 | 3.9206e-05 | 0.0003231 | 0.00013083 | 0.00014612 | 5.4586e-05 | 9.1571e-05 | 0.00021626 | 0.00013817 | 0.00017513 | 6.4158e-05 | 9.2198e-05 | 2.8624e-05 | 0.00012233 | 8.0665e-05
6.5039e-05 | 0.00018563 | 5.2153e-05 | 0.00027588 | 3.8417e-05 | 2.8341e-05 | 9.3144e-05 | 0.00014054 | 4.195e-05 | 7.4486e-05 | 8.0594e-05 | 0.00013426 | 0.00013139 | 3.3701e-05 | 4.159e-05 | 2.775e-05 | 9.5274e-05 | 3.9713e-05
9.6013e-05 | 6.1248e-05 | 4.8483e-05 | 0.00016887 | 3.9206e-05 | 2.9035e-05 | 5.5683e-05 | 0.00012773 | 2.8299e-05 | 8.8284e-05 | 5.6583e-07 | 0.00012748 | 4.1563e-05 | 3.3804e-05 | 2.7949e-05 | 3.4193e-05 | 0.00010008 | 0.00058349
6.193e-05 | 1.8421e-05 | 3.0014e-05 | 8.0633e-05 | 3.7525e-05 | 2.8769e-05 | 7.0507e-05 | 0.0001348 | 1.3148e-05 | 5.5568e-05 | 5.3255e-07 | 0.00012738 | 3.2126e-05 | 2.9401e-05 | 4.3979e-05 | 1.5967e-05 | 6.8e-05 | 2.9985e-07
4.9398e-05 | 1.6397e-05 | 3.3917e-05 | 9.9443e-05 | 3.8417e-05 | 2.854e-05 | 1.2548e-05 | 0.00012456 | 1.1992e-05 | 5.1876e-05 | 5.9912e-07 | 0.00011687 | 2.8173e-05 | 3.6858e-05 | 1.3507e-05 | 1.3689e-05 | 4.0004e-05 | 1.2615e-05
4.891e-05 | 1.266e-05 | 2.195e-05 | 6.9675e-05 | 3.9206e-05 | 2.9451e-05 | 7.0656e-06 | 0.00012526 | 1.2253e-05 | 3.758e-05 | 5.9912e-07 | 0.00011276 | 1.3446e-05 | 3.4087e-05 | 3.9791e-06 | 1.2356e-05 | 4.2217e-05 | 2.8622e-07
6.0841e-05 | 1.2866e-05 | 2.1811e-05 | 4.2185e-05 | 3.9995e-05 | 2.7914e-05 | 3.2079e-06 | 0.00011958 | 1.2562e-05 | 5.9539e-05 | 5.9912e-07 | 0.00011283 | 8.6124e-06 | 2.953e-05 | 4.0255e-06 | 8.1506e-06 | 4.3729e-05 | 1.8022e-07
4.8321e-05 | 1.2694e-05 | 2.2007e-05 | 1.4313e-05 | 3.7577e-05 | 7.6607e-05 | 4.0536e-06 | 0.00011648 | 1.2337e-05 | 3.6067e-05 | 5.9912e-07 | 0.00010638 | 1.1811e-05 | 3.4293e-05 | 4.4027e-06 | 7.7218e-06 | 2.8665e-05 | 2.4382e-07
4.8876e-05 | 1.2531e-05 | 2.1826e-05 | 1.1004e-05 | 3.7577e-05 | 9.3452e-05 | 6.5101e-06 | 0.00011931 | 1.2037e-05 | 4.0212e-05 | 2.696e-06 | 0.00010509 | 9.1833e-06 | 3.4499e-05 | 4.3984e-06 | 8.6352e-06 | 3.3818e-05 | 1.5901e-07
4.945e-05 | 1.2985e-05 | 2.2307e-05 | 9.2678e-06 | 3.8366e-05 | 0.00011814 | 1.4263e-05 | 0.00011555 | 1.2167e-05 | 5.4723e-05 | 5.3588e-05 | 0.00010247 | 1.464e-05 | 2.9762e-05 | 2.6866e-05 | 8.2028e-06 | 6.2882e-05 | 4.8764e-07
0.00010774 | 1.2694e-05 | 2.1772e-05 | 9.2718e-06 | 3.9206e-05 | 0.00017 | 3.4205e-05 | 0.00011666 | 1.218e-05 | 6.5523e-05 | 5.3321e-05 | 0.00010868 | 6.0322e-05 | 4.1924e-05 | 4.8289e-05 | 1.4919e-05 | 0.00012083 | 0.00010155
0.00011602 | 1.2694e-05 | 2.1737e-05 | 1.6832e-05 | 3.9206e-05 | 0.00010454 | 0.0001026 | 0.00011976 | 1.1726e-05 | 4.9655e-05 | 9.6424e-05 | 0.00011129 | 6.6427e-05 | 0.00014076 | 9.8074e-05 | 2.5521e-05 | 0.00015346 | 1.3092e-05
0.00013899 | 1.2744e-05 | 2.2355e-05 | 1.7498e-05 | 3.6736e-05 | 2.8779e-05 | 0.00013239 | 0.0001147 | 9.0554e-06 | 8.5454e-05 | 0.00020087 | 0.00011317 | 7.7891e-05 | 2.8964e-05 | 0.00023477 | 1.9914e-05 | 0.00019045 | 0.00015451
9.2041e-05 | 1.2324e-05 | 2.2315e-05 | 2.5087e-05 | 3.8417e-05 | 2.8669e-05 | 0.00018483 | 0.00012301 | 9.5515e-06 | 7.8563e-05 | 0.00029927 | 0.00012007 | 9.0409e-05 | 3.8026e-05 | 0.00033085 | 0.00016319 | 0.00015807 | 6.04e-05
7.0094e-05 | 1.6918e-05 | 2.238e-05 | 4.7927e-05 | 3.9206e-05 | 2.8452e-05 | 0.00022006 | 0.00012908 | 1.1551e-05 | 0.00029729 | 0.00034798 | 0.00013809 | 0.00011917 | 3.5426e-05 | 0.00024148 | 2.2708e-05 | 0.00017111 | 0.00011384
8.5904e-05 | 2.7758e-05 | 2.7606e-05 | 5.0251e-05 | 3.7577e-05 | 3.4083e-05 | 0.00019215 | 0.00013495 | 1.2509e-05 | 0.00045015 | 0.00034218 | 0.00012625 | 0.00018078 | 3.0586e-05 | 0.00023388 | 3.367e-05 | 0.00013759 | 0.00016236
0.00012076 | 4.1908e-05 | 4.4677e-05 | 5.6877e-05 | 3.7577e-05 | 2.7647e-05 | 0.00016236 | 0.0001439 | 1.2368e-05 | 5.3533e-05 | 0.00037187 | 0.00013985 | 0.00018201 | 0.0004068 | 0.00017982 | 0.00012775 | 9.2825e-05 | 0.00012939
4.714e-05 | 5.5254e-05 | 5.8341e-05 | 8.1318e-05 | 3.8417e-05 | 0.00020801 | 0.00016404 | 0.00014258 | 1.2424e-05 | 3.5781e-05 | 0.0003689 | 0.00013676 | 0.00014569 | 0.00023653 | 9.559e-05 | 0.00018855 | 9.1615e-05 | 0.00012796
0.00038352 | 6.4425e-05 | 0.00017139 | 0.00015347 | 3.9206e-05 | 0.00030906 | 0.00015906 | 0.0001472 | 1.827e-05 | 5.7852e-05 | 0.00036882 | 0.00013968 | 9.7728e-05 | 0.00021594 | 0.00011759 | 0.00031994 | 8.5367e-05 | 0.00025476
0.00046368 | 0.00011855 | 0.00022374 | 0.00017943 | 3.9206e-05 | 0.0005239 | 0.00015324 | 0.00016266 | 1.7537e-05 | 3.8923e-05 | 0.00033607 | 0.00013616 | 0.00020781 | 0.00014711 | 0.00011383 | 0.00021978 | 0.00011558 | 5.1403e-05
0.00044944 | 0.00020608 | 0.00030202 | 0.00021951 | 3.8468e-05 | 0.00051854 | 0.00014962 | 0.00015329 | 2.7219e-05 | 4.1291e-05 | 0.0002056 | 0.00014166 | 0.0001372 | 0.00017333 | 0.00019146 | 0.00018361 | 0.00010504 | 5.8447e-05
0.0003015 | 0.00014594 | 0.00034616 | 0.00028885 | 3.8366e-05 | 0.00050804 | 0.00013529 | 0.00015632 | 2.8451e-05 | 0.00011259 | 0.0001838 | 0.00015741 | 0.00029839 | 7.4405e-05 | 0.0003453 | 0.00021898 | 0.00013035 | 9.181e-05
0.00027234 | 0.0002367 | 0.0002661 | 0.00029122 | 3.9206e-05 | 0.00049299 | 0.00014298 | 0.00015116 | 3.6696e-05 | 9.2391e-05 | 0.00025458 | 0.00014986 | 0.00026156 | 4.9303e-05 | 0.00037237 | 5.2337e-05 | 0.00011817 | 9.3144e-05
0.0003105 | 0.00012978 | 0.00023566 | 0.0002488 | 3.9206e-05 | 0.00047578 | 0.00012159 | 0.00015618 | 5.1757e-05 | 8.2809e-05 | 0.0002968 | 0.00014083 | 0.00017022 | 4.7784e-05 | 0.00020857 | 2.2496e-05 | 0.00010713 | 6.3817e-06
0.0003723 | 0.00011585 | 9.3616e-05 | 0.00030442 | 3.8417e-05 | 0.00014511 | 0.00012579 | 0.00014489 | 2.8216e-05 | 0.00010137 | 0.00022639 | 0.00013997 | 0.0001486 | 6.7736e-05 | 0.00017135 | 6.1807e-05 | 0.00017484 | 3.5386e-05
0.00036461 | 9.8527e-05 | 5.2015e-05 | 0.000144 | 3.9206e-05 | 2.843e-05 | 0.00012401 | 0.00014685 | 2.6761e-05 | 7.5141e-05 | 0.00016474 | 0.00013904 | 9.1649e-05 | 8.824e-05 | 8.5499e-05 | 7.6011e-05 | 0.0001611 | 8.7203e-05
0.00024466 | 6.6003e-05 | 7.9997e-05 | 8.1922e-05 | 3.7577e-05 | 2.9212e-05 | 8.0546e-05 | 0.00013845 | 2.3364e-05 | 6.0356e-05 | 0.00016502 | 0.00013357 | 3.9135e-05 | 7.0285e-06 | 6.9377e-05 | 3.4205e-05 | 6.3488e-05 | 0.00048448
4.8963e-05 | 2.9274e-05 | 6.0757e-05 | 8.2506e-05 | 3.9206e-05 | 5.3858e-05 | 5.1791e-05 | 0.0001368 | 1.6024e-05 | 5.3533e-05 | 0.00016532 | 0.00013375 | 2.2767e-05 | 7.2087e-06 | 7.5518e-06 | 1.7012e-05 | 0.00010612 | 5.434e-05
4.8876e-05 | 1.2437e-05 | 3.3572e-05 | 5.7857e-05 | 3.8366e-05 | 0.0001018 | 2.3284e-05 | 0.00012435 | 1.2171e-05 | 3.8609e-05 | 0.0001653 | 0.00012464 | 3.854e-05 | 7.4404e-06 | 3.8757e-06 | 1.6603e-05 | 4.1739e-05 | 8.4807e-08
4.7279e-05 | 1.2866e-05 | 3.6541e-05 | 4.4955e-05 | 3.8417e-05 | 0.00013675 | 5.9515e-06 | 0.0001291 | 1.2238e-05 | 3.6014e-05 | 0.00013282 | 0.00011604 | 4.9302e-06 | 7.5692e-06 | 4.7921e-06 | 1.1628e-05 | 2.8309e-05 | 2.2262e-07
4.8355e-05 | 1.2444e-05 | 2.2017e-05 | 3.8026e-05 | 3.9155e-05 | 0.00020637 | 9.2527e-06 | 0.00012574 | 1.2113e-05 | 3.6755e-05 | 5.3421e-05 | 0.00011114 | 4.5972e-06 | 2.1626e-06 | 1.2365e-05 | 1.1253e-05 | 3.0721e-05 | 4.3464e-07
4.8876e-05 | 1.2644e-05 | 2.1748e-05 | 2.9319e-05 | 3.8417e-05 | 0.00015451 | 1.8085e-05 | 0.00012036 | 1.2249e-05 | 3.8147e-05 | 5.3521e-05 | 0.000107 | 4.5655e-06 | 7.8266e-06 | 4.2572e-06 | 1.1456e-05 | 3.9173e-05 | 2.4382e-07
4.7974e-05 | 1.2778e-05 | 2.214e-05 | 1.0423e-05 | 3.8366e-05 | 0.00022818 | 4.1401e-06 | 0.00012573 | 1.2113e-05 | 3.1581e-05 | 5.3455e-05 | 0.00010431 | 4.6923e-06 | 1.4057e-05 | 2.2052e-05 | 1.1288e-05 | 2.5281e-05 | 1.5901e-07
4.8876e-05 | 1.2369e-05 | 2.2468e-05 | 8.9531e-06 | 3.8366e-05 | 0.00016454 | 1.7217e-06 | 0.00011561 | 1.2222e-05 | 4.3435e-05 | 5.3255e-05 | 0.00010519 | 8.8533e-06 | 8.2643e-06 | 2.5672e-05 | 1.1288e-05 | 5.1524e-05 | 4.8764e-07
4.8843e-05 | 1.3029e-05 | 2.2388e-05 | 1.8495e-05 | 3.9206e-05 | 0.00024151 | 9.2083e-06 | 0.00010969 | 1.2143e-05 | 5.0772e-05 | 5.3055e-05 | 0.0001036 | 3.8733e-05 | 8.393e-06 | 4.8468e-05 | 2.2861e-05 | 7.9763e-05 | 6.2651e-06
4.7834e-05 | 1.2531e-05 | 2.2141e-05 | 1.3073e-05 | 3.7525e-05 | 0.000214 | 5.3574e-05 | 0.00011983 | 1.2648e-05 | 6.4736e-05 | 9.516e-05 | 0.00011345 | 0.00010459 | 8.2386e-06 | 0.00013643 | 2.4216e-05 | 0.00010779 | 6.668e-06
4.8321e-05 | 1.2453e-05 | 2.2558e-05 | 2.3285e-05 | 3.7628e-05 | 0.00010426 | 7.6794e-05 | 0.00011775 | 1.5108e-05 | 7.6725e-05 | 0.00019851 | 0.00011546 | 0.00017321 | 8.1613e-06 | 0.00025112 | 2.4507e-05 | 0.00016082 | 0.00023556
4.78e-05 | 1.2369e-05 | 2.4763e-05 | 2.1359e-05 | 3.8366e-05 | 2.7725e-05 | 0.00016076 | 0.00011998 | 1.5133e-05 | 0.00029049 | 0.00031577 | 0.00011522 | 9.5018e-05 | 8.1871e-06 | 0.00029855 | 2.9269e-05 | 0.00019247 | 0.00023274
9.0108e-05 | 1.2729e-05 | 2.7686e-05 | 4.9037e-05 | 3.7577e-05 | 2.9296e-05 | 0.00015697 | 0.00012557 | 1.8003e-05 | 3.8435e-05 | 0.00033531 | 0.00011427 | 0.00015045 | 8.3797e-05 | 0.0002873 | 3.7724e-05 | 0.00021878 | 0.00022963
0.00012607 | 1.5645e-05 | 2.7097e-05 | 6.6241e-05 | 3.8366e-05 | 4.3068e-05 | 0.00022278 | 0.00012726 | 2.1071e-05 | 5.037e-05 | 0.00029816 | 0.00012064 | 0.00013842 | 5.6918e-05 | 0.00029495 | 3.595e-05 | 0.00012849 | 0.00014961
8.3574e-05 | 5.9795e-05 | 2.6992e-05 | 7.2265e-05 | 3.7628e-05 | 0.00015984 | 0.00021906 | 0.00013774 | 2.5106e-05 | 8.7157e-05 | 0.00029793 | 0.00013261 | 0.00016218 | 0.00043027 | 0.00027046 | 3.7376e-05 | 0.00013564 | 0.00011623
6.1443e-05 | 5.2435e-05 | 3.3817e-05 | 8.2214e-05 | 3.7525e-05 | 2.8153e-05 | 0.00016331 | 0.00013913 | 3.4221e-05 | 4.6006e-05 | 0.00032798 | 0.00015116 | 0.00015078 | 0.00019605 | 0.00013948 | 3.1843e-05 | 0.00012247 | 0.0001063
6.172e-05 | 3.1457e-05 | 4.5104e-05 | 0.00014191 | 3.8417e-05 | 2.9196e-05 | 0.00010233 | 0.00013135 | 3.3949e-05 | 5.3185e-05 | 0.00032865 | 0.00014945 | 0.00012105 | 0.00024405 | 0.00028889 | 8.1322e-05 | 0.00011116 | 4.0599e-05
0.00010991 | 5.1755e-05 | 4.7009e-05 | 0.00020384 | 3.7525e-05 | 2.8252e-05 | 0.00016327 | 0.00014821 | 3.5826e-05 | 4.9721e-05 | 0.00032287 | 0.00014231 | 0.00012835 | 0.00033604 | 0.00013315 | 5.5626e-05 | 0.00011387 | 0.00046332
0.00019202 | 4.1338e-05 | 8.1721e-05 | 0.00027338 | 3.8417e-05 | 2.8077e-05 | 0.00018955 | 0.0001429 | 3.2488e-05 | 4.317e-05 | 0.00029287 | 0.00013955 | 0.00021452 | 0.00017157 | 0.00010866 | 1.9483e-05 | 0.00010664 | 5.7275e-05
0.00017015 | 4.2445e-05 | 6.7837e-05 | 0.00022015 | 3.8366e-05 | 2.8658e-05 | 0.0002175 | 0.00014648 | 3.2285e-05 | 9.8305e-05 | 0.0001126 | 0.00013275 | 0.00027962 | 0.00027749 | 0.0003979 | 1.9699e-05 | 0.00011959 | 0.000104
8.1698e-05 | 3.786e-05 | 9.6735e-05 | 0.00022941 | 3.9206e-05 | 2.8164e-05 | 0.00024212 | 0.00014477 | 3.5859e-05 | 9.3128e-05 | 0.00012133 | 0.0001354 | 0.0002957 | 0.00016844 | 0.0004759 | 2.8293e-05 | 0.00014209 | 0.00025006
0.00020482 | 3.5172e-05 | 7.5361e-05 | 0.00019448 | 3.7577e-05 | 2.9185e-05 | 0.00024161 | 0.00013094 | 2.8808e-05 | 9.5978e-05 | 0.00013263 | 0.00013859 | 0.00018456 | 0.00012169 | 0.00029505 | 1.9065e-05 | 0.00016814 | 2.3937e-05
6.6602e-05 | 2.8265e-05 | 5.2636e-05 | 0.00013908 | 3.8366e-05 | 2.7647e-05 | 0.00019996 | 0.0001411 | 1.9814e-05 | 6.1929e-05 | 6.2601e-05 | 0.00013381 | 7.9361e-05 | 9.222e-05 | 0.00011061 | 3.2348e-05 | 0.00019004 | 6.3118e-05
5.2531e-05 | 1.9512e-05 | 5.2481e-05 | 0.00012612 | 3.7577e-05 | 0.00027662 | 0.0002144 | 0.00012506 | 1.5351e-05 | 9.1976e-05 | 5.9912e-07 | 0.00013338 | 6.8089e-05 | 1.1354e-05 | 7.9003e-05 | 3.7472e-05 | 0.0001374 | 6.4992e-05
4.7834e-05 | 1.7155e-05 | 2.7539e-05 | 0.00010179 | 3.8366e-05 | 7.5924e-05 | 0.00018175 | 0.00012594 | 1.1661e-05 | 5.7547e-05 | 6.6568e-07 | 0.00012653 | 4.1176e-05 | 1.087e-05 | 4.1357e-05 | 2.8747e-05 | 0.00011848 | 6.2969e-06
5.0198e-05 | 1.2729e-05 | 3.4476e-05 | 6.7362e-05 | 3.8417e-05 | 3.504e-05 | 8.7388e-05 | 0.00011872 | 9.1899e-06 | 3.5726e-05 | 6.6568e-07 | 0.00012626 | 1.8744e-05 | 1.1148e-05 | 1.8651e-05 | 8.9178e-06 | 6.2116e-05 | 5.4149e-05
4.8355e-05 | 1.265e-05 | 4.5075e-05 | 3.9018e-05 | 3.8366e-05 | 2.8202e-05 | 1.969e-05 | 0.0001243 | 9.1247e-06 | 3.5051e-05 | 7.3225e-07 | 0.00011783 | 1.7122e-05 | 1.138e-05 | 2.1006e-05 | 7.706e-06 | 5.2652e-05 | 3.68e-07
4.8529e-05 | 1.2694e-05 | 2.7356e-05 | 1.9685e-05 | 3.8366e-05 | 2.9123e-05 | 2.6106e-06 | 0.00011841 | 9.1875e-06 | 3.2339e-05 | 6.6568e-07 | 0.00011699 | 1.1624e-05 | 1.1791e-05 | 6.0079e-06 | 1.6757e-05 | 4.366e-05 | 7.2692e-08
4.8355e-05 | 1.2729e-05 | 2.7217e-05 | 1.1829e-05 | 3.9206e-05 | 2.9046e-05 | 9.4042e-06 | 0.0001189 | 9.1448e-06 | 3.8022e-05 | 6.9897e-07 | 0.00011183 | 7.1656e-06 | 1.1869e-05 | 5.63e-06 | 1.2029e-05 | 4.7086e-05 | 4.0889e-08
4.992e-05 | 1.2788e-05 | 2.6776e-05 | 1.3051e-05 | 3.7577e-05 | 2.9123e-05 | 1.5807e-05 | 0.00011901 | 8.982e-06 | 3.3197e-05 | 5.9912e-07 | 0.00010368 | 7.6054e-06 | 2.0545e-05 | 6.3635e-06 | 9.9234e-06 | 3.6148e-05 | 7.7235e-08
4.7453e-05 | 1.2599e-05 | 2.7065e-05 | 1.3561e-05 | 3.8366e-05 | 0.00012736 | 1.2518e-05 | 0.00012367 | 9.0372e-06 | 3.9132e-05 | 5.9912e-07 | 0.00010532 | 7.1578e-06 | 1.2584e-05 | 2.4684e-05 | 8.8754e-06 | 4.0679e-05 | 3.9526e-07
4.9832e-05 | 1.2453e-05 | 2.7272e-05 | 8.7313e-06 | 3.8417e-05 | 0.00011111 | 2.4732e-05 | 0.00011168 | 8.9918e-06 | 4.11e-05 | 4.9261e-05 | 0.00010176 | 1.3533e-05 | 2.1266e-05 | 4.2003e-05 | 1.1087e-05 | 8.0888e-05 | 6.6331e-07
4.9016e-05 | 1.2522e-05 | 2.6823e-05 | 4.3468e-05 | 3.6736e-05 | 0.00017781 | 5.9081e-05 | 0.00011375 | 1.6753e-05 | 5.7373e-05 | 5.3055e-05 | 0.00010685 | 5.8842e-05 | 1.2487e-05 | 6.3723e-05 | 1.2918e-05 | 0.00020093 | 4.7295e-06
4.8355e-05 | 1.2788e-05 | 2.6902e-05 | 1.6242e-05 | 3.8366e-05 | 0.00013241 | 0.00015926 | 0.00011103 | 2.5578e-05 | 8.8957e-05 | 9.7123e-05 | 0.0001131 | 0.00010035 | 1.2538e-05 | 0.00013562 | 5.7986e-05 | 0.00021348 | 3.8449e-05
4.8876e-05 | 2.0308e-05 | 2.2215e-05 | 1.3522e-05 | 3.8417e-05 | 7.9263e-05 | 0.00016874 | 0.00011851 | 2.8769e-05 | 5.7527e-05 | 0.00019618 | 0.00011247 | 0.0001362 | 2.0828e-05 | 8.2141e-05 | 5.0401e-05 | 0.00014339 | 0.00078607
4.8355e-05 | 1.6422e-05 | 2.1885e-05 | 1.8253e-05 | 3.9206e-05 | 2.9712e-05 | 0.0001966 | 0.00011511 | 6.8549e-05 | 7.4812e-05 | 0.00025056 | 0.00011273 | 9.5197e-05 | 1.1869e-05 | 9.9913e-05 | 4.0733e-05 | 0.00016713 | 0.00080254
4.8355e-05 | 1.3523e-05 | 2.4799e-05 | 1.9902e-05 | 3.7577e-05 | 2.8519e-05 | 0.00024578 | 0.00011622 | 1.9347e-05 | 8.2744e-05 | 0.00024973 | 0.00011217 | 9.057e-05 | 1.1637e-05 | 9.6006e-05 | 2.8752e-05 | 0.0001352 | 0.00074316
4.7955e-05 | 1.5647e-05 | 2.6738e-05 | 1.1444e-05 | 3.8366e-05 | 2.9196e-05 | 0.00023136 | 0.00012148 | 9.3242e-06 | 0.00030931 | 0.00021535 | 0.00011433 | 0.00016621 | 4.0163e-06 | 8.7116e-05 | 2.7526e-05 | 0.0001585 | 0.00062013
4.891e-05 | 5.5611e-05 | 2.5379e-05 | 8.9655e-06 | 3.8468e-05 | 2.8858e-05 | 0.00014497 | 0.00013034 | 2.5508e-05 | 0.00044034 | 0.00019777 | 0.00012811 | 0.00014902 | 0.00043277 | 0.00014297 | 1.8291e-05 | 9.616e-05 | 4.2184e-05
4.7868e-05 | 3.4246e-05 | 2.7074e-05 | 2.6574e-05 | 3.7525e-05 | 5.4438e-05 | 0.00017375 | 0.00013023 | 2.3056e-05 | 0.000333 | 0.00019787 | 0.00012479 | 7.7465e-05 | 0.00011516 | 0.00010105 | 2.4376e-05 | 8.2872e-05 | 4.7335e-06
4.7347e-05 | 4.0054e-05 | 3.0092e-05 | 3.8701e-05 | 3.9206e-05 | 0.00049476 | 0.00016011 | 0.00013407 | 2.2218e-05 | 4.9358e-05 | 0.00019821 | 0.00012938 | 0.00011558 | 0.00024326 | 8.866e-05 | 2.0877e-05 | 7.5199e-05 | 2.2625e-06
4.8216e-05 | 5.2263e-05 | 3.4592e-05 | 4.2029e-05 | 3.8366e-05 | 0.00049352 | 0.000107 | 0.00015293 | 1.8509e-05 | 5.0858e-05 | 0.0002485 | 0.00015211 | 0.0001316 | 0.0004261 | 0.0001112 | 2.7377e-05 | 6.8099e-05 | 8.087e-07
4.8476e-05 | 5.9617e-05 | 7.7556e-05 | 4.1513e-05 | 3.9206e-05 | 0.00010542 | 9.2547e-05 | 0.00014475 | 5.0386e-05 | 4.5753e-05 | 0.00026 | 0.00015119 | 0.00017502 | 0.00029029 | 0.00029006 | 2.5836e-05 | 9.2638e-05 | 2.4174e-05
4.8737e-05 | 5.8166e-05 | 7.2356e-05 | 4.347e-05 | 4.0046e-05 | 2.8997e-05 | 0.00010038 | 0.00015194 | 3.0392e-05 | 6.8246e-05 | 0.00018443 | 0.00014094 | 0.00036254 | 0.00041033 | 0.00055452 | 8.8273e-05 | 0.00010069 | 0.00021257
6.1689e-05 | 5.4538e-05 | 8.3084e-05 | 7.83e-05 | 3.7577e-05 | 2.9373e-05 | 0.00010941 | 0.00014102 | 9.306e-06 | 0.00010839 | 0.00026105 | 0.00013726 | 0.00041203 | 0.00060901 | 0.00061241 | 4.4974e-05 | 0.00016744 | 8.2839e-05
0.00026206 | 3.9151e-05 | 6.9554e-05 | 6.0742e-05 | 3.9206e-05 | 2.8138e-05 | 0.00012419 | 0.00014126 | 9.2307e-06 | 7.8995e-05 | 0.00013288 | 0.00014361 | 0.00030289 | 0.00017973 | 0.00024017 | 2.3319e-05 | 0.00017417 | 0.00012575
5.319e-05 | 3.331e-05 | 4.5423e-05 | 4.6709e-05 | 3.7525e-05 | 2.8658e-05 | 9.1687e-05 | 0.00014047 | 1.053e-05 | 8.1937e-05 | 6.1902e-05 | 0.0001344 | 9.7649e-05 | 0.0001734 | 0.00023298 | 3.5349e-05 | 0.00014919 | 0.0001188
4.8355e-05 | 2.5103e-05 | 6.7106e-05 | 9.2829e-05 | 3.8417e-05 | 2.9112e-05 | 0.00013974 | 0.00012283 | 1.2216e-05 | 5.1115e-05 | 5.9912e-07 | 0.00013089 | 3.9056e-05 | 0.00020082 | 0.00012062 | 4.6066e-05 | 0.00015848 | 2.1878e-05
4.9224e-05 | 1.7661e-05 | 6.8941e-05 | 3.9575e-05 | 3.8366e-05 | 3.0443e-05 | 0.0001333 | 0.00013415 | 1.2099e-05 | 4.9341e-05 | 6.324e-07 | 0.00012592 | 3.5134e-05 | 0.00016633 | 6.8233e-05 | 3.3154e-05 | 0.0001142 | 3.0303e-06
4.8355e-05 | 1.36e-05 | 5.3521e-05 | 2.4236e-05 | 3.9206e-05 | 0.00014644 | 7.4239e-05 | 0.00011751 | 9.7964e-06 | 6.6569e-05 | 6.9897e-07 | 0.00012067 | 2.4921e-05 | 4.3304e-05 | 2.0785e-05 | 1.7324e-05 | 7.6636e-05 | 0.00013542
4.8876e-05 | 1.2866e-05 | 3.543e-05 | 6.5094e-05 | 3.8417e-05 | 0.00019153 | 3.1438e-05 | 0.00011907 | 9.1466e-06 | 4.3568e-05 | 6.324e-07 | 0.00011466 | 6.9045e-06 | 5.6723e-05 | 1.1531e-05 | 9.9263e-06 | 3.966e-05 | 2.4079e-07
4.8929e-05 | 1.3927e-05 | 2.3803e-05 | 4.9701e-05 | 3.8366e-05 | 0.00018601 | 1.9517e-05 | 0.00011709 | 9.0946e-06 | 7.134e-05 | 6.324e-07 | 0.00011035 | 1.7743e-05 | 5.1182e-05 | 8.921e-06 | 1.0305e-05 | 3.356e-05 | 3.9072e-07
4.7921e-05 | 1.6368e-05 | 3.4237e-05 | 1.8373e-05 | 3.8366e-05 | 0.00021798 | 1.9487e-05 | 0.00011982 | 9.1019e-06 | 3.8059e-05 | 6.9897e-07 | 0.00010729 | 4.7346e-06 | 3.2486e-05 | 5.605e-06 | 1.052e-05 | 2.7134e-05 | 1.681e-07
4.78e-05 | 1.6981e-05 | 4.0581e-05 | 5.9056e-06 | 3.8417e-05 | 0.0002576 | 1.0199e-05 | 0.00011412 | 1.1808e-05 | 3.9188e-05 | 5.9912e-07 | 0.00010276 | 5.536e-06 | 4.4931e-05 | 5.7205e-06 | 1.066e-05 | 2.5471e-05 | 2.6805e-07
4.8442e-05 | 2.041e-05 | 3.7708e-05 | 5.6801e-06 | 3.7525e-05 | 0.0002392 | 1.5761e-05 | 0.00011979 | 1.5539e-05 | 4.1073e-05 | 2.5296e-06 | 0.0001002 | 4.6107e-06 | 2.9762e-05 | 1.9951e-05 | 1.0691e-05 | 3.9316e-05 | 7.7735e-06
5.1361e-05 | 1.9674e-05 | 4.8342e-05 | 5.8901e-06 | 3.9206e-05 | 0.00024737 | 3.1065e-05 | 0.00010427 | 2.4019e-05 | 3.3415e-05 | 5.3222e-05 | 0.00010128 | 1.4363e-05 | 2.8552e-05 | 5.0332e-05 | 1.661e-05 | 0.00011584 | 5.5351e-05
5.9746e-05 | 1.6649e-05 | 4.3031e-05 | 5.8335e-06 | 3.7577e-05 | 0.00033321 | 6.1891e-05 | 0.00011309 | 5.0016e-05 | 5.0217e-05 | 5.3088e-05 | 0.00010452 | 6.4393e-05 | 2.7316e-05 | 7.8814e-05 | 1.7547e-05 | 0.00018573 | 0.00015772
0.00012147 | 1.7044e-05 | 3.0141e-05 | 5.7253e-06 | 3.7525e-05 | 0.00025708 | 0.000104 | 0.00011119 | 2.0797e-05 | 8.8359e-05 | 9.6924e-05 | 0.00010822 | 8.2441e-05 | 2.5797e-05 | 6.1813e-05 | 4.5766e-05 | 0.0002369 | 7.5519e-05
6.5415e-05 | 1.623e-05 | 4.0427e-05 | 5.8791e-06 | 4.0784e-05 | 0.00020227 | 0.00012846 | 0.0001134 | 1.4395e-05 | 6.6826e-05 | 0.00019804 | 0.00011014 | 0.00011629 | 2.4124e-05 | 9.5567e-05 | 3.6905e-05 | 0.00016127 | 0.00064301
6.8322e-05 | 1.5076e-05 | 4.7346e-05 | 6.1676e-06 | 3.8417e-05 | 6.4648e-05 | 0.00016377 | 0.00011373 | 9.1076e-06 | 0.00015396 | 0.0002923 | 0.00011009 | 0.00010992 | 2.263e-05 | 9.1613e-05 | 3.5074e-05 | 0.00013984 | 0.00043138
5.6939e-05 | 1.2636e-05 | 4.6529e-05 | 5.8391e-06 | 3.7525e-05 | 2.8769e-05 | 0.00015456 | 0.00012006 | 9.1536e-06 | 0.00025345 | 0.00033211 | 0.00010246 | 0.00014335 | 1.3182e-05 | 4.9311e-05 | 2.912e-05 | 0.00011451 | 0.00062305
4.7834e-05 | 1.266e-05 | 4.249e-05 | 2.1929e-05 | 3.9206e-05 | 2.9296e-05 | 0.00013841 | 0.0001244 | 9.3089e-06 | 0.00023219 | 0.00029643 | 0.00010985 | 0.000137 | 1.2028e-05 | 0.00011371 | 3.0226e-05 | 0.00010361 | 0.00029316
4.7347e-05 | 3.5304e-05 | 4.2106e-05 | 3.5237e-05 | 3.7628e-05 | 2.8908e-05 | 0.00010143 | 0.00013478 | 9.2215e-06 | 0.00016756 | 0.00027829 | 0.00012097 | 0.00013541 | 0.00031531 | 8.778e-05 | 4.2022e-05 | 8.3877e-05 | 0.00010233
6.7737e-05 | 1.9526e-05 | 5.372e-05 | 3.8506e-05 | 3.9206e-05 | 0.00035749 | 8.4542e-05 | 0.00013048 | 9.1919e-06 | 4.0765e-05 | 0.00026545 | 0.00012717 | 6.7271e-05 | 0.00010836 | 7.3482e-05 | 4.2346e-05 | 6.7944e-05 | 9.2249e-05
4.8944e-05 | 3.5982e-05 | 6.8228e-05 | 5.1135e-05 | 3.8366e-05 | 0.0004524 | 7.7276e-05 | 0.00014878 | 9.1179e-06 | 6.6234e-05 | 0.00027896 | 0.00013038 | 2.9144e-05 | 0.00024244 | 9.6114e-05 | 0.00010193 | 4.8957e-05 | 0.00023993
5.5361e-05 | 4.7301e-05 | 7.7332e-05 | 3.9492e-05 | 3.8417e-05 | 0.00052094 | 5.6405e-05 | 0.0001514 | 9.2226e-06 | 4.8703e-05 | 0.00027935 | 0.000133 | 0.00012386 | 0.00034449 | 5.6605e-05 | 4.5347e-05 | 6.966e-05 | 5.682e-05
8.3478e-05 | 5.4266e-05 | 0.0001581 | 7.556e-05 | 3.9206e-05 | 0.00051083 | 6.3751e-05 | 0.00014753 | 9.1587e-06 | 8.2824e-05 | 0.00024497 | 0.0001366 | 0.00016632 | 0.00028944 | 0.00014074 | 0.00016844 | 8.1932e-05 | 8.1778e-07
0.00014716 | 5.9343e-05 | 0.00017393 | 0.00010299 | 4.0046e-05 | 0.00042069 | 0.00010094 | 0.00015673 | 3.782e-05 | 7.0901e-05 | 0.00018163 | 0.00013422 | 0.00028492 | 0.00021112 | 0.00028629 | 0.00013124 | 0.00011632 | 3.7091e-05
0.00015745 | 6.5807e-05 | 0.00018241 | 9.9399e-05 | 3.9206e-05 | 0.00040041 | 0.00011813 | 0.00014628 | 5.0329e-05 | 0.00017748 | 0.00020144 | 0.00013722 | 0.00035943 | 0.00040145 | 0.0003587 | 9.6156e-05 | 0.00013277 | 7.451e-05
0.00037412 | 3.9579e-05 | 0.00010654 | 0.00011808 | 3.9206e-05 | 0.00034444 | 0.00011256 | 0.00015247 | 8.854e-06 | 8.7714e-05 | 0.0002678 | 0.00013586 | 0.00022647 | 0.00061341 | 0.00023798 | 4.385e-05 | 0.0001337 | 0.00041468
0.00017441 | 3.5335e-05 | 5.6443e-05 | 5.854e-05 | 3.8417e-05 | 0.0001075 | 0.0001406 | 0.0001427 | 9.0862e-06 | 6.4881e-05 | 0.00017944 | 0.00013143 | 0.00016758 | 0.00010484 | 0.00010458 | 4.0465e-05 | 0.00017232 | 4.6362e-06
5.9445e-05 | 3.1973e-05 | 5.7018e-05 | 6.3282e-05 | 3.8366e-05 | 2.8408e-05 | 0.00013541 | 0.00013364 | 9.0471e-06 | 5.8543e-05 | 0.00011715 | 0.00013183 | 8.8638e-05 | 0.00019181 | 2.177e-05 | 4.4119e-05 | 0.00019137 | 7.8793e-05
5.3695e-05 | 2.0659e-05 | 4.0642e-05 | 4.1268e-05 | 3.8417e-05 | 2.9562e-05 | 0.00013027 | 0.00012628 | 9.1285e-06 | 7.8484e-05 | 0.0001167 | 0.00012207 | 8.5711e-05 | 7.0399e-05 | 8.7283e-05 | 4.1117e-05 | 0.00011151 | 5.3355e-05
5.4216e-05 | 1.2403e-05 | 0.00010622 | 2.6219e-05 | 3.9206e-05 | 2.7925e-05 | 7.1866e-05 | 0.00013403 | 9.1297e-06 | 6.06e-05 | 0.0001167 | 0.00011849 | 7.0735e-05 | 3.9159e-05 | 2.598e-05 | 2.1248e-05 | 7.249e-05 | 1.4702e-06
4.8876e-05 | 1.2866e-05 | 7.4097e-05 | 4.5077e-05 | 3.7628e-05 | 2.9482e-05 | 1.5348e-05 | 0.00011892 | 9.0732e-06 | 3.8593e-05 | 0.00011498 | 0.00011448 | 7.5479e-05 | 3.5992e-05 | 1.3777e-05 | 9.1018e-06 | 3.4386e-05 | 1.1358e-07
4.9919e-05 | 1.2566e-05 | 2.3812e-05 | 2.983e-05 | 3.7525e-05 | 3.4164e-05 | 1.9754e-05 | 0.00012464 | 8.9732e-06 | 8.1069e-05 | 0.00011446 | 0.0001127 | 5.934e-06 | 4.799e-05 | 5.2713e-06 | 9.089e-06 | 4.138e-05 | 1.363e-07
5.7402e-05 | 1.2694e-05 | 2.2154e-05 | 1.6139e-05 | 3.9206e-05 | 0.0001294 | 7.4985e-06 | 0.00011556 | 9.129e-06 | 4.1515e-05 | 0.00011411 | 0.00010498 | 2.217e-05 | 3.108e-05 | 3.2732e-06 | 9.0291e-06 | 2.4667e-05 | 1.681e-07
4.891e-05 | 1.2567e-05 | 3.233e-05 | 1.2684e-05 | 3.8417e-05 | 0.00017572 | 1.0648e-05 | 0.0001242 | 9.0504e-06 | 3.7471e-05 | 0.00011401 | 0.00010176 | 4.7097e-06 | 3.0045e-05 | 3.624e-06 | 9.0366e-06 | 2.5378e-05 | 1.4084e-07
4.7419e-05 | 1.2901e-05 | 3.4157e-05 | 1.2721e-05 | 3.8366e-05 | 0.00020563 | 1.5762e-05 | 0.00011248 | 8.9541e-06 | 3.7611e-05 | 0.00011547 | 0.00010449 | 5.0142e-06 | 2.9092e-05 | 1.533e-05 | 9.1054e-06 | 4.4741e-05 | 1.4084e-07
5.8599e-05 | 1.4647e-05 | 3.4954e-05 | 9.1171e-06 | 3.8417e-05 | 0.00019737 | 1.27e-05 | 0.00011415 | 9.009e-06 | 4.4534e-05 | 0.00016659 | 0.00010123 | 1.3028e-05 | 4.0935e-05 | 6.1018e-05 | 1.0768e-05 | 0.00010349 | 5.9971e-07
0.00011673 | 1.5219e-05 | 4.1803e-05 | 7.0576e-06 | 3.7525e-05 | 0.00029058 | 3.3149e-05 | 0.00011225 | 1.8444e-05 | 0.0003446 | 0.00010174 | 0.00010597 | 6.3376e-05 | 2.693e-05 | 8.3981e-05 | 2.8607e-05 | 0.0001719 | 4.5569e-06
0.00014956 | 2.4001e-05 | 3.2531e-05 | 6.1264e-06 | 3.8366e-05 | 2.8827e-05 | 7.0704e-05 | 0.00011833 | 1.6096e-05 | 5.9319e-05 | 9.7157e-05 | 0.00010932 | 0.000123 | 2.5256e-05 | 0.0001273 | 5.7092e-05 | 0.00018299 | 5.7455e-05
8.244e-05 | 1.8159e-05 | 2.2483e-05 | 6.3293e-06 | 3.8417e-05 | 2.9215e-05 | 0.00011338 | 0.00011795 | 1.3165e-05 | 0.00010496 | 0.00024284 | 0.00011189 | 8.0037e-05 | 1.3928e-05 | 0.00015269 | 4.2564e-05 | 0.0001466 | 0.00011231
9.6103e-05 | 1.7075e-05 | 3.0125e-05 | 1.2348e-05 | 3.7577e-05 | 2.8604e-05 | 0.00012096 | 0.00011875 | 9.5033e-06 | 6.0939e-05 | 0.00034053 | 0.00011262 | 7.6023e-05 | 2.2584e-05 | 0.00010642 | 4.3188e-05 | 0.00013888 | 0.00030995
4.8476e-05 | 2.2429e-05 | 3.6532e-05 | 3.7961e-05 | 3.7577e-05 | 6.7921e-05 | 0.00013948 | 0.00013273 | 9.2477e-06 | 0.00022895 | 0.00034016 | 0.00011358 | 0.00011225 | 1.2647e-05 | 5.9054e-05 | 2.8285e-05 | 0.00015171 | 0.00032694
0.00018106 | 3.7523e-05 | 0.00012491 | 4.8652e-05 | 3.8366e-05 | 0.00022687 | 0.00015655 | 0.0001377 | 9.3498e-06 | 0.00015574 | 0.00030315 | 0.00011909 | 6.3779e-05 | 1.1822e-05 | 7.1654e-05 | 5.0153e-05 | 0.00012807 | 0.00011372
0.00041494 | 6.5129e-05 | 0.00012104 | 6.497e-05 | 3.7628e-05 | 3.4558e-05 | 0.00012813 | 0.00014157 | 9.219e-06 | 8.994e-05 | 0.00028528 | 0.00012891 | 8.6648e-05 | 0.00022969 | 7.7062e-05 | 0.00015051 | 9.5206e-05 | 0.00016202
0.00040692 | 7.1948e-05 | 0.00015908 | 6.2676e-05 | 3.9206e-05 | 0.0002896 | 9.4776e-05 | 0.00014443 | 9.3241e-06 | 6.2353e-05 | 0.00014569 | 0.00013504 | 5.2945e-05 | 0.00011606 | 2.7894e-05 | 0.00032045 | 6.4298e-05 | 6.9859e-05
0.0004906 | 0.00016037 | 0.00019389 | 5.697e-05 | 3.8417e-05 | 0.00059264 | 6.8513e-05 | 0.00015519 | 2.8827e-05 | 4.91e-05 | 7.9816e-05 | 0.00014321 | 2.8909e-05 | 0.00023973 | 5.4225e-05 | 0.00038503 | 7.8175e-05 | 8.3677e-05
0.00066971 | 0.00020236 | 0.00035805 | 0.00010292 | 0.00044765 | 0.00093134 | 0.00012658 | 0.00015661 | 7.4855e-05 | 5.4758e-05 | 0.00010694 | 0.00015697 | 8.2251e-05 | 0.00033145 | 6.4807e-05 | 0.00041099 | 6.2367e-05 | 1.9536e-06
0.00053925 | 0.00022486 | 0.00043829 | 0.00018564 | 0.00075262 | 0.0010944 | 0.0001188 | 0.00016523 | 6.7303e-05 | 0.00016696 | 0.00018509 | 0.00015753 | 0.00020837 | 0.00016171 | 0.00019741 | 0.00050922 | 0.00010239 | 4.8985e-05
0.00059996 | 0.00020063 | 0.00061511 | 0.00022421 | 0.00067027 | 0.00083494 | 0.00013607 | 0.00016331 | 7.7248e-05 | 0.00014531 | 0.00011833 | 0.00015009 | 0.0004117 | 0.00017495 | 0.00041467 | 0.00047922 | 0.00012431 | 4.5919e-05
0.00063309 | 0.00021471 | 0.00063653 | 0.00030338 | 3.8417e-05 | 0.00079874 | 0.00011506 | 0.00016275 | 6.8602e-05 | 9.2438e-05 | 0.00022561 | 0.00014547 | 0.00034173 | 0.00015808 | 0.00040907 | 0.00025997 | 0.00012321 | 5.4564e-06
0.00032975 | 0.00041032 | 0.00049366 | 0.00033836 | 4.0046e-05 | 0.00090799 | 0.00010496 | 0.00015558 | 8.8851e-05 | 6.5392e-05 | 0.0002071 | 0.00015827 | 0.00025196 | 7.2139e-05 | 0.00020319 | 0.00029021 | 0.00010445 | 9.2788e-06
0.0001172 | 0.00035178 | 0.00027188 | 0.00026873 | 3.8366e-05 | 0.00058097 | 0.00011956 | 0.00016075 | 9.7046e-05 | 8.201e-05 | 6.9444e-05 | 0.00014388 | 0.00012711 | 7.8632e-05 | 0.0001033 | 0.00021144 | 0.00015749 | 0.00050994
7.1021e-05 | 0.00016899 | 0.00022987 | 0.00022734 | 3.7577e-05 | 0.00040317 | 0.00013294 | 0.00014412 | 7.097e-05 | 6.9186e-05 | 5.9912e-07 | 0.00014397 | 1.5449e-05 | 6.6506e-05 | 6.9181e-05 | 0.00018783 | 0.00019585 | 0.00020141
4.8269e-05 | 5.931e-05 | 0.0002025 | 0.0001391 | 3.9206e-05 | 7.0574e-05 | 8.549e-05 | 0.00015152 | 2.7832e-05 | 8.098e-05 | 5.6583e-07 | 0.00013894 | 1.4442e-05 | 9.8806e-05 | 8.292e-06 | 6.2402e-05 | 6.809e-05 | 5.8074e-05
4.7834e-05 | 7.2784e-05 | 8.7493e-05 | 8.4054e-05 | 3.8417e-05 | 0.00026307 | 6.2112e-05 | 0.00013926 | 1.3059e-05 | 6.3452e-05 | 5.6583e-07 | 0.00013133 | 1.6343e-05 | 1.2564e-05 | 1.4034e-05 | 1.0472e-05 | 5.5194e-05 | 3.8227e-05
7.1252e-05 | 2.2094e-05 | 4.5603e-05 | 5.4689e-05 | 3.8366e-05 | 0.00014297 | 2.9696e-05 | 0.00013288 | 9.1434e-06 | 3.4499e-05 | 5.3255e-07 | 0.00012974 | 3.8412e-06 | 2.1322e-05 | 1.4804e-05 | 9.4098e-06 | 5.5125e-05 | 4.9976e-08
4.8355e-05 | 1.7367e-05 | 4.1152e-05 | 3.5345e-05 | 3.9206e-05 | 0.00014197 | 1.6975e-05 | 0.00013891 | 9.0127e-06 | 3.4555e-05 | 5.3255e-07 | 0.00011912 | 7.7894e-06 | 1.2898e-05 | 3.4443e-06 | 1.0156e-05 | 2.7778e-05 | 1.363e-07
4.7974e-05 | 1.2694e-05 | 2.2402e-05 | 2.4639e-05 | 3.7577e-05 | 0.00013183 | 1.0292e-05 | 0.00011992 | 9.06e-06 | 3.6221e-05 | 5.3255e-07 | 0.00011805 | 6.2908e-06 | 2.2759e-05 | 1.7115e-05 | 9.3042e-06 | 3.6298e-05 | 2.3171e-07
4.8876e-05 | 1.2409e-05 | 2.2331e-05 | 1.9624e-05 | 3.9206e-05 | 0.00017901 | 3.8328e-06 | 0.00012847 | 9.0999e-06 | 3.0187e-05 | 5.9912e-07 | 0.00010894 | 3.5315e-06 | 2.2893e-05 | 3.3587e-06 | 8.9251e-06 | 1.9767e-05 | 1.4084e-07
4.6932e-05 | 1.2566e-05 | 2.2364e-05 | 2.2145e-05 | 3.8417e-05 | 0.00018093 | 2.5217e-06 | 0.00011915 | 9.0866e-06 | 3.2997e-05 | 2.1302e-06 | 0.00011097 | 3.2852e-06 | 1.3671e-05 | 2.6963e-05 | 9.0824e-06 | 4.2346e-05 | 7.1329e-07
6.9277e-05 | 1.266e-05 | 2.2464e-05 | 1.0557e-05 | 3.7525e-05 | 0.00023569 | 1.2668e-05 | 0.00013248 | 9.1592e-06 | 4.0714e-05 | 5.3355e-05 | 0.00010914 | 9.7285e-06 | 2.3737e-05 | 4.5773e-05 | 1.0518e-05 | 8.7223e-05 | 4.725e-07
0.00012529 | 1.8359e-05 | 2.2127e-05 | 1.2772e-05 | 3.9206e-05 | 0.00023342 | 4.2448e-05 | 0.00011941 | 9.1151e-06 | 4.4074e-05 | 5.2722e-05 | 0.00011444 | 5.1094e-05 | 2.3073e-05 | 9.1319e-05 | 4.6365e-05 | 0.00021036 | 0.00030064
0.00029456 | 2.9838e-05 | 2.2095e-05 | 1.2305e-05 | 3.7577e-05 | 0.00034134 | 0.00011667 | 0.00011285 | 9.5273e-06 | 6.6877e-05 | 0.00012655 | 0.00011429 | 7.3811e-05 | 1.3285e-05 | 0.00011022 | 0.00016476 | 0.00020357 | 4.2745e-05
7.739e-05 | 3.1934e-05 | 2.5365e-05 | 3.3941e-05 | 3.8417e-05 | 0.00055962 | 0.00011137 | 0.00012507 | 9.4166e-06 | 0.00014465 | 0.00028295 | 0.00011498 | 7.2136e-05 | 1.2775e-05 | 8.7583e-05 | 0.00013284 | 0.00012692 | 0.00060937
0.00015163 | 3.6463e-05 | 8.1859e-05 | 5.8895e-05 | 3.8417e-05 | 0.00012001 | 0.00013994 | 0.00013536 | 9.594e-06 | 5.9872e-05 | 0.00034083 | 0.0001226 | 6.5613e-05 | 1.2183e-05 | 8.663e-05 | 9.1083e-05 | 0.00011632 | 1.5978e-05
0.00040599 | 5.1844e-05 | 0.00011856 | 7.0647e-05 | 3.8366e-05 | 3.6397e-05 | 0.00015794 | 0.00014101 | 3.5463e-05 | 5.9214e-05 | 0.0003404 | 0.00012045 | 6.0801e-05 | 1.1797e-05 | 5.6812e-05 | 5.1294e-05 | 9.8797e-05 | 0.0001065
0.00040074 | 6.4745e-05 | 0.00021765 | 0.00013436 | 0.0003393 | 0.00047695 | 0.00015747 | 0.00014553 | 8.6803e-05 | 7.5795e-05 | 0.00030475 | 0.00012984 | 7.5085e-05 | 1.105e-05 | 0.0002383 | 7.7828e-05 | 6.6004e-05 | 3.9892e-05
0.00087161 | 0.00016526 | 0.00036285 | 0.00017324 | 0.0014049 | 0.00067849 | 8.4018e-05 | 0.00016208 | 8.324e-05 | 4.4486e-05 | 0.00028708 | 0.00014385 | 0.00010609 | 0.00015766 | 3.7535e-05 | 0.00010328 | 7.8616e-05 | 3.7859e-05
0.0012989 | 0.00021132 | 0.00056728 | 0.00029235 | 0.0024594 | 0.00092341 | 8.2829e-05 | 0.00015846 | 9.6486e-05 | 4.9524e-05 | 0.00024567 | 0.00014675 | 5.5519e-05 | 0.00011311 | 2.6674e-05 | 0.00022248 | 4.9087e-05 | 1.1903e-06
0.0020004 | 0.00032063 | 0.00076606 | 0.00040452 | 0.0035025 | 0.0012813 | 5.3367e-05 | 0.00016683 | 0.00018573 | 4.9539e-05 | 0.00018396 | 0.00015334 | 3.8258e-05 | 0.00023983 | 1.3531e-05 | 0.0009153 | 6.3952e-05 | 2.1989e-06
0.0024194 | 0.00052604 | 0.0011356 | 0.00055812 | 0.0038408 | 0.0019664 | 8.2608e-05 | 0.00016763 | 0.00019175 | 5.6105e-05 | 0.00019712 | 0.00016494 | 9.7721e-05 | 0.00033029 | 6.9488e-05 | 0.00099919 | 7.1188e-05 | 3.7573e-05
0.0026953 | 0.0007044 | 0.0015206 | 0.00057491 | 0.0030522 | 0.0021558 | 0.00010096 | 0.00017926 | 0.00019155 | 5.202e-05 | 0.0001839 | 0.0001598 | 9.2262e-05 | 0.00014865 | 0.00019153 | 0.0013104 | 0.00010191 | 4.4387e-05
0.0028641 | 0.00085816 | 0.00169 | 0.00068974 | 0.0045138 | 0.0025352 | 0.00010291 | 0.00018817 | 0.00018364 | 0.00019123 | 0.00018419 | 0.00016246 | 0.00032622 | 0.00037533 | 0.00037636 | 0.0011408 | 0.00010326 | 0.00017986
0.0025792 | 0.0012941 | 0.0018651 | 0.00069668 | 0.0046319 | 0.0021724 | 0.00016518 | 0.00018985 | 0.00023565 | 0.0002652 | 0.00030733 | 0.00016363 | 0.0003019 | 0.00021148 | 0.00021504 | 0.0015682 | 0.00012996 | 0.00054559
0.0028589 | 0.0011534 | 0.0017854 | 0.00059027 | 0.0048791 | 0.0018454 | 0.00015259 | 0.00018815 | 0.00024472 | 0.00025615 | 0.00034912 | 0.0001663 | 0.00025942 | 0.00019107 | 6.4176e-05 | 0.0013343 | 0.00011879 | 0.00016024
0.0018772 | 0.0007816 | 0.0014148 | 0.00047906 | 0.0034947 | 0.0014306 | 0.0001387 | 0.00017133 | 0.00024187 | 0.00014112 | 0.00021649 | 0.00016368 | 0.00017669 | 0.0004996 | 0.00013244 | 0.00068655 | 0.00011809 | 0.00016812
0.0014456 | 0.00044974 | 0.0012181 | 0.00041005 | 0.0023392 | 0.0011414 | 0.00010212 | 0.000168 | 0.00019875 | 9.3821e-05 | 0.00011341 | 0.00016142 | 0.00015478 | 0.00029082 | 4.6172e-05 | 0.00036288 | 0.00013843 | 0.0001852
0.0009158 | 0.00068594 | 0.00084203 | 0.00032375 | 0.001335 | 0.00051981 | 0.00010269 | 0.00016274 | 0.00014809 | 5.8873e-05 | 6.9697e-06 | 0.00015537 | 0.00014243 | 0.00015676 | 7.5719e-05 | 0.00015715 | 9.3667e-05 | 0.00025423
0.0006487 | 0.0005056 | 0.00057208 | 0.00021026 | 0.0011133 | 0.00016052 | 7.9535e-05 | 0.0001511 | 6.9774e-05 | 4.6378e-05 | 5.3255e-07 | 0.00014322 | 0.00010361 | 1.1668e-05 | 1.9695e-05 | 4.6577e-05 | 6.8743e-05 | 0.00013896
0.00056331 | 0.00028769 | 0.0004006 | 0.00011585 | 0.0015236 | 0.00021236 | 3.1469e-05 | 0.00015505 | 3.5968e-05 | 4.3296e-05 | 5.6583e-07 | 0.00014162 | 9.7618e-05 | 1.1951e-05 | 3.102e-06 | 9.702e-05 | 4.4398e-05 | 0.00018214
0.0003731 | 0.00013087 | 0.00028909 | 0.00012589 | 0.00085449 | 0.00010939 | 2.2976e-05 | 0.0001409 | 2.1334e-05 | 4.2385e-05 | 5.6583e-07 | 0.00013506 | 7.1188e-05 | 1.2409e-05 | 3.6368e-06 | 1.97e-05 | 2.4134e-05 | 7.2692e-08
0.00026312 | 5.9917e-05 | 0.00024171 | 7.6591e-05 | 0.0014277 | 0.00017273 | 9.3713e-06 | 0.00014446 | 1.5171e-05 | 3.8362e-05 | 5.6583e-07 | 0.00013093 | 6.7331e-05 | 1.2363e-05 | 3.7224e-06 | 2.0086e-05 | 2.8688e-05 | 2.9531e-07
0.00012494 | 7.3274e-05 | 0.00021079 | 4.2663e-05 | 0.00075457 | 2.8352e-05 | 8.1555e-06 | 0.00014608 | 1.5219e-05 | 3.9597e-05 | 5.6583e-07 | 0.00012972 | 6.7346e-05 | 2.1812e-05 | 3.2518e-06 | 1.9426e-05 | 2.9568e-05 | 1.4084e-07
8.7202e-05 | 6.3301e-05 | 0.00017113 | 3.7707e-05 | 0.00054853 | 5.6862e-05 | 5.7829e-06 | 0.00013433 | 1.5245e-05 | 4.5008e-05 | 2.1635e-06 | 0.00012263 | 3.0523e-05 | 1.2693e-05 | 1.3636e-05 | 1.9756e-05 | 4.6255e-05 | 7.7235e-08
8.5156e-05 | 3.9696e-05 | 0.00012985 | 1.8879e-05 | 0.0005165 | 2.9296e-05 | 1.5566e-05 | 0.00013865 | 1.5259e-05 | 5.0914e-05 | 5.3255e-05 | 0.00012064 | 3.2477e-05 | 2.2249e-05 | 3.3574e-05 | 2.4455e-05 | 7.9175e-05 | 6.6331e-07
0.00014848 | 2.5765e-05 | 8.9445e-05 | 2.5628e-05 | 0.00039213 | 2.8924e-05 | 9.368e-05 | 0.00013367 | 1.5303e-05 | 5.1839e-05 | 5.7907e-05 | 0.00012287 | 7.4475e-05 | 1.3207e-05 | 3.6441e-05 | 2.6464e-05 | 0.00015022 | 0.00010423
0.00022657 | 9.6428e-05 | 0.00018363 | 3.6914e-05 | 0.00076187 | 0.0005741 | 0.00018152 | 0.00013472 | 8.0457e-05 | 7.6226e-05 | 9.7456e-05 | 0.00012958 | 7.6752e-05 | 1.2157e-05 | 9.3206e-05 | 6.8397e-05 | 0.00015805 | 2.9227e-05
0.00035407 | 7.3732e-05 | 0.00031591 | 6.3123e-05 | 0.00077873 | 0.0010569 | 0.00014933 | 0.00014306 | 9.7861e-05 | 6.7131e-05 | 0.00025263 | 0.00013034 | 9.1489e-05 | 1.2054e-05 | 6.3965e-05 | 6.657e-05 | 0.00015731 | 0.00010673
0.00056339 | 0.00016102 | 0.00034204 | 7.6958e-05 | 0.00075683 | 0.0011435 | 0.00016272 | 0.00014403 | 0.00017484 | 8.3155e-05 | 0.00034619 | 0.00014124 | 6.3777e-05 | 1.1127e-05 | 7.3446e-05 | 0.00012666 | 0.00014563 | 0.00051866
0.0010948 | 0.00015166 | 0.00052115 | 0.00017409 | 0.00071327 | 0.0014488 | 0.00015142 | 0.00015016 | 0.00021544 | 8.8163e-05 | 0.00034526 | 0.00014204 | 9.6942e-05 | 3.4859e-06 | 7.2509e-05 | 0.00045997 | 0.00012008 | 0.00052341
0.002164 | 0.00042109 | 0.00082062 | 0.00033989 | 0.00094972 | 0.0015337 | 0.00017316 | 0.00016949 | 0.0003109 | 5.7716e-05 | 0.00031194 | 0.0001453 | 0.00011385 | 3.5117e-06 | 9.7388e-05 | 0.00071808 | 0.00011921 | 0.00045888
0.003441 | 0.00051172 | 0.0012161 | 0.00043418 | 0.002212 | 0.0017983 | 9.3194e-05 | 0.00016675 | 0.00034929 | 9.9555e-05 | 0.000292 | 0.00014585 | 6.6964e-05 | 8.6134e-05 | 5.2813e-05 | 0.0012062 | 8.7266e-05 | 0.00098634
0.0044951 | 0.00063707 | 0.001307 | 0.00058017 | 0.0034848 | 0.0021463 | 0.00010088 | 0.00017628 | 0.00034624 | 5.8775e-05 | 0.00024986 | 0.00015553 | 4.3109e-05 | 0.0002184 | 5.9712e-05 | 0.0014833 | 7.6772e-05 | 0.00036379
0.0051407 | 0.0010605 | 0.0018805 | 0.00071 | 0.0042076 | 0.0027977 | 8.0773e-05 | 0.00017861 | 0.00034508 | 4.5598e-05 | 0.00018633 | 0.00016554 | 3.6371e-05 | 0.00062319 | 7.9196e-05 | 0.0016033 | 5.1765e-05 | 0.00037919
0.0053275 | 0.0014044 | 0.0020918 | 0.00084857 | 0.0041598 | 0.0031637 | 7.8303e-05 | 0.00018125 | 0.00039929 | 6.7595e-05 | 0.00018706 | 0.00016967 | 5.3712e-05 | 0.00059698 | 2.3614e-05 | 0.0020803 | 4.7815e-05 | 0.00060074
0.0054371 | 0.0016618 | 0.0023175 | 0.00099416 | 0.0050156 | 0.0031136 | 9.6268e-05 | 0.00018867 | 0.00037452 | 5.5931e-05 | 0.0002778 | 0.0001698 | 0.00018 | 0.00052815 | 0.00011597 | 0.0018933 | 6.2005e-05 | 0.00058185
0.0053893 | 0.0018532 | 0.0025609 | 0.0010812 | 0.0037169 | 0.0028133 | 0.00010852 | 0.00018567 | 0.00039291 | 0.00014467 | 0.00029736 | 0.00017476 | 0.00023431 | 0.0005073 | 0.0002534 | 0.0018922 | 7.2103e-05 | 0.0011062
0.0052944 | 0.0021382 | 0.0027402 | 0.0010573 | 0.0038794 | 0.0024901 | 0.00012165 | 0.00019889 | 0.00048804 | 0.0001587 | 0.00031095 | 0.00017622 | 0.00024844 | 0.00053843 | 0.00015986 | 0.0020369 | 0.00010943 | 0.00062756
0.0039584 | 0.0020224 | 0.0024932 | 0.00098888 | 0.0033301 | 0.0026748 | 0.00010375 | 0.0001804 | 0.00045485 | 9.0092e-05 | 0.00032174 | 0.00017535 | 0.00016777 | 0.00052274 | 0.00010156 | 0.0020862 | 0.00010018 | 0.00055759
0.0023258 | 0.001384 | 0.0019575 | 0.00081086 | 0.0018324 | 0.0022036 | 7.0088e-05 | 0.00016683 | 0.00032753 | 0.00046635 | 0.00025347 | 0.00016121 | 0.00017388 | 0.00031453 | 5.8888e-05 | 0.0013554 | 0.00012398 | 0.00076372
0.0018244 | 0.00098318 | 0.0012467 | 0.00072873 | 0.001308 | 0.001447 | 0.00011527 | 0.00017689 | 0.00020952 | 8.1347e-05 | 0.0001918 | 0.00015704 | 0.00012954 | 9.4702e-05 | 5.9734e-05 | 0.00094072 | 0.000121 | 0.00047371
0.0012439 | 0.00066114 | 0.00095438 | 0.00051531 | 0.0010912 | 0.00092319 | 0.00012316 | 0.00016285 | 0.00016309 | 6.1385e-05 | 0.00019161 | 0.00015052 | 9.3449e-05 | 0.00013082 | 4.1066e-05 | 0.0007947 | 9.121e-05 | 6.7322e-06
0.0010287 | 0.00038577 | 0.00070433 | 0.00039393 | 0.00020312 | 0.00034711 | 6.072e-05 | 0.00015863 | 0.00010864 | 4.0189e-05 | 0.00019117 | 0.00015044 | 7.9273e-05 | 1.1457e-05 | 4.2183e-05 | 0.00041621 | 4.977e-05 | 3.7102e-05
0.0006605 | 0.00031719 | 0.00063277 | 0.00027786 | 3.7577e-05 | 9.836e-05 | 2.1357e-05 | 0.00014901 | 9.3888e-05 | 3.9811e-05 | 0.00019176 | 0.0001358 | 5.216e-05 | 2.0828e-05 | 3.3801e-06 | 0.00011213 | 3.3542e-05 | 1.9082e-07
0.00040021 | 0.00021034 | 0.00042857 | 0.00030554 | 3.9206e-05 | 0.00010892 | 1.82e-05 | 0.00014077 | 8.7956e-05 | 4.5573e-05 | 0.00019128 | 0.00013521 | 1.126e-05 | 1.2595e-05 | 3.209e-06 | 1.4448e-05 | 2.8333e-05 | 3.1485e-05
0.00027086 | 0.00011673 | 0.00034216 | 0.00021505 | 3.9206e-05 | 6.9007e-05 | 2.069e-05 | 0.00015179 | 6.0163e-05 | 3.792e-05 | 0.0001919 | 0.0001297 | 2.8882e-05 | 1.3104e-05 | 3.0592e-06 | 1.4723e-05 | 3.6883e-05 | 0.00011137
0.00016411 | 3.9887e-05 | 0.0002935 | 0.00018016 | 3.8366e-05 | 2.8313e-05 | 7.4135e-06 | 0.00014002 | 3.2162e-05 | 3.7534e-05 | 0.0001118 | 0.00013216 | 6.3765e-05 | 2.3119e-05 | 2.9095e-06 | 1.4674e-05 | 2.2844e-05 | 3.7718e-05
0.00011337 | 2.3003e-05 | 0.00021985 | 0.00012069 | 3.8366e-05 | 2.8091e-05 | 2.3618e-06 | 0.00014843 | 2.6947e-05 | 4.8223e-05 | 8.2145e-05 | 0.00012718 | 2.5152e-05 | 1.3903e-05 | 7.8727e-06 | 1.3539e-05 | 2.4761e-05 | 8.2687e-07
7.6934e-05 | 2.1027e-05 | 0.00018756 | 9.9364e-05 | 3.9206e-05 | 2.9057e-05 | 1.8391e-05 | 0.00014061 | 1.6393e-05 | 3.5757e-05 | 0.00013324 | 0.00012503 | 8.4437e-06 | 2.5076e-05 | 2.3083e-05 | 1.5939e-05 | 5.0435e-05 | 3.9753e-05
0.0001012 | 7.9072e-05 | 0.00012401 | 6.1099e-05 | 3.7577e-05 | 0.00018962 | 3.3712e-05 | 0.00013745 | 1.5279e-05 | 4.9887e-05 | 0.00013257 | 0.00012051 | 3.8588e-05 | 2.4999e-05 | 3.9299e-05 | 1.4316e-05 | 6.4534e-05 | 5.2729e-05
0.00012102 | 0.00011703 | 0.00012105 | 7.9962e-05 | 3.7577e-05 | 0.00012132 | 8.1956e-05 | 0.00013116 | 1.75e-05 | 0.00014616 | 0.00017995 | 0.00012249 | 9.375e-05 | 2.3794e-05 | 0.00012572 | 5.9214e-05 | 0.00014029 | 8.2687e-07
0.00010144 | 0.00017275 | 0.00017491 | 0.00013179 | 3.9206e-05 | 2.8142e-05 | 0.00019742 | 0.00014199 | 3.3372e-05 | 8.8571e-05 | 0.00028322 | 0.00012911 | 0.00010216 | 1.331e-05 | 0.00019319 | 0.00015376 | 0.00016109 | 0.00015971
0.00063348 | 0.00027857 | 0.00032777 | 0.00017756 | 3.8417e-05 | 3.084e-05 | 0.00026758 | 0.00014285 | 4.1967e-05 | 0.00010954 | 0.00034669 | 0.00013549 | 0.00012717 | 1.295e-05 | 0.0001449 | 0.00027692 | 0.00021583 | 0.00051665
0.00039687 | 0.00043362 | 0.00045913 | 0.00028924 | 3.6736e-05 | 0.00020709 | 0.00029938 | 0.00015118 | 8.0674e-05 | 8.4418e-05 | 0.00034626 | 0.0001474 | 0.00014228 | 5.662e-05 | 0.00022783 | 0.00047886 | 0.00016016 | 0.00033216
0.00076655 | 0.00045082 | 0.00049857 | 0.00054387 | 3.7577e-05 | 0.00062263 | 0.00029636 | 0.000149 | 0.00010929 | 0.00019372 | 0.00036532 | 0.0001525 | 0.00011047 | 3.61e-05 | 0.00015129 | 0.00054852 | 0.00016494 | 0.00012523
0.0010642 | 0.00078284 | 0.0008693 | 0.00070572 | 0.00026021 | 0.0007347 | 0.00027334 | 0.00016791 | 0.00018758 | 5.0379e-05 | 0.00037364 | 0.00015687 | 0.00011447 | 0.00021876 | 0.000155 | 0.0009238 | 0.00011664 | 0.00020164
0.0018001 | 0.0007681 | 0.0012372 | 0.00081508 | 0.00067868 | 0.00079715 | 0.00024634 | 0.00016475 | 0.00029936 | 8.0674e-05 | 0.00036306 | 0.00016572 | 8.3316e-05 | 0.00050943 | 5.1973e-05 | 0.00098507 | 0.00010409 | 0.0001503
0.0024115 | 0.0011182 | 0.001584 | 0.00090325 | 0.00076948 | 0.0010073 | 0.00015382 | 0.00016953 | 0.00031762 | 7.9346e-05 | 0.00029551 | 0.00015857 | 7.8952e-05 | 0.00054069 | 4.8648e-05 | 0.0011972 | 8.139e-05 | 0.00016556
0.0031989 | 0.001347 | 0.0017108 | 0.0011211 | 0.0011978 | 0.0012046 | 0.00018305 | 0.00017208 | 0.00035714 | 5.6672e-05 | 0.00029821 | 0.00016178 | 0.0001364 | 0.00029242 | 6.1606e-05 | 0.0012671 | 8.0757e-05 | 4.1407e-05
0.0031682 | 0.0014508 | 0.0019416 | 0.0012991 | 0.00034071 | 0.0010326 | 0.00017259 | 0.00016727 | 0.00036526 | 0.00022002 | 0.00026282 | 0.00016754 | 0.00020183 | 3.7903e-05 | 8.739e-05 | 0.001153 | 9.8347e-05 | 3.4093e-05
0.0030769 | 0.0014034 | 0.001935 | 0.0012526 | 3.9206e-05 | 0.0011376 | 0.00014218 | 0.00017681 | 0.00036075 | 0.00010859 | 0.00029273 | 0.00016652 | 0.00027975 | 0.00046043 | 0.00022149 | 0.0012582 | 0.00011468 | 6.3823e-05
0.0019679 | 0.0012915 | 0.0016773 | 0.0011965 | 0.00023646 | 0.00087207 | 0.00015694 | 0.00017339 | 0.00033001 | 0.00014074 | 0.00023509 | 0.00017582 | 0.00026816 | 0.0006663 | 0.00033449 | 0.0011486 | 0.0001162 | 5.0681e-05
0.00096521 | 0.0010796 | 0.0014694 | 0.0010289 | 0.0001402 | 0.00070428 | 9.4333e-05 | 0.00016868 | 0.00026288 | 0.00012904 | 0.0001294 | 0.00017402 | 0.00031514 | 0.00070914 | 0.00016439 | 0.0011561 | 0.0001205 | 0.00018134
0.00094308 | 0.00096467 | 0.0010706 | 0.00073467 | 3.9206e-05 | 0.00037136 | 8.32e-05 | 0.00016144 | 0.00022347 | 0.00023024 | 6.0604e-05 | 0.00015421 | 0.00018817 | 0.00037138 | 0.00015037 | 0.00065327 | 0.00013799 | 0.00018019
0.00094507 | 0.00056495 | 0.00077913 | 0.00064883 | 3.8417e-05 | 0.00026086 | 0.00011444 | 0.00016387 | 0.0001191 | 6.3427e-05 | 4.6598e-07 | 0.00015142 | 0.0001768 | 0.00029746 | 6.5052e-05 | 0.00045919 | 0.00011072 | 7.6708e-06
0.00039918 | 0.0003098 | 0.00047194 | 0.00047555 | 3.7525e-05 | 4.394e-05 | 7.5076e-05 | 0.00015202 | 5.8246e-05 | 5.0831e-05 | 5.3255e-07 | 0.00014139 | 8.3215e-05 | 0.00012196 | 9.5699e-05 | 0.00022385 | 0.00011378 | 3.9054e-05
0.00016067 | 0.00022439 | 0.00029986 | 0.0003502 | 3.9206e-05 | 0.00023221 | 9.843e-05 | 0.0001606 | 4.5953e-05 | 5.907e-05 | 5.3255e-07 | 0.00013602 | 4.4078e-05 | 1.1199e-05 | 2.307e-05 | 3.8907e-05 | 5.8535e-05 | 9.7075e-05
8.4796e-05 | 0.00016288 | 0.00024408 | 0.00023749 | 3.8417e-05 | 0.00038022 | 4.7713e-05 | 0.00013825 | 3.0499e-05 | 5.5114e-05 | 5.3255e-07 | 0.00013884 | 4.8963e-05 | 2.1163e-05 | 2.6528e-06 | 3.0887e-05 | 3.1582e-05 | 5.9382e-05
4.8321e-05 | 7.5124e-05 | 0.00018609 | 0.00019094 | 3.9206e-05 | 0.00028491 | 3.7168e-05 | 0.00014616 | 3.6427e-05 | 6.0518e-05 | 5.3255e-07 | 0.00013004 | 2.205e-05 | 1.1972e-05 | 3.0378e-06 | 2.3977e-05 | 3.189e-05 | 6.8567e-06
6.0908e-05 | 6.3855e-05 | 0.00014187 | 0.00013119 | 3.6736e-05 | 2.8608e-05 | 8.523e-06 | 0.00013386 | 2.1056e-05 | 5.0704e-05 | 6.324e-07 | 0.00013006 | 5.0132e-06 | 2.2785e-05 | 2.7597e-06 | 2.4361e-05 | 3.0255e-05 | 3.1803e-07
4.8843e-05 | 2.1371e-05 | 0.00013711 | 0.00011553 | 3.9206e-05 | 2.9254e-05 | 1.3064e-05 | 0.00013365 | 1.8983e-05 | 4.0114e-05 | 6.324e-07 | 0.00012315 | 2.558e-05 | 2.3583e-05 | 3.0806e-06 | 1.6415e-05 | 2.3441e-05 | 2.5442e-07
4.8008e-05 | 2.1454e-05 | 0.00013699 | 4.4528e-05 | 3.9206e-05 | 2.8025e-05 | 5.6426e-06 | 0.00013707 | 1.6913e-05 | 4.441e-05 | 2.6295e-06 | 0.00011726 | 4.5226e-06 | 1.3027e-05 | 1.186e-05 | 9.7752e-06 | 3.0801e-05 | 1.2721e-07
4.8843e-05 | 1.736e-05 | 0.00010947 | 6.3949e-05 | 3.7525e-05 | 3.8239e-05 | 7.514e-06 | 0.00012795 | 1.5453e-05 | 5.9388e-05 | 5.3222e-05 | 0.00011629 | 4.2864e-06 | 2.4638e-05 | 2.3378e-05 | 1.6026e-05 | 5.2764e-05 | 5.0884e-07
4.8321e-05 | 1.7109e-05 | 0.00010235 | 4.0444e-05 | 4.0046e-05 | 2.9484e-05 | 1.8967e-05 | 0.00013026 | 1.7173e-05 | 7.9759e-05 | 5.2955e-05 | 0.00011742 | 2.6746e-05 | 2.4819e-05 | 2.1312e-05 | 1.9277e-05 | 6.2733e-05 | 8.9048e-07
5.8734e-05 | 2.293e-05 | 0.00010686 | 2.9051e-05 | 3.9206e-05 | 2.8508e-05 | 6.7128e-05 | 0.00013401 | 2.0158e-05 | 7.4615e-05 | 0.00010442 | 0.00011995 | 9.5675e-05 | 2.3068e-05 | 8.0558e-05 | 1.3734e-05 | 0.00011738 | 2.5442e-07
6.5155e-05 | 3.3109e-05 | 0.00014356 | 5.1965e-05 | 3.8366e-05 | 2.843e-05 | 9.4637e-05 | 0.00012446 | 2.7363e-05 | 0.00010667 | 0.00031332 | 0.00012489 | 8.4175e-05 | 1.1766e-05 | 0.00020157 | 1.5553e-05 | 0.00018232 | 2.5778e-05
0.00013037 | 5.6473e-05 | 0.00019708 | 9.1327e-05 | 3.6788e-05 | 0.00011547 | 0.000167 | 0.00013938 | 2.9201e-05 | 9.0356e-05 | 0.00037652 | 0.00012777 | 0.00014129 | 5.1826e-05 | 0.00021684 | 2.3718e-05 | 0.00017953 | 5.2118e-05
7.6742e-05 | 8.3048e-05 | 0.0001796 | 0.00019464 | 3.8366e-05 | 2.7814e-05 | 0.00020827 | 0.00014017 | 3.0103e-05 | 0.00015479 | 0.00037522 | 0.00013005 | 0.00015912 | 0.00011676 | 0.00030811 | 3.6954e-05 | 0.00014524 | 5.3785e-05
9.2139e-05 | 9.8179e-05 | 0.00028397 | 0.00035934 | 3.7577e-05 | 0.00018601 | 0.00017754 | 0.00014082 | 3.8824e-05 | 6.9713e-05 | 0.00040697 | 0.00013953 | 0.00017953 | 0.00010118 | 0.00011885 | 5.7715e-05 | 0.00011534 | 1.772e-05
0.00023686 | 0.00025769 | 0.00035594 | 0.00054752 | 3.8417e-05 | 0.00051123 | 0.00020056 | 0.00015034 | 0.00011771 | 5.9347e-05 | 0.00040247 | 0.00015083 | 0.00014916 | 9.912e-06 | 0.00015809 | 0.00012839 | 9.3679e-05 | 5.6176e-05
0.000187 | 0.00068362 | 0.00038006 | 0.00060366 | 3.8366e-05 | 0.00013351 | 0.00013937 | 0.00015304 | 0.00017068 | 6.5008e-05 | 0.00030936 | 0.00015354 | 8.7334e-05 | 0.00050699 | 0.00012216 | 0.00019037 | 9.1083e-05 | 4.5313e-05
4.8182e-05 | 0.00079055 | 0.00058877 | 0.00075787 | 3.6736e-05 | 0.00014054 | 0.0001197 | 0.00016221 | 0.00022667 | 4.1264e-05 | 0.00024081 | 0.000153 | 8.9175e-05 | 0.00025996 | 4.9816e-05 | 0.00032328 | 7.6333e-05 | 4.4524e-07
0.00011435 | 0.00075387 | 0.00068002 | 0.00086345 | 0.00028547 | 0.00042799 | 0.00012361 | 0.00015384 | 0.00021102 | 5.0333e-05 | 0.00024098 | 0.00015546 | 0.00012117 | 0.00033356 | 3.8843e-05 | 0.00049166 | 7.1087e-05 | 2.2834e-05
0.00021875 | 0.00070497 | 0.00090211 | 0.00094038 | 0.00024424 | 0.00033041 | 0.00010607 | 0.00016102 | 0.00016831 | 5.5159e-05 | 0.00024111 | 0.00015572 | 0.0001854 | 0.00022875 | 0.00013949 | 0.00038668 | 8.4216e-05 | 0.00016933
0.00015658 | 0.0006257 | 0.00093378 | 0.00086571 | 3.9257e-05 | 0.00070062 | 0.0001349 | 0.00016244 | 0.00020397 | 0.00010167 | 0.00018513 | 0.00016634 | 0.00047024 | 0.00027661 | 0.00044513 | 0.00036912 | 8.6122e-05 | 3.4347e-05
0.00030759 | 0.00055836 | 0.00077727 | 0.00087034 | 3.9155e-05 | 0.000334 | 0.00014751 | 0.00016374 | 0.00020229 | 0.00041213 | 0.00012838 | 0.00016038 | 0.00050959 | 0.00031328 | 0.0003483 | 0.0001583 | 0.00015847 | 3.2502e-05
7.0313e-05 | 0.00065838 | 0.00044361 | 0.00068415 | 3.9206e-05 | 0.00044742 | 0.00013149 | 0.00015254 | 0.00012479 | 0.00020254 | 0.00012994 | 0.00015075 | 0.00032397 | 0.00028619 | 0.00016918 | 0.00024465 | 0.00014853 | 0.00013994
5.4715e-05 | 0.00050384 | 0.00021476 | 0.00059562 | 3.6788e-05 | 0.00067562 | 0.00016228 | 0.00015569 | 7.9235e-05 | 0.00026548 | 6.0857e-05 | 0.00016021 | 0.00025175 | 0.00023547 | 0.00010939 | 0.00033862 | 0.00013325 | 5.3403e-05
5.0943e-05 | 0.00050766 | 0.00016289 | 0.00048255 | 3.8366e-05 | 0.00037996 | 0.00016497 | 0.00014051 | 5.2649e-05 | 7.2746e-05 | 5.3255e-07 | 0.00015125 | 0.00014642 | 0.00018086 | 4.9326e-05 | 3.0496e-05 | 0.00013415 | 1.7937e-05
4.8843e-05 | 0.00036096 | 0.00016728 | 0.00027412 | 4.0046e-05 | 0.00036512 | 0.00011626 | 0.00014871 | 3.6211e-05 | 5.7905e-05 | 5.3255e-07 | 0.00013691 | 6.0372e-05 | 0.00017023 | 3.1328e-05 | 2.9711e-05 | 7.5511e-05 | 3.9601e-05
5.0741e-05 | 0.0001377 | 0.00014639 | 0.00019743 | 3.7525e-05 | 5.6385e-05 | 5.7723e-05 | 0.00013953 | 3.069e-05 | 4.6112e-05 | 5.6583e-07 | 0.00013385 | 8.3444e-06 | 0.00017515 | 3.8439e-05 | 1.5467e-05 | 5.8768e-05 | 6.3605e-08
4.8843e-05 | 9.8652e-05 | 0.00010814 | 0.00012128 | 3.9206e-05 | 5.469e-05 | 1.6949e-05 | 0.00013318 | 2.5009e-05 | 4.618e-05 | 5.3255e-07 | 0.00012891 | 6.3073e-06 | 0.00017131 | 1.3021e-05 | 1.3978e-05 | 4.1555e-05 | 1.2721e-07
4.8876e-05 | 0.00010034 | 8.119e-05 | 7.8527e-05 | 3.8417e-05 | 2.8164e-05 | 6.6969e-06 | 0.00013401 | 2.2239e-05 | 5.8243e-05 | 6.324e-07 | 0.00012567 | 8.7213e-06 | 0.00017118 | 4.0947e-05 | 1.2121e-05 | 3.1581e-05 | 3.1803e-07
4.78e-05 | 2.4036e-05 | 6.9047e-05 | 7.3014e-05 | 3.9995e-05 | 2.8003e-05 | 4.9956e-06 | 0.00013542 | 1.9467e-05 | 4.5568e-05 | 5.6583e-07 | 0.0001187 | 7.8491e-06 | 0.00017793 | 4.9632e-06 | 1.4151e-05 | 2.2267e-05 | 6.3605e-08
5.1007e-05 | 4.7433e-05 | 6.7167e-05 | 7.9348e-05 | 3.6736e-05 | 2.8879e-05 | 5e-06 | 0.00012443 | 1.7018e-05 | 3.7413e-05 | 5.3255e-07 | 0.00011497 | 7.8052e-06 | 0.00017808 | 5.6906e-06 | 1.5875e-05 | 3.158e-05 | 6.3605e-08
4.9972e-05 | 1.9545e-05 | 6.2417e-05 | 2.3984e-05 | 3.9206e-05 | 2.7903e-05 | 3.6434e-06 | 0.00012781 | 1.5165e-05 | 4.1127e-05 | 5.3255e-07 | 0.0001147 | 4.8023e-06 | 0.00017674 | 4.0215e-05 | 1.47e-05 | 3.2267e-05 | 1.2721e-07
4.8321e-05 | 1.3416e-05 | 6.3286e-05 | 1.93e-05 | 3.8366e-05 | 2.7747e-05 | 2.4024e-05 | 0.0001189 | 1.5178e-05 | 3.4304e-05 | 5.0825e-05 | 0.00011577 | 1.3482e-05 | 0.00017744 | 3.391e-05 | 1.5199e-05 | 8.1352e-05 | 5.7245e-07
5.5814e-05 | 1.496e-05 | 6.7127e-05 | 3.0886e-05 | 3.8366e-05 | 0.0001619 | 6.6226e-05 | 0.00012688 | 1.5223e-05 | 8.9619e-05 | 5.2889e-05 | 0.0001159 | 5.1692e-05 | 0.00014544 | 6.9956e-05 | 1.8401e-05 | 0.00016572 | 6.3605e-07
5.6787e-05 | 2.0168e-05 | 6.3904e-05 | 1.6832e-05 | 3.7628e-05 | 2.8492e-05 | 7.5315e-05 | 0.0001181 | 1.5195e-05 | 5.3775e-05 | 9.4694e-05 | 0.00011697 | 0.0001249 | 0.00014034 | 0.00026519 | 3.1982e-05 | 0.00017998 | 4.2774e-05
9.3459e-05 | 3.2166e-05 | 7.1885e-05 | 2.9715e-05 | 3.9206e-05 | 2.858e-05 | 0.00010103 | 0.00012297 | 1.9716e-05 | 8.1106e-05 | 0.00019861 | 0.00011959 | 6.7361e-05 | 3.0405e-05 | 0.00020993 | 3.1738e-05 | 0.00018017 | 0.00013786
5.1838e-05 | 5.4502e-05 | 0.00010652 | 4.5147e-05 | 3.7525e-05 | 0.00018327 | 0.00012057 | 0.00013281 | 2.3635e-05 | 6.1491e-05 | 0.00032895 | 0.00012078 | 3.6286e-05 | 2.2064e-05 | 0.00014865 | 4.7569e-05 | 0.00015734 | 0.00018114
6.053e-05 | 6.5026e-05 | 9.8156e-05 | 0.00010439 | 3.8417e-05 | 2.947e-05 | 0.0001532 | 0.00014 | 2.8864e-05 | 6.2482e-05 | 0.00034672 | 0.0001259 | 5.0961e-05 | 1.1199e-05 | 6.3646e-05 | 4.0691e-05 | 0.00011981 | 0.00026358
6.2904e-05 | 7.0046e-05 | 7.733e-05 | 0.00011555 | 3.9206e-05 | 0.00037485 | 0.00020994 | 0.00014747 | 3.5351e-05 | 0.00013749 | 0.00031044 | 0.00013838 | 8.1422e-05 | 1.0968e-05 | 7.1971e-05 | 4.008e-05 | 9.4518e-05 | 0.00015933
6.2667e-05 | 8.9815e-05 | 0.00011373 | 0.00018111 | 3.8366e-05 | 0.0004117 | 0.00014338 | 0.00015044 | 2.9644e-05 | 0.00016702 | 0.00029267 | 0.00013976 | 7.5649e-05 | 1.0375e-05 | 0.00013113 | 4.3103e-05 | 7.1447e-05 | 0.00021551
6.5246e-05 | 7.713e-05 | 0.00018733 | 0.00027594 | 3.7628e-05 | 0.00042694 | 0.00017362 | 0.00015074 | 3.7759e-05 | 0.00021887 | 0.00025153 | 0.0001357 | 9.9471e-05 | 0.00048045 | 3.6956e-05 | 6.1172e-05 | 0.00010045 | 0.00017672
6.2646e-05 | 0.00012979 | 0.00021287 | 0.00037702 | 3.8366e-05 | 0.00051539 | 0.00012239 | 0.00015734 | 0.00012139 | 8.2436e-05 | 0.00022004 | 0.00014334 | 5.7676e-05 | 0.00021222 | 4.1032e-05 | 5.0537e-05 | 6.7146e-05 | 1.6792e-05
4.9345e-05 | 0.00017451 | 0.00032788 | 0.00055046 | 3.8366e-05 | 0.00055942 | 0.00010932 | 0.00015271 | 0.00012104 | 0.00023105 | 0.00030068 | 0.00014414 | 9.1284e-05 | 0.0001884 | 0.00012374 | 4.7606e-05 | 5.8311e-05 | 6.3491e-05
6.2937e-05 | 0.00023257 | 0.00038425 | 0.00067598 | 3.8417e-05 | 0.00066249 | 9.0188e-05 | 0.00016403 | 0.00013538 | 0.00038764 | 0.00029921 | 0.00015144 | 0.00019132 | 5.2614e-05 | 0.00015768 | 0.00014496 | 6.8907e-05 | 1.773e-06
4.8389e-05 | 0.00032172 | 0.00041607 | 0.00064968 | 3.9206e-05 | 0.00057698 | 0.0001291 | 0.00015552 | 0.00011541 | 0.00010682 | 0.00029457 | 0.00015391 | 0.00030138 | 0.0001701 | 0.00045103 | 0.00032625 | 6.2196e-05 | 5.0884e-07
0.00019198 | 0.00026143 | 0.00041973 | 0.00066016 | 3.9995e-05 | 0.00062102 | 0.00014712 | 0.0001609 | 0.00013022 | 9.724e-05 | 0.000309 | 0.00014969 | 0.00032425 | 0.00024541 | 0.00039962 | 0.00023238 | 0.0001257 | 0.00011112
0.0002246 | 0.00025675 | 0.00030524 | 0.00054967 | 3.9155e-05 | 0.00037572 | 0.00019613 | 0.00015414 | 9.0419e-05 | 5.7171e-05 | 0.00031999 | 0.00014902 | 0.00035298 | 0.00050366 | 0.00033498 | 0.00012297 | 0.00014352 | 4.4689e-05
0.00064004 | 6.2259e-05 | 0.00011314 | 0.00044028 | 3.8417e-05 | 0.00010969 | 0.00012477 | 0.00014509 | 7.2504e-05 | 8.6771e-05 | 0.00019045 | 0.00014323 | 0.00017063 | 0.00013156 | 8.3506e-05 | 4.7492e-05 | 0.00014967 | 7.597e-05
0.00052151 | 0.00012768 | 0.00010581 | 0.00032296 | 3.7577e-05 | 6.2582e-05 | 0.00014401 | 0.00014375 | 5.3777e-05 | 0.00010415 | 2.9483e-05 | 0.00014473 | 0.00014887 | 8.7972e-05 | 4.6526e-05 | 8.32e-05 | 0.0001413 | 0.00014816
6.52e-05 | 0.00015145 | 0.00010175 | 0.00027267 | 3.9995e-05 | 2.833e-05 | 0.00011531 | 0.00013622 | 3.5269e-05 | 6.7971e-05 | 5.3255e-07 | 0.00013514 | 5.3469e-05 | 4.2454e-05 | 1.7398e-05 | 0.00010541 | 0.00010183 | 8.4837e-05
7.8833e-05 | 3.2114e-05 | 4.7033e-05 | 0.00015618 | 3.6736e-05 | 6.0043e-05 | 3.3912e-05 | 0.00012998 | 1.5852e-05 | 6.8679e-05 | 5.6583e-07 | 0.00013145 | 3.8154e-05 | 5.386e-05 | 9.3588e-06 | 3.0899e-05 | 8.9022e-05 | 1.5436e-05
4.8529e-05 | 2.5906e-05 | 6.4622e-05 | 0.00010695 | 3.9206e-05 | 2.8013e-05 | 1.1024e-05 | 0.00013271 | 1.519e-05 | 5.0028e-05 | 5.6583e-07 | 0.00012539 | 1.8395e-05 | 3.4447e-05 | 3.9577e-06 | 1.4949e-05 | 4.5241e-05 | 3.4729e-05
4.78e-05 | 1.5939e-05 | 5.057e-05 | 5.5965e-05 | 3.8366e-05 | 5.4924e-05 | 2.3263e-06 | 0.00012915 | 1.5231e-05 | 4.3746e-05 | 5.6583e-07 | 0.00012209 | 1.278e-05 | 4.1888e-05 | 3.7866e-06 | 1.0883e-05 | 3.5412e-05 | 5.7245e-07
7.7922e-05 | 1.5905e-05 | 3.6507e-05 | 3.5407e-05 | 3.9206e-05 | 2.9473e-05 | 1.9029e-06 | 0.00012683 | 1.5171e-05 | 3.6664e-05 | 5.3255e-07 | 0.00011944 | 5.328e-05 | 2.8783e-05 | 3.915e-06 | 1.2689e-05 | 4.1076e-05 | 1.9082e-07
4.8321e-05 | 1.0732e-05 | 2.7099e-05 | 4.4244e-05 | 3.7525e-05 | 2.7925e-05 | 7.3422e-06 | 0.00012142 | 1.5299e-05 | 3.587e-05 | 5.6583e-07 | 0.00011682 | 3.333e-05 | 4.0266e-05 | 4.6423e-06 | 1.0636e-05 | 2.6234e-05 | 4.4524e-07
4.8843e-05 | 1.1249e-05 | 2.6677e-05 | 1.8454e-05 | 3.7525e-05 | 2.9123e-05 | 4.817e-06 | 0.00012527 | 1.5133e-05 | 4.0674e-05 | 2.5962e-06 | 0.00011201 | 3.9708e-06 | 2.6312e-05 | 2.4726e-05 | 1.0301e-05 | 3.755e-05 | 3.7591e-05
4.7453e-05 | 1.0681e-05 | 2.3146e-05 | 1.875e-05 | 3.8417e-05 | 2.7925e-05 | 4.3679e-05 | 0.00012549 | 1.5246e-05 | 5.3999e-05 | 5.2989e-05 | 0.00010921 | 6.243e-06 | 3.7666e-05 | 8.3348e-05 | 9.7908e-06 | 0.00010803 | 7.7446e-05
0.00024118 | 1.1161e-05 | 2.5637e-05 | 8.3444e-06 | 3.8366e-05 | 7.3985e-05 | 9.0817e-05 | 0.00012094 | 1.457e-05 | 6.522e-05 | 6.5956e-05 | 0.00010703 | 7.2862e-05 | 2.4227e-05 | 5.074e-05 | 2.5051e-05 | 0.00016419 | 2.4882e-05
0.00017715 | 1.0879e-05 | 2.2783e-05 | 1.3661e-05 | 3.8366e-05 | 7.6779e-05 | 9.9964e-05 | 0.00011538 | 1.6297e-05 | 0.00012375 | 0.00020689 | 0.000119 | 9.742e-05 | 2.2862e-05 | 0.00010822 | 3.7823e-05 | 0.00018855 | 4.5618e-05
0.00016823 | 1.1076e-05 | 2.4467e-05 | 9.1016e-06 | 3.9206e-05 | 2.9551e-05 | 0.00014853 | 0.00012809 | 1.2033e-05 | 0.00059 | 0.00031176 | 0.00011049 | 7.8805e-05 | 2.2193e-05 | 8.2141e-05 | 5.082e-05 | 0.00013982 | 3.4347e-05
8.0957e-05 | 1.087e-05 | 2.6331e-05 | 2.4174e-05 | 3.7577e-05 | 2.8669e-05 | 0.00015873 | 0.00012192 | 1.2437e-05 | 0.00058505 | 0.00037465 | 0.00011122 | 2.781e-05 | 1.1611e-05 | 9.6316e-05 | 4.2627e-05 | 0.00012743 | 2.2771e-05
5.984e-05 | 1.0707e-05 | 2.5948e-05 | 3.4641e-05 | 3.8366e-05 | 2.8419e-05 | 0.00015431 | 0.00012991 | 1.2284e-05 | 0.0003627 | 0.00037411 | 0.00011599 | 0.00011622 | 1.9412e-05 | 9.2332e-05 | 1.8927e-05 | 0.00012346 | 7.0538e-05
6.3362e-05 | 1.8817e-05 | 3.2034e-05 | 5.7672e-05 | 3.7628e-05 | 4.5907e-05 | 0.00012257 | 0.00012504 | 1.2385e-05 | 6.5855e-05 | 0.00033927 | 0.00012226 | 0.00010768 | 9.8863e-06 | 0.00012473 | 1.4299e-05 | 0.00010944 | 0.00013823
9.0217e-05 | 2.6093e-05 | 4.5268e-05 | 7.5004e-05 | 3.9206e-05 | 0.00025964 | 9.5584e-05 | 0.0001479 | 1.3076e-05 | 6.1634e-05 | 0.00035964 | 0.00012619 | 0.00016128 | 9.2426e-06 | 0.00014801 | 3.2804e-05 | 7.4221e-05 | 6.3605e-07
6.6311e-05 | 3.6547e-05 | 5.8209e-05 | 8.3002e-05 | 0.00017644 | 0.00032748 | 0.00010074 | 0.0001494 | 1.4961e-05 | 0.00014434 | 0.00036214 | 0.0001322 | 6.5315e-05 | 0.00037919 | 0.00016231 | 0.00019019 | 8.1911e-05 | 3.1803e-07
7.3346e-05 | 5.6693e-05 | 7.7078e-05 | 0.00013361 | 6.4454e-05 | 0.0004128 | 0.00011346 | 0.00015106 | 1.5014e-05 | 5.1748e-05 | 0.00029909 | 0.00014119 | 5.0148e-05 | 0.00020702 | 0.00016646 | 0.00015096 | 9.1317e-05 | 2.5442e-07
7.7457e-05 | 7.1342e-05 | 0.00011261 | 0.00024693 | 4.0046e-05 | 0.00059031 | 5.932e-05 | 0.00014375 | 2.9857e-05 | 8.637e-05 | 0.00029976 | 0.0001428 | 9.3797e-05 | 0.00021768 | 2.6399e-05 | 6.3425e-05 | 7.0931e-05 | 5.4128e-05
0.00036094 | 7.4234e-05 | 0.00023494 | 0.00031953 | 3.8366e-05 | 0.00035052 | 0.00011976 | 0.00015541 | 5.914e-05 | 4.2693e-05 | 0.0002599 | 0.00014539 | 0.00012765 | 0.00016377 | 0.00019265 | 1.0826e-05 | 7.3126e-05 | 0.00044327
0.00043775 | 0.00015482 | 0.00028158 | 0.00034962 | 4.0835e-05 | 0.0001457 | 0.00012378 | 0.00015699 | 6.3215e-05 | 0.00010668 | 0.00018303 | 0.00015318 | 0.00035395 | 0.00039908 | 0.0005265 | 0.00013364 | 9.5599e-05 | 0.00033768
0.00061021 | 0.00028704 | 0.0002294 | 0.00035986 | 3.9206e-05 | 0.0005064 | 0.00014178 | 0.00016467 | 8.3542e-05 | 0.00011334 | 0.00023747 | 0.00016149 | 0.00031961 | 0.00017037 | 0.00063153 | 0.00016072 | 0.00010678 | 0.00072767
0.00042912 | 0.00027373 | 0.00019323 | 0.00029406 | 3.9206e-05 | 0.00056759 | 0.00017235 | 0.00015482 | 4.609e-05 | 8.8667e-05 | 0.00022429 | 0.00014833 | 0.00030134 | 0.00038708 | 0.00042716 | 0.00031353 | 0.00016668 | 2.0786e-05
0.00027237 | 9.0253e-05 | 0.00017669 | 0.00017531 | 3.9206e-05 | 0.00036824 | 0.00019189 | 0.00014387 | 3.5221e-05 | 0.0001358 | 6.1416e-05 | 0.00015569 | 0.00011706 | 0.00086671 | 9.7767e-05 | 0.000175 | 0.00012895 | 0.00067454
7.915e-05 | 6.0191e-05 | 9.429e-05 | 0.00017766 | 3.8366e-05 | 7.1078e-05 | 0.00018363 | 0.0001426 | 3.6727e-05 | 7.6839e-05 | 6.324e-07 | 0.00014757 | 3.5585e-05 | 0.0003452 | 2.8693e-05 | 4.5794e-05 | 0.00013013 | 0.00010878
5.2971e-05 | 3.6835e-05 | 3.7711e-05 | 0.00013044 | 3.9206e-05 | 7.1199e-05 | 0.00012732 | 0.00013802 | 1.7421e-05 | 4.8881e-05 | 4.9926e-07 | 0.00013657 | 2.6539e-05 | 8.2978e-05 | 9.4634e-05 | 9.1384e-05 | 0.00010057 | 0.00066338
4.9658e-05 | 1.6939e-05 | 5.2774e-05 | 8.1225e-05 | 3.9206e-05 | 3.3783e-05 | 4.3558e-05 | 0.00013821 | 1.5074e-05 | 3.8225e-05 | 5.6583e-07 | 0.00012875 | 5.1512e-05 | 6.2665e-05 | 4.1203e-06 | 2.7926e-05 | 7.4779e-05 | 0
4.8321e-05 | 1.5083e-05 | 6.1508e-05 | 7.8512e-05 | 3.9206e-05 | 6.2582e-05 | 1.4467e-05 | 0.00012994 | 1.5259e-05 | 4.206e-05 | 6.6568e-07 | 0.00011719 | 1.7723e-05 | 5.18e-05 | 4.4156e-06 | 1.7456e-05 | 4.4342e-05 | 3.1803e-07
5.4459e-05 | 1.1205e-05 | 2.5898e-05 | 5.2859e-05 | 3.9206e-05 | 2.8884e-05 | 4.6385e-06 | 0.00013172 | 1.5302e-05 | 4.1997e-05 | 5.6583e-07 | 0.00011645 | 4.7517e-06 | 6.2562e-05 | 3.209e-06 | 1.9299e-05 | 4.0701e-05 | 4.4524e-07
4.8529e-05 | 1.1043e-05 | 2.3067e-05 | 1.9341e-05 | 3.7525e-05 | 2.8013e-05 | 2.126e-06 | 0.00012553 | 1.5154e-05 | 3.4289e-05 | 5.9912e-07 | 0.00010953 | 9.5654e-06 | 4.2635e-05 | 4.4284e-06 | 2.2005e-05 | 2.5101e-05 | 3.8163e-07
4.9364e-05 | 1.0988e-05 | 2.2415e-05 | 1.787e-05 | 3.8417e-05 | 2.949e-05 | 1.8481e-06 | 0.00012716 | 1.5164e-05 | 5.5e-05 | 5.6583e-07 | 0.00011206 | 6.8537e-06 | 4.0781e-05 | 3.0806e-06 | 1.8531e-05 | 3.139e-05 | 1.2721e-07
4.8321e-05 | 1.0525e-05 | 2.23e-05 | 1.3371e-05 | 3.9206e-05 | 7.2271e-05 | 5.6795e-06 | 0.00011288 | 1.5076e-05 | 3.9065e-05 | 2.4298e-06 | 0.00010512 | 6.9537e-06 | 5.0925e-05 | 3.016e-05 | 1.7812e-05 | 4.1765e-05 | 0
5.5514e-05 | 1.1067e-05 | 2.1869e-05 | 1.0874e-05 | 3.7525e-05 | 7.2392e-05 | 1.6326e-05 | 0.00011368 | 1.5234e-05 | 3.3949e-05 | 5.3055e-05 | 0.00010445 | 1.085e-05 | 3.7125e-05 | 4.0185e-05 | 2.2119e-05 | 9.0722e-05 | 2.1686e-06
0.00010408 | 1.0757e-05 | 2.2254e-05 | 1.0414e-05 | 3.9206e-05 | 0.00023729 | 7.0778e-05 | 0.00011624 | 2.1747e-05 | 7.7697e-05 | 5.2656e-05 | 0.00011051 | 5.4522e-05 | 3.5864e-05 | 5.1643e-05 | 2.8877e-05 | 0.00016721 | 6.9966e-07
6.9625e-05 | 1.0732e-05 | 2.2641e-05 | 6.1129e-06 | 3.8366e-05 | 0.00015739 | 7.9302e-05 | 0.00011449 | 1.5045e-05 | 7.2694e-05 | 0.00011213 | 0.00010761 | 5.9045e-05 | 3.2465e-05 | 0.000115 | 0.00017787 | 0.00017388 | 9.0135e-05
5.5941e-05 | 1.0757e-05 | 3.7144e-05 | 7.2543e-06 | 3.8366e-05 | 0.00010989 | 0.00012088 | 0.00010997 | 1.8555e-05 | 0.00011775 | 0.00028282 | 0.00010626 | 4.8584e-05 | 2.088e-05 | 0.0001001 | 9.6467e-05 | 0.00017 | 0.00011469
5.6613e-05 | 1.0992e-05 | 4.453e-05 | 1.1559e-05 | 3.8417e-05 | 3.7506e-05 | 0.00017143 | 0.00012056 | 9.2988e-06 | 0.00058168 | 0.00034 | 0.00011155 | 9.8712e-05 | 1.9979e-05 | 6.0502e-05 | 6.7421e-05 | 0.00017226 | 0.00015242
5.1214e-05 | 1.0585e-05 | 2.972e-05 | 1.5253e-05 | 3.8417e-05 | 3.464e-05 | 0.00016273 | 0.00012219 | 9.3259e-06 | 0.00011681 | 0.00034023 | 0.00012091 | 7.0651e-05 | 1.9515e-05 | 0.00011602 | 4.2146e-05 | 0.00015631 | 5.4065e-05
5.6445e-05 | 1.3718e-05 | 3.4299e-05 | 2.7889e-05 | 3.8417e-05 | 3.3132e-05 | 0.0001477 | 0.00013054 | 9.4687e-06 | 5.8336e-05 | 0.00030445 | 0.00012001 | 6.5234e-05 | 1.8099e-05 | 0.00010245 | 2.4951e-05 | 0.00010451 | 0.00020776
5.9177e-05 | 2.5975e-05 | 3.792e-05 | 4.6872e-05 | 3.8366e-05 | 3.0981e-05 | 0.00010221 | 0.00013936 | 9.1626e-06 | 4.9698e-05 | 0.00028664 | 0.00013077 | 0.00010167 | 1.8202e-05 | 4.3294e-05 | 3.1421e-05 | 8.4622e-05 | 8.0873e-05
4.7834e-05 | 2.144e-05 | 4.1389e-05 | 7.8376e-05 | 3.8417e-05 | 2.9067e-05 | 9.3004e-05 | 0.00014217 | 1.0828e-05 | 9.8019e-05 | 0.00024447 | 0.00013211 | 6.9771e-05 | 0.00045672 | 3.1696e-05 | 2.715e-05 | 7.4248e-05 | 0.00012589
6.2785e-05 | 4.6302e-05 | 6.3935e-05 | 8.774e-05 | 3.9206e-05 | 2.8264e-05 | 0.00011079 | 0.00014312 | 2.5971e-05 | 3.9289e-05 | 0.00012811 | 0.00013456 | 5.3029e-05 | 0.00023298 | 6.8839e-05 | 2.4635e-05 | 5.5442e-05 | 6.4198e-05
7.1298e-05 | 0.00011822 | 0.00012166 | 0.00011776 | 3.8366e-05 | 0.00036765 | 0.00010678 | 0.00014129 | 1.647e-05 | 8.1892e-05 | 8.0448e-05 | 0.00013114 | 9.1236e-05 | 0.00032443 | 2.741e-05 | 4.373e-05 | 5.8024e-05 | 6.8121e-05
4.9732e-05 | 9.5482e-05 | 0.00011862 | 0.00018529 | 4.0046e-05 | 0.00054437 | 9.9069e-05 | 0.00014439 | 1.2134e-05 | 7.4925e-05 | 8.0648e-05 | 0.0001318 | 0.00015709 | 0.00016048 | 0.0001404 | 7.4863e-05 | 6.8848e-05 | 5.2983e-05
5.7081e-05 | 0.00011015 | 0.00015718 | 0.00024628 | 3.8417e-05 | 0.00017229 | 0.00011193 | 0.00015289 | 1.211e-05 | 0.00010933 | 8.0315e-05 | 0.00013694 | 0.00042062 | 7.9219e-05 | 0.00053285 | 9.7417e-05 | 0.00012331 | 0.00034351
0.00018642 | 6.5294e-05 | 0.00018722 | 0.00018909 | 3.9206e-05 | 6.1799e-05 | 0.00011764 | 0.00014957 | 1.2116e-05 | 8.9312e-05 | 0.0002004 | 0.00014107 | 0.00040285 | 4.732e-05 | 0.00050255 | 0.00013046 | 0.00013642 | 0.00051537
0.00011632 | 8.9608e-05 | 0.00013398 | 0.00017123 | 3.9206e-05 | 8.5266e-05 | 0.00013743 | 0.0001439 | 1.2198e-05 | 0.00010863 | 0.00021196 | 0.00013893 | 0.00017293 | 6.6089e-05 | 0.00022779 | 0.00024277 | 0.00015621 | 1.9883e-05
7.9591e-05 | 2.4653e-05 | 5.684e-05 | 8.9149e-05 | 3.8366e-05 | 0.00030707 | 0.00011361 | 0.00013387 | 1.2184e-05 | 0.00013695 | 0.00014237 | 0.0001366 | 0.00010433 | 0.0001743 | 0.00022517 | 5.7652e-05 | 0.00017495 | 0.00058149
0.00010973 | 1.3457e-05 | 2.841e-05 | 0.00011586 | 3.9206e-05 | 0.00014829 | 0.00012624 | 0.00014121 | 1.2147e-05 | 5.8422e-05 | 8.0947e-05 | 0.00013715 | 3.8171e-05 | 0.0002667 | 0.00016029 | 2.8924e-05 | 0.00017485 | 0.00026983
6.5491e-05 | 2.5344e-05 | 2.8916e-05 | 0.00013086 | 3.9206e-05 | 2.8508e-05 | 0.00013574 | 0.0001287 | 1.2324e-05 | 5.2175e-05 | 8.0914e-05 | 0.0001307 | 3.7283e-05 | 0.0002412 | 5.422e-05 | 2.9276e-05 | 0.00011593 | 6.5997e-05
4.8442e-05 | 2.0496e-05 | 4.8398e-05 | 9.475e-05 | 3.8366e-05 | 2.8729e-05 | 9.0776e-05 | 0.00012914 | 9.4709e-06 | 4.9746e-05 | 8.0748e-05 | 0.00013619 | 2.2781e-05 | 0.0002435 | 5.8498e-06 | 1.204e-05 | 5.7966e-05 | 1.9082e-07
6.4593e-05 | 1.5895e-05 | 2.1998e-05 | 6.4389e-05 | 3.9206e-05 | 2.7952e-05 | 1.9526e-05 | 0.00012606 | 9.3575e-06 | 3.4463e-05 | 8.0947e-05 | 0.00011573 | 2.9489e-05 | 9.5331e-05 | 3.1876e-06 | 1.2184e-05 | 5.7502e-05 | 2.5442e-07
4.9398e-05 | 1.5871e-05 | 2.205e-05 | 3.7854e-05 | 3.8366e-05 | 2.864e-05 | 1.1219e-05 | 0.00011365 | 9.1532e-06 | 3.2611e-05 | 8.1047e-05 | 0.00011255 | 3.1374e-05 | 6.7016e-05 | 4.0219e-06 | 1.2562e-05 | 3.619e-05 | 0
4.7974e-05 | 1.5851e-05 | 2.2285e-05 | 3.2446e-05 | 3.9155e-05 | 2.8191e-05 | 6.4772e-06 | 0.0001263 | 9.185e-06 | 4.4638e-05 | 8.0748e-05 | 0.00010614 | 1.4348e-05 | 9.2529e-05 | 5.3269e-06 | 1.2091e-05 | 2.6208e-05 | 2.5442e-07
4.78e-05 | 1.556e-05 | 2.2119e-05 | 1.362e-05 | 3.7577e-05 | 2.8884e-05 | 5.0032e-06 | 0.00011089 | 9.0698e-06 | 3.2686e-05 | 4.4556e-05 | 0.00010173 | 3.8191e-06 | 7.2705e-05 | 4.6423e-06 | 1.2588e-05 | 4.6416e-05 | 6.3605e-08
6.7489e-05 | 1.5644e-05 | 2.1789e-05 | 1.4798e-05 | 3.8366e-05 | 2.8113e-05 | 1.028e-05 | 0.00011356 | 9.0537e-06 | 6.5136e-05 | 8.2878e-05 | 0.0001033 | 6.489e-06 | 8.0357e-05 | 2.7174e-05 | 1.1912e-05 | 3.9218e-05 | 1.9781e-05
4.7974e-05 | 1.3973e-05 | 2.2314e-05 | 1.2172e-05 | 3.7577e-05 | 7.2886e-05 | 2.8134e-05 | 0.0001096 | 9.1553e-06 | 5.7689e-05 | 0.0001338 | 9.9181e-05 | 4.7114e-06 | 6.1635e-05 | 2.9274e-05 | 1.2265e-05 | 0.00010804 | 1.3675e-05
0.00017422 | 1.0853e-05 | 2.193e-05 | 7.8179e-06 | 3.9206e-05 | 0.00012086 | 5.455e-05 | 0.00010871 | 8.9776e-06 | 4.3835e-05 | 0.00013809 | 0.00010013 | 5.3615e-05 | 8.115e-05 | 6.7386e-05 | 8.7848e-05 | 0.0001693 | 6.9966e-07
0.00015441 | 1.6428e-05 | 2.1942e-05 | 6.5223e-06 | 3.8366e-05 | 0.00025942 | 5.5355e-05 | 0.0001114 | 1.2507e-05 | 6.1952e-05 | 0.00017727 | 0.00010267 | 7.2905e-05 | 5.7052e-05 | 0.0001211 | 0.00017529 | 0.00018158 | 4.1662e-05
7.2256e-05 | 2.3023e-05 | 2.2844e-05 | 6.2857e-06 | 4.0886e-05 | 2.8924e-05 | 8.1584e-05 | 0.00011582 | 9.3997e-06 | 7.9771e-05 | 0.00028166 | 0.00010752 | 4.5254e-05 | 5.2753e-05 | 8.1811e-05 | 3.7741e-05 | 0.00016498 | 0.00021504
5.8489e-05 | 2.9277e-05 | 2.9644e-05 | 6.1131e-06 | 3.9206e-05 | 2.9035e-05 | 0.00013457 | 0.00011861 | 9.1341e-06 | 0.00029388 | 0.00033714 | 0.00010335 | 5.6552e-05 | 4.6162e-05 | 8.022e-05 | 2.3436e-05 | 0.00016514 | 0.00042385
4.9431e-05 | 2.4756e-05 | 2.927e-05 | 9.6496e-06 | 3.7628e-05 | 0.00017047 | 0.00016613 | 0.0001253 | 9.9926e-06 | 0.00050095 | 0.00033174 | 0.00010701 | 9.3408e-05 | 4.3664e-05 | 0.00012128 | 2.5904e-05 | 0.00013763 | 0.00018799
7.7136e-05 | 4.0362e-05 | 3.3384e-05 | 1.3404e-05 | 3.8366e-05 | 0.00025569 | 0.00012168 | 0.00011959 | 9.5042e-06 | 0.00016279 | 0.00033817 | 0.00011695 | 0.00014572 | 2.6157e-05 | 0.00015656 | 1.9224e-05 | 0.00011389 | 2.3589e-05
4.7834e-05 | 5.0561e-05 | 2.3013e-05 | 3.2438e-05 | 3.9206e-05 | 3.9259e-05 | 0.00012582 | 0.00013387 | 9.4908e-06 | 4.7852e-05 | 0.00033704 | 0.00012181 | 5.5448e-05 | 1.2847e-05 | 0.00016333 | 2.1503e-05 | 7.188e-05 | 6.9966e-07
4.9431e-05 | 5.383e-05 | 2.3175e-05 | 5.9509e-05 | 3.8366e-05 | 2.848e-05 | 0.00012906 | 0.00014149 | 9.1202e-06 | 4.9963e-05 | 0.0002964 | 0.00012933 | 6.7669e-05 | 0.00051616 | 0.00011 | 5.3656e-05 | 8.2859e-05 | 5.0884e-07
4.8423e-05 | 5.1752e-05 | 5.6686e-05 | 7.6286e-05 | 4.0046e-05 | 0.00012464 | 8.7963e-05 | 0.00013999 | 9.1092e-06 | 3.2247e-05 | 0.00019142 | 0.00013297 | 5.6545e-05 | 0.00023965 | 6.2823e-05 | 6.2974e-05 | 7.594e-05 | 3.1803e-07
4.8476e-05 | 5.6772e-05 | 8.9717e-05 | 0.00010204 | 3.9206e-05 | 0.00051065 | 0.00011728 | 0.00013976 | 9.2182e-06 | 5.7328e-05 | 0.00017444 | 0.00013185 | 9.1797e-05 | 0.00020649 | 9.0852e-05 | 5.6542e-05 | 6.7085e-05 | 2.3788e-05
7.7227e-05 | 6.1611e-05 | 0.00011762 | 0.00013339 | 3.9257e-05 | 0.00058831 | 0.00013035 | 0.00014958 | 1.0128e-05 | 6.2436e-05 | 0.00018363 | 0.00013084 | 0.00019191 | 0.00015725 | 0.00014469 | 5.7821e-05 | 8.4706e-05 | 8.1669e-05
8.4072e-05 | 6.5332e-05 | 0.00013829 | 0.00016098 | 3.9206e-05 | 0.00057965 | 8.7108e-05 | 0.00014225 | 1.2596e-05 | 9.414e-05 | 0.00013899 | 0.00013431 | 0.00029232 | 0.00017157 | 0.00049023 | 7.0776e-05 | 9.8202e-05 | 6.2851e-05
0.00016081 | 6.4292e-05 | 0.00012942 | 0.0001725 | 3.8366e-05 | 0.00031191 | 6.7238e-05 | 0.00015758 | 1.2162e-05 | 6.3725e-05 | 0.00033672 | 0.0001472 | 0.00037039 | 0.00013421 | 0.00047909 | 0.00011366 | 0.00013174 | 6.3147e-05
0.00023369 | 9.4905e-05 | 7.5068e-05 | 0.00012922 | 3.9206e-05 | 8.6232e-05 | 9.9649e-05 | 0.00014666 | 1.2122e-05 | 7.0261e-05 | 0.0003726 | 0.00014251 | 0.00021568 | 0.00014448 | 0.00026104 | 0.00021559 | 0.00014947 | 1.9082e-07
0.00015201 | 5.2125e-05 | 5.101e-05 | 0.00010113 | 3.8366e-05 | 2.8746e-05 | 0.00011554 | 0.00014004 | 1.2095e-05 | 9.5086e-05 | 0.00016028 | 0.00013131 | 0.00011019 | 0.00014801 | 8.992e-05 | 8.2928e-05 | 0.00013073 | 0.00030947
0.00016618 | 4.0866e-05 | 3.221e-05 | 0.00012417 | 3.9206e-05 | 8.8705e-05 | 0.00010658 | 0.00013505 | 1.4291e-05 | 8.8755e-05 | 1.9305e-05 | 0.00012893 | 7.5481e-05 | 0.00022907 | 6.2211e-05 | 3.514e-05 | 0.00011812 | 0.00050032
7.7604e-05 | 2.8945e-05 | 5.12e-05 | 5.5999e-05 | 3.8366e-05 | 2.9629e-05 | 9.1252e-05 | 0.00012964 | 1.269e-05 | 7.7548e-05 | 5.3255e-07 | 0.00012832 | 4.173e-05 | 6.56e-05 | 3.3711e-05 | 3.1112e-05 | 8.5284e-05 | 5.0884e-07
7.7889e-05 | 2.4569e-05 | 2.8257e-05 | 5.6759e-05 | 3.9206e-05 | 5.1853e-05 | 5.2244e-05 | 0.00012613 | 9.1608e-06 | 5.1092e-05 | 5.6583e-07 | 0.00012117 | 2.4147e-05 | 6.596e-05 | 1.1411e-05 | 1.3337e-05 | 8.0217e-05 | 1.2721e-07
4.9084e-05 | 2.0281e-05 | 2.3222e-05 | 5.3462e-05 | 3.9206e-05 | 3.1822e-05 | 2.1409e-05 | 0.00011524 | 9.2394e-06 | 8.582e-05 | 5.3255e-07 | 0.00011694 | 2.1229e-05 | 4.6187e-05 | 3.209e-06 | 1.0751e-05 | 5.2691e-05 | 1.2721e-07
7.6812e-05 | 1.5905e-05 | 2.2869e-05 | 2.2718e-05 | 3.6736e-05 | 2.8935e-05 | 1.6402e-05 | 0.00012165 | 9.1769e-06 | 6.9832e-05 | 5.6583e-07 | 0.00011169 | 7.1582e-06 | 4.3767e-05 | 2.9523e-06 | 1.0948e-05 | 3.3311e-05 | 1.2721e-07
4.8355e-05 | 1.5989e-05 | 2.7119e-05 | 1.4892e-05 | 3.9206e-05 | 2.9123e-05 | 1.4156e-05 | 0.00012081 | 9.1681e-06 | 4.3404e-05 | 5.9912e-07 | 0.00010508 | 3.494e-06 | 4.1965e-05 | 3.4229e-06 | 1.0325e-05 | 3.6866e-05 | 1.9082e-07
4.8408e-05 | 1.5939e-05 | 3.3447e-05 | 9.7405e-06 | 3.8417e-05 | 7.2642e-05 | 3.9187e-06 | 0.00011628 | 9.1102e-06 | 4.0038e-05 | 5.9912e-07 | 0.00010551 | 3.3925e-06 | 5.5018e-05 | 6.1056e-06 | 1.0823e-05 | 2.6261e-05 | 1.2721e-07
4.8408e-05 | 1.6328e-05 | 3.6867e-05 | 1.4029e-05 | 3.8366e-05 | 7.4045e-05 | 1.9535e-06 | 0.00012061 | 9.1277e-06 | 3.9639e-05 | 5.3255e-07 | 0.00010091 | 3.6505e-06 | 4.0523e-05 | 1.6323e-05 | 1.1111e-05 | 3.2194e-05 | 1.9082e-07
7.5034e-05 | 1.4102e-05 | 3.7188e-05 | 1.3282e-05 | 3.8366e-05 | 0.00012478 | 2.1556e-05 | 0.0001125 | 8.8921e-06 | 4.2124e-05 | 4.9227e-05 | 0.00010361 | 1.3076e-05 | 3.9339e-05 | 2.8805e-05 | 1.4872e-05 | 7.0521e-05 | 7.6327e-07
0.00015072 | 1.0903e-05 | 3.7867e-05 | 1.3328e-05 | 3.8366e-05 | 7.7505e-05 | 7.726e-05 | 0.00010769 | 8.9679e-06 | 8.4161e-05 | 5.2256e-05 | 0.00010268 | 3.8745e-05 | 3.7743e-05 | 4.3163e-05 | 1.409e-05 | 0.0001721 | 1.1449e-06
0.00021583 | 1.0869e-05 | 4.2191e-05 | 7.3058e-06 | 3.8366e-05 | 0.00012431 | 0.0001449 | 0.00010821 | 8.9771e-06 | 8.5659e-05 | 9.5259e-05 | 0.00011124 | 0.0001051 | 3.5941e-05 | 0.00015807 | 2.6471e-05 | 0.00019642 | 0.00056156
9.8463e-05 | 1.4609e-05 | 7.0075e-05 | 6.4885e-06 | 3.9206e-05 | 7.1977e-05 | 0.00014859 | 0.00011001 | 9.225e-06 | 0.00010509 | 0.0002018 | 0.00010988 | 0.00011169 | 2.3197e-05 | 9.41e-05 | 5.015e-05 | 0.00022978 | 0.00012956
4.8355e-05 | 1.6155e-05 | 2.4686e-05 | 8.7157e-06 | 3.8366e-05 | 2.9207e-05 | 0.00019241 | 0.00012662 | 9.2167e-06 | 0.00045507 | 0.00025882 | 0.00011162 | 6.57e-05 | 3.1976e-05 | 5.6842e-05 | 3.9799e-05 | 0.00019959 | 0.00013425
8.83e-05 | 1.5915e-05 | 2.4577e-05 | 1.8267e-05 | 3.8417e-05 | 2.807e-05 | 0.0002189 | 0.00012779 | 9.4647e-06 | 0.0005112 | 0.00025908 | 0.00010895 | 8.0094e-05 | 2.1292e-05 | 8.6167e-05 | 3.3234e-05 | 0.00015966 | 0.00011544
4.9398e-05 | 2.7484e-05 | 2.4567e-05 | 2.2941e-05 | 3.8417e-05 | 0.00032496 | 0.00025229 | 0.00012788 | 9.437e-06 | 0.0002382 | 0.0002723 | 0.00012068 | 0.00011707 | 1.1431e-05 | 0.00010243 | 1.9275e-05 | 0.0001325 | 6.0909e-05
4.891e-05 | 5.7153e-05 | 5.0504e-05 | 5.6106e-05 | 3.9206e-05 | 0.00036165 | 0.00017011 | 0.00013648 | 9.3404e-06 | 4.82e-05 | 0.00034729 | 0.00012757 | 0.00014139 | 1.9103e-05 | 0.0001699 | 2.9529e-05 | 0.00011065 | 0.00011875
0.00014218 | 5.2436e-05 | 9.0404e-05 | 0.00010865 | 3.8417e-05 | 0.00064832 | 0.0001407 | 0.00015118 | 9.3418e-06 | 7.5326e-05 | 0.00030535 | 0.0001329 | 7.4236e-05 | 0.00048454 | 9.3843e-05 | 4.9834e-05 | 4.7967e-05 | 0.00010106
0.00031834 | 6.2829e-05 | 7.4742e-05 | 0.00012105 | 3.9206e-05 | 0.00022572 | 6.3146e-05 | 0.00014007 | 9.2503e-06 | 4.3026e-05 | 0.00021199 | 0.00013944 | 0.00013 | 0.00028451 | 2.6671e-05 | 1.9368e-05 | 5.0764e-05 | 2.417e-05
0.00036957 | 7.5063e-05 | 0.00012298 | 0.0002049 | 3.8417e-05 | 0.00038786 | 0.0001017 | 0.00015569 | 1.2369e-05 | 6.5106e-05 | 0.00019535 | 0.00013688 | 5.964e-05 | 0.00034554 | 5.8391e-05 | 2.6609e-05 | 5.8697e-05 | 0.00010641
0.0001242 | 9.7057e-05 | 0.00015811 | 0.00034312 | 3.9257e-05 | 0.00075466 | 0.00011253 | 0.00014831 | 1.4934e-05 | 9.8685e-05 | 0.00019155 | 0.00013962 | 0.00014429 | 0.00027354 | 5.7723e-05 | 5.4431e-05 | 6.6983e-05 | 6.3605e-08
7.8701e-05 | 8.7369e-05 | 0.00016237 | 0.00034743 | 3.8366e-05 | 0.00078307 | 8.6962e-05 | 0.00015738 | 3.7194e-05 | 0.00010684 | 0.00016176 | 0.00014375 | 0.00024363 | 7.461e-05 | 0.00026287 | 7.301e-05 | 9.824e-05 | 6.2473e-05
0.00011273 | 0.00012206 | 0.00016316 | 0.00031359 | 3.9206e-05 | 0.00045805 | 0.00011525 | 0.00015777 | 2.0018e-05 | 9.665e-05 | 0.00011952 | 0.00013982 | 0.00039589 | 8.4559e-05 | 0.00022714 | 5.802e-05 | 0.00011476 | 0.00030534
7.8744e-05 | 0.00011254 | 0.00017587 | 0.0002283 | 3.9206e-05 | 8.9882e-05 | 0.00010103 | 0.00014768 | 1.4899e-05 | 9.8586e-05 | 0.00027368 | 0.00014308 | 0.00026067 | 0.00012938 | 0.0001911 | 0.00010329 | 0.00012864 | 0.00023464
4.0573e-05 | 5.694e-05 | 8.5801e-05 | 0.00019874 | 3.9206e-05 | 6.012e-05 | 9.755e-05 | 0.000135 | 3.3029e-05 | 6.8639e-05 | 0.00024178 | 0.00013973 | 0.00016725 | 0.00011269 | 8.5928e-05 | 0.00013858 | 0.00015034 | 2.9767e-05
8.3427e-05 | 5.3425e-05 | 4.7572e-05 | 0.00017688 | 3.7577e-05 | 2.8913e-05 | 9.4083e-05 | 0.00014736 | 4.6378e-05 | 6.97e-05 | 0.00014685 | 0.0001525 | 9.8043e-05 | 0.00010249 | 2.7169e-05 | 4.2805e-05 | 0.00012669 | 0.00014152
5.2583e-05 | 3.4901e-05 | 6.1238e-05 | 0.0001434 | 3.9206e-05 | 2.8013e-05 | 9.0868e-05 | 0.00013606 | 2.5993e-05 | 4.7724e-05 | 0.00014612 | 0.0001369 | 5.9868e-05 | 6.4055e-05 | 7.532e-05 | 3.7559e-05 | 8.1625e-05 | 1.3802e-05
3.9984e-05 | 2.4956e-05 | 5.2567e-05 | 7.219e-05 | 3.9206e-05 | 2.8957e-05 | 7.9502e-05 | 0.00012244 | 1.7676e-05 | 6.5076e-05 | 0.00014659 | 0.00012823 | 4.8352e-05 | 6.1918e-05 | 4.5995e-05 | 3.3688e-05 | 6.3076e-05 | 5.2551e-05
4.106e-05 | 1.6161e-05 | 3.1758e-05 | 5.3475e-05 | 3.7525e-05 | 2.8685e-05 | 5.0247e-05 | 0.00012877 | 1.5109e-05 | 4.2669e-05 | 0.00014619 | 0.00012347 | 1.7716e-05 | 6.1249e-05 | 6.7816e-06 | 1.8972e-05 | 5.4e-05 | 2.5442e-07
4.8195e-05 | 1.5929e-05 | 2.2237e-05 | 2.5195e-05 | 3.9206e-05 | 0.00011357 | 2.5097e-05 | 0.00012234 | 1.5132e-05 | 4.1975e-05 | 0.00014616 | 0.00011914 | 4.7243e-06 | 5.8906e-05 | 1.1852e-05 | 1.7548e-05 | 3.1314e-05 | 2.5442e-07
4.1027e-05 | 1.4576e-05 | 2.2041e-05 | 2.0811e-05 | 3.7577e-05 | 2.9123e-05 | 3.6252e-05 | 0.00012351 | 1.5213e-05 | 3.6892e-05 | 0.00014595 | 0.00011168 | 5.2918e-06 | 5.5456e-05 | 5.0274e-06 | 1.7212e-05 | 4.3423e-05 | 6.3605e-08
3.9463e-05 | 1.5929e-05 | 2.2336e-05 | 1.1847e-05 | 3.8366e-05 | 2.7925e-05 | 8.2402e-06 | 0.0001227 | 1.5112e-05 | 5.8515e-05 | 0.00014595 | 0.00011231 | 3.9359e-06 | 5.3937e-05 | 4.8563e-06 | 1.5493e-05 | 3.666e-05 | 1.2721e-07
4.0713e-05 | 1.6057e-05 | 2.2312e-05 | 1.0893e-05 | 3.8366e-05 | 7.1822e-05 | 3.1774e-06 | 0.00011361 | 1.5183e-05 | 4.3776e-05 | 0.00014728 | 0.00010617 | 1.0184e-05 | 5.9009e-05 | 5.5408e-06 | 1.3115e-05 | 4.7261e-05 | 6.3605e-08
4.5821e-05 | 1.6102e-05 | 2.6364e-05 | 9.4749e-06 | 3.7525e-05 | 0.00010759 | 8.0888e-06 | 0.00011988 | 1.5176e-05 | 4.2867e-05 | 0.00019815 | 0.00010297 | 1.9952e-05 | 4.4128e-05 | 1.2536e-05 | 1.4503e-05 | 5.5361e-05 | 3.1803e-07
5.0715e-05 | 1.3397e-05 | 2.2135e-05 | 9.2241e-06 | 3.9206e-05 | 8.89e-05 | 2.7539e-05 | 0.00010751 | 3.0572e-05 | 4.7326e-05 | 0.00010661 | 0.00010555 | 4.4467e-05 | 4.1476e-05 | 2.1907e-05 | 1.3946e-05 | 8.1718e-05 | 1.9845e-05
5.0275e-05 | 1.1323e-05 | 2.732e-05 | 9.3582e-06 | 3.8366e-05 | 7.7306e-05 | 4.8112e-05 | 0.0001142 | 1.4902e-05 | 0.0001262 | 0.00013193 | 0.00011061 | 5.0841e-05 | 2.5308e-05 | 8.7738e-05 | 2.5845e-05 | 0.00013215 | 0.00012581
6.328e-05 | 1.0904e-05 | 2.7727e-05 | 9.1172e-06 | 3.7577e-05 | 2.7836e-05 | 0.00013014 | 0.00011695 | 1.5239e-05 | 6.5938e-05 | 0.00023621 | 0.00010911 | 0.00014938 | 3.8438e-05 | 0.00019502 | 2.2453e-05 | 0.00018272 | 0.00053403
0.00010452 | 1.5664e-05 | 2.7347e-05 | 1.7834e-05 | 3.8366e-05 | 2.8924e-05 | 0.00016134 | 0.00012735 | 1.5152e-05 | 8.5859e-05 | 0.0003188 | 0.00011787 | 0.00012349 | 2.3557e-05 | 0.00012948 | 8.0636e-05 | 0.00022384 | 0.00027106
9.3826e-05 | 2.5994e-05 | 2.1893e-05 | 2.4969e-05 | 3.6788e-05 | 0.00022358 | 0.00023235 | 0.00013054 | 1.5406e-05 | 5.9706e-05 | 0.0003821 | 0.00011964 | 0.00017665 | 2.2914e-05 | 0.00013024 | 0.00012041 | 0.00018378 | 0.00038996
9.4539e-05 | 5.2354e-05 | 2.5934e-05 | 4.1835e-05 | 3.8366e-05 | 2.7354e-05 | 0.00026523 | 0.00013959 | 1.522e-05 | 9.0991e-05 | 0.00038437 | 0.00012989 | 0.00011496 | 1.21e-05 | 0.00019082 | 2.8307e-05 | 0.00011476 | 0.0003102
7.0385e-05 | 6.0472e-05 | 4.596e-05 | 8.0519e-05 | 3.7577e-05 | 2.7454e-05 | 0.00018769 | 0.00014465 | 1.7623e-05 | 0.00013247 | 0.00046151 | 0.0001435 | 0.00019133 | 0.00010314 | 0.00019585 | 7.0974e-05 | 8.9385e-05 | 0.0001382
0.0001254 | 0.00014202 | 6.6237e-05 | 7.567e-05 | 3.8366e-05 | 0.00035337 | 0.00019759 | 0.00015297 | 2.0531e-05 | 4.3024e-05 | 0.00043098 | 0.00014177 | 8.8278e-05 | 0.00049407 | 6.0911e-05 | 5.9384e-05 | 0.00010653 | 0.00021705
0.00015009 | 0.00016249 | 0.00019701 | 0.00017069 | 3.8417e-05 | 0.00028405 | 0.00018403 | 0.0001512 | 6.8849e-05 | 8.7979e-05 | 0.00031823 | 0.00014293 | 0.00010603 | 0.00031285 | 3.3694e-05 | 0.00021648 | 8.5435e-05 | 0.00010431
8.0119e-05 | 0.00021882 | 0.00027346 | 0.00033964 | 3.8417e-05 | 0.0006449 | 0.00016288 | 0.00015458 | 0.00013063 | 7.8634e-05 | 0.00030008 | 0.00014893 | 0.00010279 | 0.00032064 | 9.9578e-05 | 0.00010465 | 8.5083e-05 | 1.0177e-05
6.9446e-05 | 0.00019663 | 0.00033684 | 0.00044132 | 3.8417e-05 | 0.00090034 | 0.00010331 | 0.00015487 | 0.00021029 | 0.00052496 | 0.0002999 | 0.00015214 | 0.00015047 | 0.00028382 | 0.00014293 | 0.00031996 | 0.00012046 | 0.00012536
0.00037883 | 0.00018484 | 0.00045935 | 0.00045374 | 0.00033271 | 0.0008645 | 0.00011091 | 0.00016631 | 0.00016356 | 0.00010865 | 0.00029552 | 0.0001462 | 0.00022046 | 0.00023741 | 0.00022554 | 0.00035811 | 0.00011494 | 0.00023254
0.00036563 | 0.00024333 | 0.0004894 | 0.00042679 | 0.00034607 | 0.00076055 | 0.00014171 | 0.00016394 | 0.00019543 | 0.00015096 | 0.00019035 | 0.00014786 | 0.00020052 | 0.00055595 | 0.00030188 | 0.00062265 | 0.00011959 | 4.4524e-07
0.00083863 | 0.00010563 | 0.00046697 | 0.00043375 | 4.0046e-05 | 0.00014165 | 0.00012195 | 0.00015687 | 0.00014071 | 0.00010217 | 0.00012243 | 0.00014712 | 0.00012202 | 0.00055367 | 0.00032379 | 0.00029448 | 0.0001334 | 2.5442e-07
0.00052967 | 0.00011303 | 0.00032213 | 0.00031054 | 3.7525e-05 | 0.00034841 | 9.0876e-05 | 0.00014959 | 0.0001003 | 6.1377e-05 | 0.00010817 | 0.00014897 | 0.00011431 | 0.00022463 | 0.00015811 | 0.00037707 | 0.00013427 | 1.2721e-07
0.00015476 | 8.9188e-05 | 0.00018469 | 0.00019772 | 3.8468e-05 | 0.00039503 | 0.00011873 | 0.00015176 | 5.8132e-05 | 5.7766e-05 | 0.00011031 | 0.00013799 | 7.2565e-05 | 0.00011745 | 5.9174e-05 | 0.00030195 | 0.00011547 | 0.00044806
3.8421e-05 | 1.5683e-05 | 0.00014913 | 0.00017736 | 3.9206e-05 | 5.9184e-05 | 9.9221e-05 | 0.00013665 | 2.6357e-05 | 4.1046e-05 | 0.00010829 | 0.00013826 | 3.9036e-05 | 9.3224e-05 | 2.7044e-05 | 0.00016859 | 0.00011652 | 0.00025714
0.00012921 | 2.5596e-05 | 0.00014001 | 0.00012876 | 3.8366e-05 | 0.00011565 | 4.191e-05 | 0.00014112 | 1.8347e-05 | 4.3722e-05 | 3.2918e-05 | 0.00013054 | 1.0693e-05 | 0.00017574 | 1.4492e-05 | 5.3767e-05 | 7.4393e-05 | 8.7241e-05
9.9398e-05 | 1.5955e-05 | 5.4582e-05 | 8.5033e-05 | 3.8366e-05 | 6.7047e-05 | 3.2997e-05 | 0.00013086 | 1.4928e-05 | 5.7633e-05 | 5.6583e-07 | 0.0001258 | 5.3427e-05 | 5.3473e-05 | 1.0602e-05 | 1.6613e-05 | 6.2227e-05 | 2.5442e-07
0.00010528 | 1.5648e-05 | 3.839e-05 | 5.2372e-05 | 3.9206e-05 | 2.8019e-05 | 1.071e-05 | 0.00012295 | 1.513e-05 | 3.609e-05 | 5.6583e-07 | 0.00012153 | 4.8398e-06 | 3.4293e-05 | 3.9577e-06 | 1.5722e-05 | 2.9587e-05 | 3.1803e-07
0.00013108 | 1.5905e-05 | 2.889e-05 | 3.298e-05 | 3.8417e-05 | 2.7898e-05 | 1.8533e-06 | 0.00012614 | 1.5014e-05 | 3.9032e-05 | 5.6583e-07 | 0.00011963 | 5.6671e-06 | 4.8994e-05 | 3.2304e-06 | 1.54e-05 | 2.6603e-05 | 1.2721e-07
4.106e-05 | 1.5801e-05 | 2.2115e-05 | 2.0259e-05 | 3.8366e-05 | 8.1702e-05 | 1.6245e-06 | 0.00011821 | 1.5122e-05 | 4.8291e-05 | 5.3255e-07 | 0.00011336 | 7.7894e-06 | 4.696e-05 | 4.3856e-06 | 1.4587e-05 | 2.9074e-05 | 0
4.0105e-05 | 1.5151e-05 | 2.1788e-05 | 3.384e-05 | 3.7577e-05 | 0.00017117 | 1.5909e-06 | 0.00012339 | 1.5164e-05 | 3.1105e-05 | 2.23e-06 | 0.00011267 | 5.0428e-06 | 4.557e-05 | 1.2579e-05 | 1.4273e-05 | 4.2673e-05 | 1.2721e-07
4.1147e-05 | 1.1176e-05 | 2.1947e-05 | 2.6838e-05 | 3.8366e-05 | 0.000139 | 6.4333e-06 | 0.0001197 | 1.5063e-05 | 5.4895e-05 | 5.3222e-05 | 0.00010775 | 9.9302e-06 | 4.4308e-05 | 1.0953e-05 | 1.3961e-05 | 4.4483e-05 | 9.5408e-07
3.9984e-05 | 1.0904e-05 | 2.2081e-05 | 1.7975e-05 | 3.7525e-05 | 0.00014427 | 2.946e-05 | 0.00011727 | 1.5072e-05 | 4.7489e-05 | 5.2889e-05 | 0.00010755 | 4.6938e-05 | 2.7445e-05 | 2.2976e-05 | 1.663e-05 | 9.75e-05 | 1.0177e-06
4.3169e-05 | 1.185e-05 | 3.0507e-05 | 6.8176e-06 | 3.9206e-05 | 8.3992e-05 | 5.7203e-05 | 0.00012352 | 1.488e-05 | 8.8382e-05 | 9.6391e-05 | 0.00011233 | 7.73e-05 | 0.00015708 | 0.00010474 | 3.8986e-05 | 0.00012 | 4.5389e-05
4.0539e-05 | 1.9374e-05 | 3.5108e-05 | 8.2122e-06 | 3.9206e-05 | 0.0001141 | 0.00010843 | 0.00012104 | 1.5081e-05 | 5.438e-05 | 0.00020104 | 0.00012263 | 0.00016799 | 0.00012281 | 0.00025153 | 1.6808e-05 | 0.00015496 | 3.1886e-05
6.4467e-05 | 4.4053e-05 | 5.0366e-05 | 3.1695e-05 | 3.7525e-05 | 0.00015927 | 0.00011231 | 0.0001317 | 1.5246e-05 | 0.00032879 | 0.00030102 | 0.00012433 | 0.00020306 | 2.1729e-05 | 0.00010991 | 2.3939e-05 | 0.00017062 | 0.00012894
6.2626e-05 | 5.2773e-05 | 6.1345e-05 | 0.00010107 | 0.00029723 | 0.00041626 | 0.00018964 | 0.00013907 | 1.5035e-05 | 0.00059902 | 0.00034772 | 0.000124 | 0.00018872 | 0.00011502 | 0.00016545 | 8.587e-05 | 0.00011201 | 5.8982e-05
9.2773e-05 | 5.7848e-05 | 6.395e-05 | 0.0001615 | 0.00089805 | 0.00050054 | 0.00020516 | 0.00014378 | 1.7396e-05 | 0.00030253 | 0.00037135 | 0.00012281 | 0.00014501 | 1.9721e-05 | 0.00014705 | 0.00020559 | 0.00011487 | 7.7599e-06
8.7236e-05 | 5.6637e-05 | 0.00016215 | 0.00025826 | 0.0004686 | 0.0005465 | 0.00018961 | 0.00015137 | 2.6918e-05 | 0.00022081 | 0.00045062 | 0.00014094 | 0.00015335 | 2.4973e-06 | 0.00024401 | 0.0002275 | 0.00012788 | 0.00023654
0.00039817 | 0.00010902 | 0.00032267 | 0.00038751 | 0.00094096 | 0.00058864 | 0.00013907 | 0.00014985 | 0.00011217 | 0.00017435 | 0.00040801 | 0.00014643 | 0.00012284 | 0.00036268 | 0.00016644 | 0.00049197 | 0.00010092 | 0.00036446
0.00087393 | 0.00018346 | 0.00051223 | 0.00044451 | 0.00094421 | 0.00060247 | 0.00015793 | 0.00015596 | 0.0001356 | 7.516e-05 | 0.00031317 | 0.0001482 | 6.7058e-05 | 0.00028033 | 0.00010426 | 0.0006038 | 9.0986e-05 | 0.0005129
0.0011115 | 0.00030754 | 0.00069367 | 0.00056515 | 0.00015057 | 0.00067596 | 0.00016937 | 0.00016675 | 0.00011255 | 0.00010076 | 0.0003024 | 0.0001546 | 0.00020029 | 0.00032519 | 0.00019893 | 0.00059171 | 9.3114e-05 | 0.00038558
0.00064252 | 0.0003524 | 0.00084444 | 0.00085669 | 0.00056152 | 0.00087016 | 0.00016065 | 0.00016022 | 0.00012654 | 8.5492e-05 | 0.00021718 | 0.00016473 | 0.00019375 | 0.0003965 | 0.00025981 | 0.00083649 | 0.00011377 | 0.00030887
0.00042536 | 0.00046254 | 0.00095542 | 0.0008915 | 0.00032798 | 0.0007377 | 0.00010919 | 0.0001661 | 0.00018725 | 7.9486e-05 | 0.00018266 | 0.00015418 | 0.00040686 | 0.00068281 | 0.00023397 | 0.00080241 | 0.00013521 | 0.000446
0.00047976 | 0.00074956 | 0.00094638 | 0.00082695 | 3.8417e-05 | 0.00073068 | 0.00017746 | 0.0001712 | 0.00022926 | 7.8299e-05 | 0.00020956 | 0.00015171 | 0.00031931 | 0.00041681 | 0.00019744 | 0.00087659 | 0.00013521 | 0.00027013
0.00013941 | 0.00047398 | 0.00077942 | 0.00076168 | 3.8366e-05 | 0.00065123 | 0.0001639 | 0.00015671 | 0.00017384 | 9.5016e-05 | 0.00016299 | 0.00015049 | 0.00021893 | 0.00022452 | 0.00019508 | 0.00051496 | 0.00011039 | 0.00016906
9.4906e-05 | 0.00022224 | 0.00053795 | 0.00060568 | 3.9206e-05 | 0.0005252 | 0.00018067 | 0.00015907 | 8.015e-05 | 0.00027099 | 0.00028669 | 0.00016115 | 9.3161e-05 | 0.00071348 | 0.00012481 | 0.00030806 | 0.00011349 | 0.00035803
9.3328e-05 | 0.0001732 | 0.00031385 | 0.00051113 | 3.9206e-05 | 9.7251e-05 | 0.00016568 | 0.00015491 | 4.6615e-05 | 5.0485e-05 | 0.00037599 | 0.00014884 | 9.5906e-05 | 0.00025606 | 6.3172e-05 | 8.0252e-05 | 0.00014011 | 8.6885e-05
6.3888e-05 | 9.6833e-05 | 0.00026606 | 0.00039669 | 3.8366e-05 | 8.4778e-05 | 0.00011428 | 0.00014194 | 9.0413e-06 | 5.5855e-05 | 0.00024939 | 0.00014228 | 2.3565e-05 | 6.8303e-05 | 1.7222e-05 | 3.1834e-05 | 8.68e-05 | 1.1411e-05
6.7949e-05 | 5.3323e-05 | 0.0002905 | 0.00021649 | 3.7628e-05 | 5.6407e-05 | 2.9614e-05 | 0.00014446 | 8.9062e-06 | 4.8609e-05 | 0.00018525 | 0.00013275 | 4.5586e-05 | 6.0296e-05 | 5.1344e-06 | 1.2718e-05 | 5.0043e-05 | 1.5838e-05
4.0539e-05 | 3.6379e-05 | 0.0001623 | 0.00015165 | 3.9206e-05 | 5.4892e-05 | 6.2326e-06 | 0.00012683 | 9.1666e-06 | 3.786e-05 | 0.00013424 | 0.0001326 | 2.2222e-05 | 4.1682e-05 | 3.4871e-06 | 1.0448e-05 | 4.802e-05 | 0
4.0192e-05 | 2.4656e-05 | 0.00013002 | 9.5176e-05 | 3.7525e-05 | 2.8186e-05 | 7.0712e-06 | 0.00013199 | 8.9602e-06 | 3.9857e-05 | 0.00013384 | 0.00012811 | 7.2386e-06 | 6.2047e-05 | 3.9363e-06 | 1.0604e-05 | 2.4623e-05 | 3.8163e-07
4.0505e-05 | 1.5826e-05 | 0.00010125 | 6.2557e-05 | 3.9206e-05 | 2.7482e-05 | 2.2661e-05 | 0.00013036 | 9.0601e-06 | 4.4705e-05 | 0.0001341 | 0.00012041 | 5.2088e-06 | 5.888e-05 | 4.1931e-06 | 1.0523e-05 | 2.2434e-05 | 6.3605e-08
4.106e-05 | 1.5939e-05 | 7.6772e-05 | 4.3874e-05 | 3.8366e-05 | 2.8119e-05 | 1.3619e-05 | 0.00012257 | 9.1054e-06 | 5.0931e-05 | 0.00013374 | 0.00011661 | 3.7414e-06 | 5.3808e-05 | 3.7438e-06 | 1.0529e-05 | 3.6797e-05 | 6.3605e-08
4.0505e-05 | 1.6318e-05 | 6.4083e-05 | 2.5541e-05 | 3.8366e-05 | 2.7154e-05 | 1.3956e-05 | 0.00012518 | 9.1104e-06 | 3.6415e-05 | 0.00013374 | 0.00011762 | 5.0137e-06 | 4.9792e-05 | 1.3991e-05 | 1.3802e-05 | 5.0876e-05 | 6.3605e-08
4.2335e-05 | 1.5979e-05 | 2.6056e-05 | 1.6386e-05 | 3.7577e-05 | 2.7919e-05 | 2.1333e-05 | 0.00012636 | 9.1644e-06 | 4.2088e-05 | 0.00013304 | 0.00011513 | 1.447e-05 | 4.7475e-05 | 1.4398e-05 | 1.3871e-05 | 7.3256e-05 | 6.9966e-07
5.247e-05 | 1.5905e-05 | 3.3039e-05 | 2.0499e-05 | 3.8366e-05 | 2.757e-05 | 4.4809e-05 | 0.00012485 | 9.1739e-06 | 6.3019e-05 | 0.00013264 | 0.00011234 | 6.5819e-05 | 4.6239e-05 | 3.2039e-05 | 1.7751e-05 | 0.00016007 | 9.5459e-05
4.8085e-05 | 1.5871e-05 | 5.6727e-05 | 2.1234e-05 | 3.8417e-05 | 2.8275e-05 | 9.8215e-05 | 0.00012159 | 9.1945e-06 | 8.1574e-05 | 0.00024246 | 0.00011521 | 0.00011024 | 4.2969e-05 | 9.2618e-05 | 1.3652e-05 | 0.00016873 | 9.0761e-05
4.0539e-05 | 1.6121e-05 | 4.4863e-05 | 2.8003e-05 | 3.9206e-05 | 2.782e-05 | 0.00015537 | 0.00011694 | 9.1641e-06 | 5.5076e-05 | 0.00030031 | 0.00011615 | 8.7245e-05 | 2.8294e-05 | 0.00015276 | 1.4816e-05 | 0.00018026 | 0.00047987
4.3026e-05 | 2.151e-05 | 6.4237e-05 | 4.7771e-05 | 3.8366e-05 | 2.7809e-05 | 0.00017734 | 0.00012768 | 9.3648e-06 | 8.5152e-05 | 0.0003389 | 0.00012201 | 9.6745e-05 | 2.6183e-05 | 0.00021788 | 4.314e-05 | 0.0001487 | 0.00057268
3.8976e-05 | 3.4545e-05 | 8.4068e-05 | 0.00011599 | 3.8417e-05 | 2.7304e-05 | 0.00018903 | 0.00012926 | 9.2106e-06 | 0.00013116 | 0.00033857 | 0.00012596 | 0.00013123 | 2.505e-05 | 0.00013869 | 4.3033e-05 | 0.00017529 | 0.00028588
4.1094e-05 | 4.7765e-05 | 0.00012302 | 0.0001565 | 3.8417e-05 | 8.4561e-05 | 0.00019353 | 0.00013864 | 9.2022e-06 | 6.2028e-05 | 0.00033817 | 0.0001274 | 0.00012304 | 2.451e-05 | 0.00012387 | 0.00010479 | 9.997e-05 | 0.00014964
4.1095e-05 | 6.2485e-05 | 8.4862e-05 | 0.00022161 | 3.8366e-05 | 0.00020525 | 0.00018608 | 0.00015142 | 9.211e-06 | 7.0432e-05 | 0.00033777 | 0.00013415 | 8.1674e-05 | 1.3516e-05 | 0.00010723 | 0.00017774 | 0.00010113 | 0.00010792
4.0669e-05 | 0.0001188 | 0.00010634 | 0.00043827 | 3.8366e-05 | 0.00055268 | 0.00021213 | 0.00015306 | 9.0529e-06 | 0.00055678 | 0.00029713 | 0.00014317 | 7.1611e-05 | 0.00051511 | 0.0001018 | 0.00021234 | 0.00012395 | 7.9316e-05
4.0498e-05 | 0.00016251 | 0.00018877 | 0.00046774 | 3.8417e-05 | 0.00057652 | 0.0001642 | 0.00015883 | 4.3497e-05 | 0.00016276 | 0.00021069 | 0.00014248 | 3.7533e-05 | 0.00032559 | 7.2634e-05 | 0.00026882 | 7.9543e-05 | 2.9767e-05
4.0052e-05 | 0.00029524 | 0.00035562 | 0.00058921 | 3.8366e-05 | 0.00043133 | 0.00013246 | 0.00016112 | 0.00012041 | 4.6665e-05 | 0.00019295 | 0.00014741 | 0.00016689 | 0.00075981 | 0.0001104 | 0.00030476 | 5.7858e-05 | 1.5265e-06
4.0433e-05 | 0.00047462 | 0.00040497 | 0.00077475 | 4.0046e-05 | 0.00017283 | 0.0001175 | 0.00015764 | 0.00014472 | 7.7754e-05 | 0.00019275 | 0.00016096 | 0.0002004 | 0.00018811 | 0.00010045 | 0.00040816 | 9.0433e-05 | 0.00032203
3.901e-05 | 0.00052182 | 0.00040238 | 0.00090537 | 3.8366e-05 | 0.00068508 | 0.00014868 | 0.00016053 | 0.00012696 | 8.6672e-05 | 0.00013234 | 0.00016584 | 0.0003283 | 0.00014984 | 0.00038682 | 0.00055956 | 0.00012444 | 0.00037445
4.165e-05 | 0.00063331 | 0.00041621 | 0.0008947 | 3.9206e-05 | 0.00064734 | 0.00011642 | 0.0001683 | 8.4642e-05 | 8.9585e-05 | 6.9897e-07 | 0.00015993 | 0.00026877 | 3.5838e-05 | 0.00053928 | 0.00048436 | 0.00013579 | 0.00030363
4.5815e-05 | 0.0004983 | 0.00038607 | 0.00077397 | 3.8366e-05 | 0.00020273 | 0.00020832 | 0.00015629 | 0.00010454 | 0.00016859 | 6.9897e-07 | 0.00016078 | 0.0001744 | 3.8927e-05 | 0.00026242 | 0.00014894 | 0.00013887 | 0.00044584
4.7489e-05 | 0.0003192 | 0.00019102 | 0.00055719 | 3.8417e-05 | 0.00013532 | 0.00018782 | 0.0001549 | 5.6604e-05 | 0.00043967 | 6.6568e-07 | 0.00015806 | 0.00018282 | 3.6765e-05 | 0.0001253 | 6.1899e-05 | 0.0001081 | 0.00010321
4.2485e-05 | 0.00035363 | 0.00012384 | 0.00045474 | 3.7577e-05 | 3.8049e-05 | 0.00017982 | 0.00014134 | 5.5588e-05 | 8.7429e-05 | 7.6554e-07 | 0.00014641 | 0.00011582 | 3.9828e-05 | 0.00012798 | 1.7557e-05 | 8.8754e-05 | 6.2868e-05
6.2747e-05 | 0.00016826 | 6.4007e-05 | 0.0002996 | 3.9995e-05 | 2.7987e-05 | 0.00013075 | 0.00013605 | 2.4823e-05 | 6.6506e-05 | 8.5949e-06 | 0.00015219 | 8.2532e-05 | 1.1791e-05 | 2.8128e-05 | 2.7288e-05 | 0.00010302 | 7.611e-05
9.0873e-05 | 0.00014898 | 9.5512e-05 | 0.00019663 | 3.8366e-05 | 2.7919e-05 | 6.8235e-05 | 0.00013132 | 1.4931e-05 | 4.8041e-05 | 6.6568e-07 | 0.00013746 | 4.1475e-05 | 2.3325e-05 | 3.9378e-06 | 1.1838e-05 | 5.4696e-05 | 3.6567e-05
0.00010552 | 3.947e-05 | 4.72e-05 | 0.00010432 | 3.9206e-05 | 2.767e-05 | 1.4257e-05 | 0.000134 | 1.498e-05 | 4.8215e-05 | 6.9897e-07 | 0.00012345 | 1.0287e-05 | 3.679e-05 | 4.4113e-06 | 1.1697e-05 | 3.1985e-05 | 1.9082e-07
6.3426e-05 | 2.4951e-05 | 2.7379e-05 | 5.5841e-05 | 3.7525e-05 | 2.8019e-05 | 2.0386e-05 | 0.00012793 | 1.4941e-05 | 6.2429e-05 | 6.324e-07 | 0.00012299 | 4.434e-05 | 2.6621e-05 | 5.5237e-06 | 1.051e-05 | 3.6007e-05 | 1.2721e-07
4.1581e-05 | 4.7966e-05 | 2.2232e-05 | 4.2848e-05 | 3.9206e-05 | 2.7748e-05 | 2.2945e-05 | 0.00011993 | 1.4872e-05 | 7.609e-05 | 6.9897e-07 | 0.00011677 | 4.2445e-05 | 2.8011e-05 | 4.6252e-06 | 1.1139e-05 | 2.2887e-05 | 1.2721e-07
4.0158e-05 | 1.4492e-05 | 2.2506e-05 | 3.6236e-05 | 3.7577e-05 | 2.8019e-05 | 2.6361e-06 | 0.00012343 | 1.505e-05 | 3.5658e-05 | 7.9882e-07 | 0.00011296 | 6.4414e-06 | 3.2079e-05 | 4.2444e-06 | 1.0631e-05 | 3.6085e-05 | 0
3.8942e-05 | 1.5043e-05 | 2.1933e-05 | 1.8797e-05 | 3.7525e-05 | 2.757e-05 | 7.9877e-06 | 0.00012385 | 1.4922e-05 | 4.5212e-05 | 2.1968e-06 | 0.00011005 | 4.9979e-06 | 3.8206e-05 | 4.1186e-05 | 1.1553e-05 | 4.8256e-05 | 1.2721e-07
6.2371e-05 | 1.6128e-05 | 2.1851e-05 | 1.5914e-05 | 3.9206e-05 | 2.7769e-05 | 1.6641e-05 | 0.00011544 | 1.5117e-05 | 3.5621e-05 | 5.3554e-05 | 0.00010821 | 1.4965e-05 | 2.8475e-05 | 4.2176e-05 | 1.2455e-05 | 6.8364e-05 | 3.4792e-05
0.00014354 | 1.587e-05 | 2.1986e-05 | 4.9971e-05 | 3.8366e-05 | 2.8591e-05 | 6.5638e-05 | 0.0001269 | 1.6185e-05 | 7.0742e-05 | 8.0628e-05 | 0.00011451 | 4.6396e-05 | 4.1116e-05 | 8.0069e-05 | 1.0455e-05 | 0.00012475 | 5.0821e-05
0.00017119 | 1.557e-05 | 2.2114e-05 | 1.4946e-05 | 3.8366e-05 | 2.7326e-05 | 7.9726e-05 | 0.00011226 | 2.0091e-05 | 9.2951e-05 | 0.00020924 | 0.00011224 | 6.2652e-05 | 2.5359e-05 | 7.7557e-05 | 1.9154e-05 | 0.00015426 | 0.00012829
8.3149e-05 | 1.5699e-05 | 3.5096e-05 | 1.6934e-05 | 3.8417e-05 | 2.8591e-05 | 0.0001378 | 0.00011423 | 1.9694e-05 | 7.3004e-05 | 0.0003147 | 0.00012373 | 6.1286e-05 | 2.4561e-05 | 8.0218e-05 | 2.3295e-05 | 0.00014318 | 6.8389e-05
4.0539e-05 | 2.5802e-05 | 3.4357e-05 | 7.7547e-05 | 3.9206e-05 | 2.8237e-05 | 0.00015222 | 0.00013598 | 2.3276e-05 | 9.9134e-05 | 0.00035321 | 0.00011714 | 6.6103e-05 | 1.3104e-05 | 6.9684e-05 | 1.6609e-05 | 0.00016162 | 0.0003891
6.5835e-05 | 3.4387e-05 | 3.4714e-05 | 0.00013097 | 3.8417e-05 | 0.00019765 | 0.00012791 | 0.00012807 | 2.0187e-05 | 8.0379e-05 | 0.00028568 | 0.00011772 | 6.6007e-05 | 2.4304e-05 | 0.00010416 | 4.0984e-05 | 0.000104 | 0.00058941
3.9097e-05 | 4.7516e-05 | 3.8808e-05 | 0.00021641 | 3.9206e-05 | 2.8137e-05 | 0.00011708 | 0.00013902 | 3.623e-05 | 7.2444e-05 | 0.00033261 | 0.00012036 | 0.00012429 | 1.3928e-05 | 0.00017601 | 3.6674e-05 | 0.00010663 | 0.00037275
3.9497e-05 | 6.8784e-05 | 5.4701e-05 | 0.00032028 | 3.8366e-05 | 2.7115e-05 | 0.00010864 | 0.00014678 | 2.8879e-05 | 0.00023403 | 0.00033863 | 0.00013035 | 6.6431e-05 | 1.3285e-05 | 8.7485e-05 | 7.3779e-05 | 8.3673e-05 | 0.00011069
3.901e-05 | 7.8345e-05 | 9.259e-05 | 0.00029868 | 3.8417e-05 | 0.00020732 | 0.00014307 | 0.00015042 | 1.4853e-05 | 0.00017135 | 0.00030199 | 0.00013597 | 3.6216e-05 | 0.000473 | 1.6231e-05 | 8.65e-05 | 8.4469e-05 | 8.013e-05
4.0433e-05 | 0.00021145 | 0.00014359 | 0.0002801 | 3.8366e-05 | 0.00021537 | 0.00010153 | 0.0001594 | 7.7924e-05 | 4.6317e-05 | 0.00020463 | 0.00014261 | 9.1892e-05 | 0.00032352 | 5.5787e-05 | 0.00024775 | 7.0624e-05 | 0.00054567
0.00019857 | 0.0002688 | 0.00034469 | 0.00042881 | 4.0046e-05 | 0.00031087 | 0.00011557 | 0.00015809 | 8.5543e-05 | 8.5538e-05 | 0.00016124 | 0.00014637 | 9.7265e-05 | 0.00043398 | 0.0001515 | 0.00046338 | 7.7464e-05 | 5.9144e-05
0.00028672 | 0.00039166 | 0.00052106 | 0.00063646 | 0.00020647 | 0.0004177 | 0.00011813 | 0.00016212 | 0.00010824 | 0.00017794 | 0.00019242 | 0.00015346 | 0.00010313 | 0.0002798 | 0.0001649 | 0.00050313 | 9.4249e-05 | 0.00028597
3.9965e-05 | 0.00044704 | 0.00074068 | 0.00079166 | 3.9206e-05 | 0.00096969 | 0.00013137 | 0.00016158 | 0.00012458 | 7.991e-05 | 0.00018293 | 0.00015926 | 0.00029999 | 0.00038101 | 0.00038498 | 0.00051896 | 0.00013341 | 0.00065914
0.00017541 | 0.000595 | 0.00079953 | 0.00078964 | 0.00034697 | 0.00077185 | 0.0001245 | 0.00016482 | 0.00015097 | 0.00013915 | 3.9275e-05 | 0.00015329 | 0.00028327 | 0.00042749 | 0.00045204 | 0.00070952 | 0.00012885 | 0.00056063
0.00037308 | 0.00053742 | 0.00065354 | 0.00068947 | 0.00019622 | 0.00084292 | 0.00010586 | 0.00016039 | 0.0001462 | 8.2747e-05 | 2.8036e-05 | 0.00014991 | 0.00023973 | 0.00048327 | 0.00028162 | 0.00032935 | 0.00012816 | 0.00017899
0.00051968 | 0.00028719 | 0.00034125 | 0.00058042 | 3.8366e-05 | 0.00058966 | 9.61e-05 | 0.0001552 | 0.00011057 | 6.8321e-05 | 8.3211e-07 | 0.00014495 | 0.00012182 | 0.00044051 | 8.9923e-05 | 8.9537e-05 | 0.00015371 | 5.0515e-05
7.343e-05 | 0.00038205 | 0.0002465 | 0.0004631 | 3.9206e-05 | 7.9681e-05 | 0.00011521 | 0.00014916 | 7.9157e-05 | 7.4509e-05 | 8.3211e-07 | 0.00014286 | 8.8369e-05 | 0.00030091 | 6.4817e-05 | 0.0001105 | 0.00010994 | 0.000113
3.8942e-05 | 0.00024345 | 0.00021806 | 0.00027248 | 3.9206e-05 | 2.8336e-05 | 9.6293e-05 | 0.00014078 | 3.2379e-05 | 5.0379e-05 | 6.9897e-07 | 0.00013905 | 8.6362e-05 | 0.00018449 | 5.8998e-05 | 1.6235e-05 | 0.00010116 | 9.1197e-05
6.9076e-05 | 5.2725e-05 | 9.8673e-05 | 0.00016141 | 3.9206e-05 | 2.757e-05 | 5.164e-05 | 0.00013056 | 4.6408e-05 | 4.2875e-05 | 8.9867e-07 | 0.00013263 | 4.2905e-05 | 0.00020226 | 4.5046e-05 | 1.0729e-05 | 5.7073e-05 | 1.6156e-05
3.9984e-05 | 2.5301e-05 | 7.0006e-05 | 0.00012851 | 3.7577e-05 | 2.7919e-05 | 1.7653e-05 | 0.00013962 | 2.1854e-05 | 4.873e-05 | 7.9882e-07 | 0.00012504 | 1.9298e-05 | 0.00017571 | 9.2504e-06 | 1.0429e-05 | 3.7605e-05 | 3.3965e-05
4.0539e-05 | 3.1732e-05 | 4.1977e-05 | 6.5455e-05 | 3.8366e-05 | 2.7987e-05 | 1.786e-05 | 0.00013287 | 2.0655e-05 | 3.9327e-05 | 6.9897e-07 | 0.00012399 | 3.2878e-05 | 0.00017226 | 6.1784e-06 | 2.5945e-05 | 1.9656e-05 | 1.2721e-07
4.1391e-05 | 1.6162e-05 | 4.2147e-05 | 4.0635e-05 | 3.9995e-05 | 2.8086e-05 | 9.5899e-06 | 0.00012728 | 2.025e-05 | 3.6112e-05 | 8.3211e-07 | 0.00011565 | 8.2377e-06 | 0.00018382 | 5.2242e-06 | 2.1884e-05 | 2.6909e-05 | 1.2721e-07
6.8509e-05 | 1.5896e-05 | 2.4828e-05 | 3.5673e-05 | 3.9206e-05 | 2.7404e-05 | 3.9683e-06 | 0.00012528 | 1.5124e-05 | 4.8124e-05 | 7.6554e-07 | 0.00011674 | 1.7164e-05 | 0.00017564 | 4.3642e-06 | 2.1541e-05 | 2.9728e-05 | 1.9082e-07
4.442e-05 | 1.5658e-05 | 2.2396e-05 | 1.8765e-05 | 3.7525e-05 | 2.8086e-05 | 1.2248e-05 | 0.00011966 | 1.4945e-05 | 5.7843e-05 | 2.6295e-06 | 0.000114 | 5.3631e-06 | 0.00016786 | 1.7491e-05 | 1.7847e-05 | 5.3168e-05 | 1.787e-06
3.9984e-05 | 1.5783e-05 | 2.2084e-05 | 4.7713e-05 | 3.8417e-05 | 0.00023577 | 3.751e-05 | 0.00013325 | 1.507e-05 | 4.1941e-05 | 5.3222e-05 | 0.0001104 | 1.3059e-05 | 0.00018367 | 4.775e-05 | 2.009e-05 | 6.957e-05 | 6.9966e-07
0.00013973 | 1.6077e-05 | 2.2105e-05 | 1.6347e-05 | 3.7525e-05 | 0.00058724 | 4.3161e-05 | 0.00011948 | 1.4914e-05 | 5.5038e-05 | 5.2955e-05 | 0.00011342 | 4.4101e-05 | 0.00016181 | 6.3401e-05 | 1.7764e-05 | 0.00014447 | 2.529e-05
0.00027369 | 1.5698e-05 | 2.2061e-05 | 1.2869e-05 | 3.9206e-05 | 0.00022233 | 6.1043e-05 | 0.00011548 | 1.9055e-05 | 6.6339e-05 | 9.5859e-05 | 0.00011479 | 7.1105e-05 | 0.00015697 | 0.00013381 | 2.7925e-05 | 0.00015621 | 0.00010648
0.00011618 | 1.5846e-05 | 2.7999e-05 | 2.6035e-05 | 3.9206e-05 | 6.8752e-05 | 0.00010809 | 0.00013038 | 2.0856e-05 | 0.00019841 | 0.00029551 | 0.00011112 | 6.7065e-05 | 0.00014904 | 4.6222e-05 | 2.4351e-05 | 0.00014175 | 9.3691e-05
8.3438e-05 | 2.5635e-05 | 4.5907e-05 | 6.8514e-05 | 3.8417e-05 | 3.5334e-05 | 0.00015125 | 0.00012095 | 2.1077e-05 | 8.9706e-05 | 0.00032202 | 0.00011862 | 8.5757e-05 | 0.00012839 | 5.1898e-05 | 3.3939e-05 | 0.00016231 | 7.0411e-05
4.1094e-05 | 3.3832e-05 | 5.4672e-05 | 0.00013333 | 3.7577e-05 | 3.9481e-05 | 0.00015651 | 0.00013376 | 2.4905e-05 | 5.9176e-05 | 0.00046111 | 0.00012126 | 0.00011128 | 8.0764e-05 | 5.0682e-05 | 4.3984e-05 | 0.00013799 | 6.1379e-05
3.9497e-05 | 4.5154e-05 | 6.6977e-05 | 0.00017834 | 3.9206e-05 | 3.7718e-05 | 0.00016995 | 0.00013131 | 6.0015e-05 | 5.5938e-05 | 0.00043855 | 0.00013135 | 6.5596e-05 | 5.4503e-05 | 0.00015411 | 6.6813e-05 | 0.00014923 | 6.7358e-05
7.0164e-05 | 0.00010868 | 0.00010533 | 0.00022611 | 3.8417e-05 | 0.0004376 | 0.00014421 | 0.00015519 | 3.1306e-05 | 9.5008e-05 | 0.0003395 | 0.00013764 | 0.00010504 | 4.1579e-05 | 0.00010359 | 7.3107e-05 | 7.9425e-05 | 8.892e-05
4.1269e-05 | 0.00019554 | 0.00013997 | 0.00040765 | 3.9206e-05 | 0.00054102 | 0.00012256 | 0.00015732 | 1.5003e-05 | 0.00010911 | 0.00020885 | 0.00014141 | 6.7095e-05 | 0.00046123 | 5.7466e-05 | 0.00014089 | 5.3366e-05 | 9.0065e-05
4.1032e-05 | 0.0003454 | 0.00026952 | 0.00062883 | 3.8417e-05 | 0.00057345 | 8.3273e-05 | 0.00016 | 1.8589e-05 | 7.2716e-05 | 0.00017008 | 0.00013814 | 1.722e-05 | 0.00023068 | 0.00011558 | 0.00028113 | 6.2695e-05 | 0.00010996
0.00010971 | 0.00033388 | 0.00032522 | 0.00063176 | 3.9206e-05 | 0.00064636 | 9.8013e-05 | 0.00015584 | 6.9993e-05 | 0.00020946 | 9.9786e-05 | 0.00014528 | 6.2193e-05 | 0.00020378 | 0.00014912 | 0.00047894 | 4.2784e-05 | 2.0354e-05
0.00011141 | 0.00036542 | 0.00062965 | 0.00062869 | 4.0046e-05 | 0.00064197 | 9.3427e-05 | 0.00016226 | 0.00012216 | 0.0002231 | 0.00015334 | 0.00015486 | 7.9043e-05 | 0.00013726 | 0.00021867 | 0.00053605 | 8.7449e-05 | 8.2687e-07
0.00043454 | 0.00043959 | 0.00074914 | 0.00072114 | 0.00016939 | 0.00058515 | 0.00010977 | 0.00015832 | 0.00017852 | 0.0002164 | 0.00018805 | 0.000154 | 0.00022555 | 9.0521e-05 | 0.00046718 | 0.00054661 | 8.1408e-05 | 1.9082e-07
0.00052928 | 0.00046054 | 0.00062358 | 0.000742 | 0.00025061 | 0.00062729 | 8.2846e-05 | 0.00016895 | 0.00020593 | 0.00015477 | 0.00027101 | 0.00014994 | 0.00031734 | 0.00022968 | 0.00033622 | 0.00041517 | 9.9518e-05 | 6.6595e-05
0.00031549 | 0.00047472 | 0.00047523 | 0.00067103 | 3.9206e-05 | 0.00061836 | 0.00011299 | 0.00016122 | 0.00013291 | 5.3177e-05 | 0.00025143 | 0.0001553 | 0.00023154 | 0.00019618 | 0.00027849 | 0.00027348 | 0.00015181 | 1.2721e-07
0.0001005 | 0.00014092 | 0.00027142 | 0.00052569 | 3.7628e-05 | 0.0005988 | 0.0001254 | 0.00016336 | 8.048e-05 | 0.00013808 | 0.0002918 | 0.00014793 | 0.00011664 | 7.6001e-05 | 0.00016551 | 0.00026912 | 0.00017161 | 8.8768e-05
5.831e-05 | 0.00016284 | 0.0001747 | 0.0004344 | 3.9206e-05 | 4.3831e-05 | 0.0001347 | 0.00014632 | 4.4663e-05 | 0.00014509 | 0.00020632 | 0.00014409 | 8.2693e-05 | 0.00019008 | 0.00011189 | 0.0001105 | 0.00014818 | 3.2439e-06
4.266e-05 | 8.0846e-05 | 0.00012323 | 0.00030232 | 3.8366e-05 | 2.8086e-05 | 0.00013909 | 0.00014332 | 2.7944e-05 | 3.8465e-05 | 9.3196e-05 | 0.00013899 | 4.0364e-05 | 0.0001128 | 4.5011e-05 | 0.00011187 | 0.00012398 | 2.4145e-05
4.1615e-05 | 4.416e-05 | 8.7168e-05 | 0.00011592 | 3.8366e-05 | 2.7731e-05 | 9.6842e-05 | 0.00013894 | 2.1184e-05 | 5.0454e-05 | 5.3155e-05 | 0.00013171 | 5.0867e-05 | 2.814e-05 | 1.3426e-05 | 3.7715e-05 | 7.0249e-05 | 2.1664e-05
4.3725e-05 | 4.0096e-05 | 4.3681e-05 | 0.0001034 | 3.8417e-05 | 2.7404e-05 | 4.2355e-05 | 0.00013529 | 2.0084e-05 | 3.7776e-05 | 5.3255e-05 | 0.00012949 | 2.9396e-05 | 3.28e-05 | 1.6036e-05 | 3.519e-05 | 4.7749e-05 | 1.2721e-07
4.0806e-05 | 2.4544e-05 | 3.1885e-05 | 5.9828e-05 | 3.9206e-05 | 2.8514e-05 | 2.668e-05 | 0.0001301 | 1.501e-05 | 5.9291e-05 | 5.3188e-05 | 0.00012486 | 1.7871e-05 | 2.9736e-05 | 2.7922e-05 | 3.2431e-05 | 4.39e-05 | 2.5442e-07
3.9984e-05 | 2.3762e-05 | 2.5534e-05 | 3.0931e-05 | 3.8366e-05 | 2.7581e-05 | 3.7033e-06 | 0.00012834 | 1.5058e-05 | 4.1702e-05 | 5.3222e-05 | 0.00011955 | 4.5834e-05 | 3.2954e-05 | 5.9045e-06 | 2.4532e-05 | 2.9518e-05 | 2.5442e-07
4.1581e-05 | 1.6379e-05 | 2.2222e-05 | 1.9954e-05 | 3.7525e-05 | 2.8524e-05 | 5.2203e-06 | 0.00011985 | 1.4987e-05 | 4.205e-05 | 5.3155e-05 | 0.0001138 | 4.7218e-05 | 2.832e-05 | 7.9625e-06 | 1.2615e-05 | 2.3052e-05 | 3.8163e-07
4.5231e-05 | 1.5871e-05 | 2.1949e-05 | 1.9383e-05 | 3.9206e-05 | 2.7987e-05 | 1.4953e-05 | 0.00012465 | 1.4886e-05 | 3.7247e-05 | 5.2822e-05 | 0.00011271 | 4.2605e-05 | 3.2877e-05 | 1.0213e-05 | 1.2454e-05 | 3.3747e-05 | 1.2721e-07
4.0539e-05 | 1.5786e-05 | 2.2374e-05 | 2.4779e-05 | 3.8366e-05 | 2.8097e-05 | 8.7944e-06 | 0.0001222 | 1.4941e-05 | 4.9016e-05 | 5.3088e-05 | 0.00011552 | 4.0815e-05 | 3.2723e-05 | 3.1979e-05 | 1.4651e-05 | 7.3767e-05 | 6.3605e-07
6.6553e-05 | 1.5678e-05 | 2.2321e-05 | 1.5086e-05 | 3.9206e-05 | 0.00017506 | 2.3952e-05 | 0.00012095 | 1.4939e-05 | 7.9963e-05 | 5.7559e-05 | 0.00011303 | 5.2155e-05 | 3.5992e-05 | 7.3671e-05 | 1.2217e-05 | 0.00014734 | 1.3993e-06
8.8742e-05 | 1.5674e-05 | 6.3275e-05 | 1.1697e-05 | 3.7525e-05 | 0.00047816 | 0.00010216 | 0.00011809 | 1.4863e-05 | 4.1861e-05 | 0.00021428 | 0.00011695 | 0.00010005 | 3.3907e-05 | 8.6672e-05 | 2.9056e-05 | 0.00017459 | 6.5323e-05
5.357e-05 | 2.8743e-05 | 4.6088e-05 | 1.7592e-05 | 3.8417e-05 | 2.7215e-05 | 0.00011438 | 0.00012007 | 1.4831e-05 | 9.4607e-05 | 0.00034619 | 0.00011623 | 5.5694e-05 | 2.9195e-05 | 9.7061e-05 | 3.8678e-05 | 0.00012819 | 0.00013143
8.1551e-05 | 3.3966e-05 | 3.35e-05 | 2.4163e-05 | 3.9206e-05 | 2.7543e-05 | 0.00014234 | 0.00012554 | 1.4985e-05 | 0.000118 | 0.0003684 | 0.0001175 | 0.00012956 | 3.0251e-05 | 2.6858e-05 | 2.867e-05 | 0.00014593 | 0.00011818
0.00010209 | 4.6595e-05 | 7.3409e-05 | 3.5998e-05 | 3.7577e-05 | 5.6923e-05 | 0.00015372 | 0.00013156 | 3.3276e-05 | 5.0531e-05 | 0.00037049 | 0.00012189 | 7.2058e-05 | 2.7162e-05 | 5.0425e-05 | 3.6466e-05 | 0.00010051 | 0.00044479
6.6222e-05 | 4.2328e-05 | 6.7741e-05 | 9.5011e-05 | 3.9206e-05 | 2.7532e-05 | 0.00015014 | 0.00014439 | 4.5957e-05 | 8.4418e-05 | 0.00032945 | 0.00013401 | 9.1979e-05 | 2.9118e-05 | 0.00018455 | 4.4644e-05 | 8.7012e-05 | 0.0001772
3.901e-05 | 5.6639e-05 | 0.00012724 | 0.00014231 | 3.7628e-05 | 0.00044876 | 0.00013011 | 0.00014928 | 1.7645e-05 | 6.1529e-05 | 0.00035665 | 0.00014192 | 8.3575e-05 | 2.9067e-05 | 0.00017615 | 0.00010961 | 5.4392e-05 | 4.6241e-05
6.5975e-05 | 0.00010158 | 0.00022356 | 0.00024906 | 3.9206e-05 | 0.00060711 | 0.00011985 | 0.00015985 | 5.4978e-05 | 3.4872e-05 | 0.00023826 | 0.000146 | 4.1267e-05 | 0.00016203 | 5.4095e-05 | 0.00010338 | 8.1032e-05 | 1.4629e-06
3.9878e-05 | 0.00015643 | 0.00038191 | 0.00031957 | 3.8417e-05 | 0.00064044 | 7.0751e-05 | 0.00015534 | 6.9263e-05 | 6.1665e-05 | 0.00020066 | 0.00015125 | 5.1308e-05 | 0.00023841 | 5.1643e-05 | 0.00017665 | 6.5411e-05 | 8.9048e-07
0.00028097 | 0.00020781 | 0.00049313 | 0.00046724 | 3.8366e-05 | 0.00072297 | 8.834e-05 | 0.00016405 | 0.00012446 | 8.3798e-05 | 0.00016945 | 0.00014796 | 0.00012624 | 0.00043489 | 0.00011603 | 0.00035934 | 7.7713e-05 | 4.0945e-05
7.1549e-05 | 0.00040312 | 0.00073667 | 0.00055419 | 0.00016707 | 0.00078818 | 8.6623e-05 | 0.00016226 | 0.00016798 | 0.00010756 | 8.1114e-05 | 0.00016556 | 0.00014494 | 0.00059007 | 0.00020293 | 0.00052626 | 5.5838e-05 | 1.3357e-06
6.9266e-05 | 0.00046326 | 0.00098364 | 0.00071347 | 0.00025697 | 0.00085018 | 8.9336e-05 | 0.00017115 | 0.0002046 | 6.752e-05 | 8.6479e-05 | 0.00015231 | 0.0002595 | 0.00048819 | 0.00040843 | 0.00067322 | 0.00010435 | 2.8025e-05
0.00023147 | 0.00061203 | 0.0010898 | 0.00072735 | 0.00031383 | 0.00081105 | 0.00013342 | 0.0001646 | 0.00021425 | 8.6007e-05 | 0.00013083 | 0.00015264 | 0.00026762 | 0.00016148 | 0.00038716 | 0.00079284 | 0.00014593 | 7.4088e-05
0.00012686 | 0.00044115 | 0.00077696 | 0.00058309 | 3.9206e-05 | 0.00077794 | 0.00010726 | 0.00016229 | 0.00022033 | 0.00014098 | 0.00014931 | 0.00014871 | 0.00025564 | 6.5059e-05 | 0.00021807 | 0.00035701 | 0.00016879 | 2.5442e-07
0.00014953 | 0.00025078 | 0.00042087 | 0.00037938 | 3.8366e-05 | 0.00016391 | 0.00012189 | 0.00015674 | 0.0001288 | 6.7996e-05 | 8.9355e-05 | 0.00014557 | 0.00019433 | 5.337e-05 | 0.00018065 | 0.00044751 | 0.00014758 | 6.3605e-08
0.00014721 | 0.00014725 | 0.0002292 | 0.00034172 | 3.8417e-05 | 4.3774e-05 | 0.00020904 | 0.00015187 | 8.1535e-05 | 6.8768e-05 | 5.3055e-05 | 0.00014668 | 0.0001181 | 0.00012317 | 0.00012249 | 0.00026365 | 0.00013572 | 0
6.5167e-05 | 9.4883e-05 | 0.00018706 | 0.00026834 | 3.8366e-05 | 9.3426e-05 | 0.00013939 | 0.00014075 | 3.9135e-05 | 6.6203e-05 | 5.3088e-05 | 0.00014322 | 5.7094e-05 | 2.5951e-05 | 0.00013828 | 0.00015741 | 0.00010315 | 1.6537e-06
6.3437e-05 | 7.0571e-05 | 0.00014058 | 0.00019882 | 3.9206e-05 | 6.4132e-05 | 6.8809e-05 | 0.0001426 | 2.1511e-05 | 4.1712e-05 | 5.3188e-05 | 0.00014074 | 3.9056e-05 | 2.6415e-05 | 0.00013694 | 2.6687e-05 | 5.9863e-05 | 5.68e-05
4.1094e-05 | 4.2548e-05 | 9.7446e-05 | 9.6394e-05 | 3.9206e-05 | 6.0089e-05 | 3.42e-05 | 0.00012698 | 1.5022e-05 | 4.8397e-05 | 5.3188e-05 | 0.00013019 | 4.7414e-05 | 5.0641e-05 | 5.9405e-05 | 2.4729e-05 | 3.4314e-05 | 6.3605e-08
3.9463e-05 | 2.6354e-05 | 7.6636e-05 | 7.784e-05 | 3.7577e-05 | 5.4236e-05 | 1.7587e-05 | 0.00013846 | 1.5043e-05 | 4.514e-05 | 5.3188e-05 | 0.00012899 | 1.1705e-05 | 4.3767e-05 | 3.4935e-05 | 1.9739e-05 | 2.5725e-05 | 6.3605e-08
6.3969e-05 | 3.0334e-05 | 4.5295e-05 | 3.8363e-05 | 3.9206e-05 | 2.8097e-05 | 6.6369e-06 | 0.00012556 | 1.4802e-05 | 3.7625e-05 | 5.3055e-05 | 0.00012042 | 9.3081e-06 | 4.8196e-05 | 3.4447e-05 | 1.991e-05 | 3.5008e-05 | 0
4.0505e-05 | 1.5871e-05 | 3.5639e-05 | 3.0162e-05 | 3.7577e-05 | 2.7581e-05 | 9.8795e-06 | 0.00012693 | 1.5122e-05 | 5.0416e-05 | 5.3155e-05 | 0.00012104 | 8.6614e-06 | 4.2171e-05 | 4.4648e-05 | 1.9769e-05 | 2.4721e-05 | 0
4.0192e-05 | 1.587e-05 | 3.2761e-05 | 2.5658e-05 | 3.9206e-05 | 2.8186e-05 | 2.1715e-06 | 0.00012613 | 1.4992e-05 | 5.2149e-05 | 5.2955e-05 | 0.0001133 | 1.2341e-05 | 5.2959e-05 | 4.3398e-05 | 1.9195e-05 | 4.2872e-05 | 4.4524e-07
3.9984e-05 | 1.5871e-05 | 2.6498e-05 | 1.3758e-05 | 3.8366e-05 | 2.7392e-05 | 1.3532e-05 | 0.00012063 | 1.4684e-05 | 4.404e-05 | 0.00010327 | 0.00011267 | 2.1754e-05 | 4.7243e-05 | 3.5196e-05 | 2.0832e-05 | 4.6811e-05 | 9.5408e-07
0.00011939 | 1.5363e-05 | 2.6247e-05 | 1.4028e-05 | 3.8366e-05 | 2.868e-05 | 6.6361e-05 | 0.00012723 | 1.4544e-05 | 7.0054e-05 | 0.00016675 | 0.00011203 | 4.0921e-05 | 4.8427e-05 | 0.00012029 | 8.339e-05 | 0.00016548 | 0.00016944
0.00018543 | 1.1126e-05 | 2.7705e-05 | 1.7368e-05 | 3.8366e-05 | 2.7948e-05 | 0.00010584 | 0.00012251 | 1.4868e-05 | 6.8488e-05 | 0.00024024 | 0.0001219 | 7.4329e-05 | 2.7728e-05 | 0.00020314 | 0.00017792 | 0.00020198 | 0.00012552
6.8022e-05 | 1.289e-05 | 3.7001e-05 | 3.001e-05 | 3.9206e-05 | 2.792e-05 | 0.00016223 | 0.00012562 | 1.4947e-05 | 5.6233e-05 | 0.00036523 | 0.00011839 | 0.00012131 | 3.8258e-05 | 0.00013687 | 4.2898e-05 | 0.0001991 | 8.7866e-05
4.0626e-05 | 2.2229e-05 | 0.00011581 | 5.6687e-05 | 3.8191e-05 | 2.862e-05 | 0.00018604 | 0.00012766 | 1.3486e-05 | 9.9978e-05 | 0.00040123 | 0.00012246 | 8.6277e-05 | 4.1708e-05 | 0.0002317 | 3.7732e-05 | 0.00014968 | 0.00020695
4.1617e-05 | 4.6187e-05 | 0.00011702 | 0.00014501 | 3.605e-05 | 2.772e-05 | 0.00020175 | 0.00013653 | 9.1183e-06 | 3.4569e-05 | 0.00045989 | 0.00012517 | 5.4338e-05 | 3.8412e-05 | 0.0001792 | 4.7839e-05 | 0.00013924 | 0.00042268
3.9497e-05 | 6.3469e-05 | 0.00017767 | 0.00017599 | 3.9206e-05 | 9.1776e-05 | 0.00017713 | 0.00014309 | 9.2117e-06 | 9.6287e-05 | 0.00045988 | 0.00013836 | 0.00010723 | 3.9545e-05 | 0.00017313 | 0.00016405 | 9.5002e-05 | 0.00032109
3.901e-05 | 0.00014147 | 0.00026442 | 0.00028988 | 3.7577e-05 | 0.00040132 | 0.00015544 | 0.00015601 | 6.6979e-05 | 4.2156e-05 | 0.00041239 | 0.00013699 | 0.00011074 | 3.3443e-05 | 0.00020842 | 0.00024843 | 8.7556e-05 | 9.0718e-05
4.1356e-05 | 0.00020734 | 0.00032514 | 0.00045212 | 0.00031404 | 0.00053706 | 0.00014436 | 0.00015718 | 0.00011612 | 5.1695e-05 | 0.00021961 | 0.00014091 | 9.7218e-05 | 0.00022845 | 0.00019802 | 0.00040425 | 5.9489e-05 | 6.2429e-05
3.9965e-05 | 0.00040254 | 0.00061113 | 0.00062059 | 0.00047953 | 0.00058651 | 0.00015913 | 0.00015719 | 0.0001602 | 3.4652e-05 | 0.0001892 | 0.00014746 | 7.1524e-05 | 0.00023592 | 0.000214 | 0.00059537 | 5.0188e-05 | 1.1805e-05
3.9565e-05 | 0.00060313 | 0.00090275 | 0.00082645 | 0.00078009 | 0.00068251 | 9.793e-05 | 0.00016621 | 0.00018457 | 6.2147e-05 | 0.00021622 | 0.00015221 | 6.8124e-05 | 0.00020556 | 0.0001579 | 0.00073129 | 6.4061e-05 | 0.00017585
0.00011637 | 0.00053961 | 0.00092171 | 0.0007947 | 0.0012508 | 0.00078983 | 6.7826e-05 | 0.00015752 | 0.00017317 | 8.9449e-05 | 0.00015556 | 0.00015773 | 0.00021152 | 4.7181e-05 | 0.00019109 | 0.00082469 | 8.6783e-05 | 0.00010916
0.00030991 | 0.00057387 | 0.00091958 | 0.00077431 | 0.001059 | 0.00074583 | 0.00012672 | 0.00016947 | 0.00018148 | 0.00016502 | 0.00022506 | 0.00016191 | 0.00029851 | 0.00030913 | 0.0003016 | 0.00079782 | 8.7237e-05 | 6.9735e-05
0.00032105 | 0.00061797 | 0.0010034 | 0.00077683 | 0.00030409 | 0.00074117 | 9.5754e-05 | 0.00016492 | 0.00020646 | 9.1317e-05 | 0.00025389 | 0.00014999 | 0.00035122 | 0.00030712 | 0.00025065 | 0.0011885 | 0.00011868 | 0.00016772
0.00021275 | 0.00039677 | 0.00082648 | 0.00062257 | 4.4729e-05 | 0.00052103 | 7.0367e-05 | 0.00016653 | 0.00016849 | 0.0001159 | 0.00021822 | 0.00015367 | 0.00025059 | 0.00014876 | 0.00020978 | 0.00072796 | 0.00011969 | 0.00015097
0.0001974 | 0.000419 | 0.00049503 | 0.00053219 | 3.8366e-05 | 0.00014424 | 0.00012594 | 0.00015603 | 8.5935e-05 | 7.342e-05 | 0.00011068 | 0.0001493 | 0.0001648 | 0.00017715 | 9.4725e-05 | 0.00053136 | 0.00011422 | 0.00019811
0.00011615 | 0.0001861 | 0.0003559 | 0.00058655 | 3.9206e-05 | 9.7184e-05 | 0.00014392 | 0.00014473 | 5.7722e-05 | 5.0885e-05 | 5.2323e-05 | 0.00014513 | 6.3521e-05 | 4.3587e-05 | 7.3122e-05 | 0.00025225 | 0.00011241 | 0.00013392
5.4137e-05 | 0.00016523 | 0.00018952 | 0.00034071 | 3.9206e-05 | 0.00011388 | 0.00013158 | 0.00014927 | 2.1174e-05 | 6.9547e-05 | 5.2523e-05 | 0.00014009 | 4.7676e-05 | 4.2506e-05 | 2.1064e-05 | 8.6511e-05 | 0.00015736 | 0.00012066
4.1698e-05 | 9.7507e-05 | 0.00015076 | 0.00014116 | 3.8366e-05 | 8.4778e-05 | 6.9766e-05 | 0.00013475 | 1.4853e-05 | 5.7232e-05 | 5.2756e-05 | 0.00013136 | 3.9245e-05 | 4.6059e-05 | 3.4589e-05 | 1.3489e-05 | 6.9194e-05 | 0.00015539
4.0551e-05 | 0.00011909 | 0.00010112 | 9.9247e-05 | 3.7628e-05 | 6.2718e-05 | 4.9397e-05 | 0.00013811 | 8.9893e-06 | 6.8533e-05 | 5.2889e-05 | 0.0001306 | 2.9096e-05 | 5.9925e-05 | 2.2099e-05 | 1.3727e-05 | 5.8069e-05 | 2.5442e-05
4.0158e-05 | 0.0001404 | 5.7136e-05 | 7.5256e-05 | 3.9206e-05 | 0.0002577 | 1.562e-05 | 0.00013749 | 9.0475e-06 | 5.792e-05 | 5.3122e-05 | 0.0001265 | 8.5632e-06 | 3.3675e-05 | 5.1985e-06 | 1.3341e-05 | 4.1396e-05 | 1.9082e-07
4.3203e-05 | 0.00013213 | 5.3406e-05 | 5.8809e-05 | 3.9206e-05 | 0.00022469 | 1.7591e-05 | 0.00012583 | 9.0138e-06 | 4.1952e-05 | 5.2889e-05 | 0.00012525 | 9.9169e-06 | 3.2156e-05 | 1.7778e-05 | 1.3123e-05 | 2.5433e-05 | 4.4524e-07
3.9984e-05 | 0.00011673 | 3.3187e-05 | 3.9943e-05 | 3.8366e-05 | 0.00022676 | 6.9107e-06 | 0.00012973 | 9.0604e-06 | 3.3626e-05 | 5.3088e-05 | 0.00011631 | 1.7875e-05 | 3.3598e-05 | 2.2445e-05 | 1.2947e-05 | 3.7253e-05 | 0
4.0539e-05 | 9.3262e-05 | 2.9479e-05 | 2.0792e-05 | 3.8366e-05 | 0.00030452 | 1.733e-06 | 0.00012135 | 9.0206e-06 | 4.4542e-05 | 5.2889e-05 | 0.00011407 | 7.4215e-06 | 2.7213e-05 | 2.8731e-05 | 1.2719e-05 | 3.2284e-05 | 6.3605e-08
4.1027e-05 | 2.3628e-05 | 2.4805e-05 | 1.5906e-05 | 3.9206e-05 | 0.00029681 | 8.7263e-06 | 0.00012759 | 8.9036e-06 | 4.3276e-05 | 5.2955e-05 | 0.00011674 | 1.4004e-05 | 3.7769e-05 | 5.3055e-05 | 2.2e-05 | 5.2753e-05 | 6.3605e-07
4.9961e-05 | 2.2133e-05 | 3.0786e-05 | 1.5685e-05 | 3.9206e-05 | 0.00026237 | 3.3492e-05 | 0.00012344 | 8.9391e-06 | 8.4691e-05 | 5.2789e-05 | 0.00011661 | 3.9235e-05 | 3.5786e-05 | 0.00013535 | 2.0317e-05 | 8.2434e-05 | 3.0734e-05
8.1127e-05 | 1.9536e-05 | 6.5141e-05 | 1.1965e-05 | 3.7525e-05 | 0.0002393 | 3.8292e-05 | 0.00012706 | 9.0155e-06 | 5.3937e-05 | 0.00021349 | 0.00011551 | 0.00012207 | 2.8809e-05 | 0.00015978 | 2.0771e-05 | 0.0001355 | 0.00013244
8.5089e-05 | 2.1341e-05 | 6.3574e-05 | 3.1143e-05 | 3.8417e-05 | 0.00015393 | 0.00012772 | 0.00013073 | 8.9881e-06 | 8.8889e-05 | 0.00035396 | 0.00011957 | 0.00012928 | 3.679e-05 | 0.00013517 | 8.9984e-05 | 0.00013819 | 0.00014123
0.00014604 | 3.1402e-05 | 8.9655e-05 | 7.1703e-05 | 3.8417e-05 | 3.6948e-05 | 0.0002067 | 0.00013313 | 9.0982e-06 | 6.8594e-05 | 0.00039238 | 0.0001237 | 9.5685e-05 | 3.4885e-05 | 0.000107 | 4.9889e-05 | 0.00016204 | 4.446e-05
7.1973e-05 | 3.8507e-05 | 9.1568e-05 | 0.00014135 | 3.7577e-05 | 0.00034257 | 0.00021949 | 0.00013505 | 9.0423e-06 | 9.7368e-05 | 0.00039718 | 0.00012435 | 0.00017716 | 3.4576e-05 | 0.00010294 | 9.3188e-05 | 0.00012767 | 6.6073e-05
0.00010956 | 6.0136e-05 | 0.00020306 | 0.00022735 | 3.7577e-05 | 0.00051188 | 0.00018752 | 0.00014245 | 3.4407e-05 | 6.2973e-05 | 0.00047226 | 0.0001441 | 0.00011401 | 3.5889e-05 | 2.8546e-05 | 0.00021412 | 0.00014221 | 0.00011893
0.0001536 | 8.3625e-05 | 0.0002108 | 0.00031841 | 3.8366e-05 | 0.00059543 | 0.00018864 | 0.00015448 | 2.766e-05 | 9.0296e-05 | 0.00050907 | 0.0001426 | 0.00011176 | 3.9288e-05 | 0.00014793 | 7.6788e-05 | 9.0889e-05 | 1.0597e-05
7.2884e-05 | 0.00012801 | 0.00031088 | 0.00048036 | 0.00077452 | 0.00065606 | 0.00021952 | 0.00015268 | 6.6515e-05 | 5.9494e-05 | 0.00038365 | 0.00015178 | 0.00014277 | 0.00035633 | 7.4197e-05 | 9.2362e-05 | 6.8564e-05 | 7.5563e-05
0.000106 | 0.00014529 | 0.00038441 | 0.00062077 | 0.00053084 | 0.00080509 | 0.00012705 | 0.00016253 | 7.9796e-05 | 4.4487e-05 | 0.00037373 | 0.00014963 | 9.6104e-05 | 0.00023457 | 2.4576e-05 | 0.00019605 | 7.5817e-05 | 9.1532e-05
0.00026871 | 0.00024242 | 0.00056771 | 0.0008192 | 3.9206e-05 | 0.00092015 | 0.00013464 | 0.00016198 | 0.00010666 | 5.4433e-05 | 0.00031412 | 0.00015951 | 8.9904e-05 | 0.00023925 | 2.5288e-05 | 0.00026152 | 8.1419e-05 | 8.9849e-05
0.00033784 | 0.00054039 | 0.00086193 | 0.00097605 | 3.7577e-05 | 0.00090712 | 8.3518e-05 | 0.00016943 | 0.00015898 | 5.2438e-05 | 0.00013267 | 0.00016096 | 0.00014568 | 7.9811e-05 | 0.00014807 | 0.00063284 | 9.2628e-05 | 5.3072e-05
0.00028945 | 0.00075754 | 0.0010733 | 0.00091393 | 0.00042995 | 0.00085431 | 0.00011626 | 0.00016944 | 0.00012945 | 0.00010912 | 0.00013432 | 0.00015658 | 0.0003704 | 0.00013949 | 0.00025882 | 0.00067951 | 0.00011598 | 0.00014207
4.9121e-05 | 0.00050537 | 0.0010491 | 0.00085425 | 0.00015433 | 0.0007236 | 0.00013828 | 0.00016741 | 9.6754e-05 | 0.00014815 | 0.00016888 | 0.00015389 | 0.00022468 | 0.00012064 | 0.00019644 | 0.00067438 | 0.00015062 | 7.8235e-06
6.0308e-05 | 0.0006604 | 0.00071994 | 0.00074117 | 3.9206e-05 | 0.00049083 | 0.000111 | 0.00016781 | 9.7072e-05 | 0.00010485 | 0.00016814 | 0.00017191 | 0.0001511 | 7.6696e-05 | 0.0001526 | 0.00033282 | 0.00013358 | 6.4687e-05
5.354e-05 | 0.00050725 | 0.00047063 | 0.00056554 | 3.7577e-05 | 0.00016009 | 7.4303e-05 | 0.00016282 | 0.00012806 | 7.5288e-05 | 0.0001331 | 0.00016303 | 0.0001864 | 8.3647e-05 | 8.7622e-05 | 0.00029793 | 0.00010581 | 0.00027935
7.5202e-05 | 0.00054376 | 0.00039394 | 0.00041579 | 3.8417e-05 | 0.00028667 | 9.5391e-05 | 0.00015763 | 8.0418e-05 | 6.9464e-05 | 0.00013314 | 0.0001456 | 7.7469e-05 | 6.1635e-05 | 5.0158e-05 | 9.083e-05 | 0.00012144 | 3.7464e-05
4.8345e-05 | 0.00039026 | 0.00016466 | 0.00031766 | 3.9206e-05 | 0.00021818 | 5.2583e-05 | 0.00014361 | 6.5772e-05 | 8.6332e-05 | 0.00013264 | 0.00014241 | 3.8149e-05 | 0.00015316 | 2.3062e-05 | 4.1849e-05 | 8.8234e-05 | 3.6955e-05
4.0627e-05 | 0.00014938 | 8.1867e-05 | 0.00021888 | 3.8366e-05 | 0.00014809 | 3.0292e-05 | 0.00013156 | 2.0699e-05 | 3.8888e-05 | 0.00013294 | 0.00013798 | 2.849e-05 | 0.00016813 | 9.2761e-06 | 5.1773e-05 | 7.5667e-05 | 3.5454e-05
4.0018e-05 | 3.8832e-05 | 5.8789e-05 | 0.00011815 | 3.9206e-05 | 5.301e-05 | 1.3066e-05 | 0.00014324 | 1.4917e-05 | 4.146e-05 | 0.0001333 | 0.0001291 | 2.8355e-05 | 5.8916e-05 | 5.1344e-06 | 4.9442e-05 | 6.5909e-05 | 1.9082e-07
4.0505e-05 | 2.9939e-05 | 3.7363e-05 | 5.589e-05 | 3.9206e-05 | 7.352e-05 | 8.4762e-06 | 0.00013172 | 2.1167e-05 | 3.5318e-05 | 0.0001331 | 0.00012795 | 1.2563e-05 | 3.1255e-05 | 4.6851e-06 | 1.626e-05 | 2.8091e-05 | 6.3605e-08
4.0747e-05 | 8.781e-05 | 3.6508e-05 | 4.2837e-05 | 3.7628e-05 | 8.2629e-05 | 2.2831e-06 | 0.00011943 | 1.4952e-05 | 3.5923e-05 | 0.00013337 | 0.00011915 | 6.6681e-05 | 4.9663e-05 | 4.8563e-06 | 1.6509e-05 | 2.8812e-05 | 1.2721e-07
6.9274e-05 | 1.5993e-05 | 2.2452e-05 | 2.9802e-05 | 3.8366e-05 | 8.8831e-05 | 6.5048e-06 | 0.00012864 | 1.4918e-05 | 3.3684e-05 | 0.00013337 | 0.00011721 | 2.146e-05 | 4.7526e-05 | 5.3697e-06 | 1.6012e-05 | 2.9069e-05 | 1.2721e-07
4.0539e-05 | 1.5955e-05 | 2.5144e-05 | 1.5247e-05 | 3.8366e-05 | 0.00013287 | 1.8275e-06 | 0.00012645 | 1.4699e-05 | 3.5084e-05 | 7.8817e-05 | 0.00011647 | 8.6346e-06 | 4.0034e-05 | 1.1189e-05 | 1.6058e-05 | 3.901e-05 | 3.1803e-07
3.9984e-05 | 1.5732e-05 | 3.4243e-05 | 1.2904e-05 | 3.8366e-05 | 0.00012693 | 7.8882e-06 | 0.00012052 | 1.4827e-05 | 6.0296e-05 | 5.2356e-05 | 0.00011102 | 1.5273e-05 | 3.3366e-05 | 4.5354e-06 | 1.6031e-05 | 5.9433e-05 | 5.0884e-07
4.1581e-05 | 1.1333e-05 | 2.2688e-05 | 3.2974e-05 | 3.9206e-05 | 0.00013786 | 2.743e-05 | 0.00012312 | 1.5099e-05 | 5.2118e-05 | 5.229e-05 | 0.00011379 | 4.5626e-05 | 4.9071e-05 | 3.6274e-05 | 1.8068e-05 | 6.2795e-05 | 1.0813e-06
4.0018e-05 | 1.1388e-05 | 2.4371e-05 | 4.536e-05 | 3.9206e-05 | 8.51e-05 | 3.9852e-05 | 0.0001246 | 1.4853e-05 | 6.938e-05 | 0.00012685 | 0.00011532 | 6.755e-05 | 5.1182e-05 | 9.5615e-05 | 3.0744e-05 | 0.00013503 | 6.6277e-05
3.9603e-05 | 1.5954e-05 | 2.2658e-05 | 5.0328e-05 | 3.8366e-05 | 3.7198e-05 | 7.3207e-05 | 0.00013342 | 1.4871e-05 | 5.817e-05 | 0.00022121 | 0.00011487 | 0.0001125 | 4.5544e-05 | 0.00023321 | 1.6273e-05 | 0.00015033 | 8.2687e-06
0.00019269 | 1.5787e-05 | 6.7489e-05 | 5.3691e-05 | 3.6788e-05 | 2.8938e-05 | 0.00013533 | 0.00013008 | 1.5054e-05 | 7.6604e-05 | 0.00014755 | 0.00011993 | 0.00015184 | 3.7331e-05 | 0.0001412 | 4.9808e-05 | 0.00018075 | 0.00013155
0.00039589 | 2.8887e-05 | 7.644e-05 | 0.00010985 | 3.9206e-05 | 0.00026198 | 0.00015625 | 0.00014159 | 1.5034e-05 | 5.792e-05 | 0.00014745 | 0.00012583 | 0.00017356 | 2.7985e-05 | 7.6456e-05 | 5.586e-05 | 0.0001401 | 5.7881e-05
0.00027401 | 4.08e-05 | 0.00019448 | 0.00015487 | 3.6736e-05 | 0.00069516 | 0.0001676 | 0.00014173 | 3.7432e-05 | 0.00021983 | 0.00023956 | 0.00013733 | 0.00012903 | 2.8861e-05 | 0.0001022 | 0.00022937 | 0.00011679 | 9.2673e-05
0.00027214 | 6.1531e-05 | 0.00026992 | 0.00025035 | 3.7577e-05 | 0.00070574 | 0.00015335 | 0.0001572 | 5.1648e-05 | 0.00022985 | 0.00027139 | 0.00014363 | 0.00012162 | 2.6647e-05 | 8.6599e-05 | 0.00015945 | 0.00011199 | 0.00015683
0.00048441 | 0.00015123 | 0.00039929 | 0.00038319 | 0.00036692 | 0.00080415 | 0.00020661 | 0.00015874 | 7.4652e-05 | 0.00015723 | 0.00025975 | 0.00014463 | 8.9302e-05 | 0.00024926 | 5.8139e-05 | 0.00044501 | 0.00011895 | 0.00038806
0.00052369 | 0.00024156 | 0.00071263 | 0.00053754 | 0.00091976 | 0.001284 | 0.00015476 | 0.00016852 | 0.00014878 | 0.00013437 | 0.00033474 | 0.00015224 | 8.2029e-05 | 0.00023782 | 6.1724e-05 | 0.00091381 | 7.4277e-05 | 0.00035059
0.00083058 | 0.00039966 | 0.001071 | 0.00066744 | 0.0015025 | 0.0017268 | 0.00012908 | 0.00016729 | 0.00015132 | 5.6725e-05 | 0.00033211 | 0.00015935 | 4.4562e-05 | 0.00020546 | 0.00012205 | 0.0010345 | 7.4157e-05 | 0.00043775
0.00092305 | 0.00050181 | 0.0012607 | 0.00070692 | 0.0015769 | 0.0016806 | 0.00014874 | 0.00016843 | 0.00024679 | 0.00011109 | 0.00034457 | 0.00016619 | 0.00010174 | 5.1764e-05 | 0.00014077 | 0.0013385 | 0.00012338 | 0.00045783
0.0015067 | 0.00076962 | 0.0015231 | 0.00092398 | 0.0026748 | 0.0016157 | 0.00015659 | 0.00017159 | 0.00034287 | 8.7686e-05 | 0.00031002 | 0.00016098 | 0.00029487 | 0.00013545 | 0.00026073 | 0.001507 | 0.00010429 | 0.00046477
0.0010706 | 0.00057088 | 0.0014207 | 0.00096238 | 0.0040103 | 0.001795 | 0.00016229 | 0.00017153 | 0.00036482 | 0.0001205 | 0.00032185 | 0.00015592 | 0.0002883 | 0.0005086 | 0.00037405 | 0.0015124 | 0.000121 | 0.00049332
0.00098289 | 0.0004899 | 0.0011565 | 0.00096662 | 0.0026268 | 0.0019192 | 0.000177 | 0.00017001 | 0.00023447 | 6.8473e-05 | 0.00018752 | 0.00015588 | 0.00020613 | 0.00050871 | 0.00014146 | 0.001384 | 0.00014365 | 0.00033627
0.00032248 | 0.00045369 | 0.00090096 | 0.00070399 | 0.0016832 | 0.0011173 | 0.00012327 | 0.00016429 | 7.9409e-05 | 7.1786e-05 | 0.00014142 | 0.00015366 | 9.4608e-05 | 0.00064299 | 7.7423e-05 | 0.00094987 | 0.00013183 | 0.00020104
0.00070362 | 0.00026651 | 0.00064311 | 0.0006135 | 0.0012984 | 0.0007466 | 9.0204e-05 | 0.00016008 | 5.8672e-05 | 5.1233e-05 | 8.4848e-05 | 0.00015024 | 6.3799e-05 | 0.00089958 | 4.4049e-05 | 0.0004717 | 0.00012988 | 0.00011589
0.00056906 | 0.00025166 | 0.00063595 | 0.00041305 | 0.00029766 | 0.00031046 | 7.1829e-05 | 0.00015159 | 1.9904e-05 | 4.2474e-05 | 7.6254e-05 | 0.00014402 | 5.6408e-05 | 6.4956e-05 | 4.1931e-06 | 0.00035324 | 6.1744e-05 | 3.9066e-05
0.00042 | 0.00015069 | 0.00035546 | 0.00028272 | 0.00061202 | 9.8182e-05 | 3.0616e-05 | 0.00013981 | 3.4406e-05 | 4.1521e-05 | 5.229e-05 | 0.00013626 | 2.6938e-05 | 5.9009e-05 | 3.8936e-06 | 0.00015957 | 4.9656e-05 | 8.13e-05
0.00032209 | 0.00012814 | 0.00027056 | 0.00019244 | 0.00067903 | 8.9032e-05 | 2.105e-05 | 0.00014668 | 5.1673e-05 | 3.7307e-05 | 5.2156e-05 | 0.0001373 | 1.4343e-05 | 7.7082e-05 | 4.0433e-06 | 3.4422e-05 | 5.9482e-05 | 2.7325e-05
0.00028404 | 0.00014673 | 0.00017164 | 0.00011476 | 3.8366e-05 | 5.3325e-05 | 2.8825e-05 | 0.00014168 | 4.2229e-05 | 3.7254e-05 | 5.189e-05 | 0.0001318 | 1.3861e-05 | 6.7067e-05 | 4.8349e-06 | 2.3762e-05 | 2.6914e-05 | 3.6166e-05
8.6e-05 | 0.00012752 | 0.00014827 | 8.2457e-05 | 3.7628e-05 | 0.00012978 | 1.133e-05 | 0.00013231 | 2.93e-05 | 3.5008e-05 | 5.2123e-05 | 0.00013222 | 1.2768e-05 | 6.1171e-05 | 4.899e-06 | 1.7064e-05 | 2.1833e-05 | 1.6029e-05
0.00010777 | 0.00011389 | 8.2362e-05 | 7.3998e-05 | 3.9206e-05 | 8.548e-05 | 1.7028e-05 | 0.00013146 | 1.906e-05 | 4.1218e-05 | 5.2123e-05 | 0.00013141 | 1.7894e-05 | 6.0013e-05 | 1.109e-05 | 1.6527e-05 | 2.0529e-05 | 1.2721e-07
5.349e-05 | 0.00010801 | 8.9934e-05 | 5.0275e-05 | 3.8366e-05 | 9.3511e-05 | 2.9593e-06 | 0.00012883 | 1.6544e-05 | 5.2542e-05 | 5.2057e-05 | 0.00012152 | 1.3771e-05 | 5.8391e-05 | 5.3697e-06 | 1.5798e-05 | 3.4607e-05 | 3.8163e-07
7.4726e-05 | 5.9626e-05 | 8.5533e-05 | 2.5454e-05 | 3.8417e-05 | 0.0001156 | 6.7934e-06 | 0.00013992 | 1.5002e-05 | 6.7225e-05 | 5.1824e-05 | 0.00011351 | 1.6849e-05 | 5.924e-05 | 1.8505e-05 | 2.0099e-05 | 6.907e-05 | 9.5408e-07
5.6233e-05 | 1.7538e-05 | 8.7984e-05 | 2.143e-05 | 3.8366e-05 | 0.00015464 | 5.3317e-05 | 0.00012822 | 1.739e-05 | 8.0666e-05 | 5.1724e-05 | 0.00012181 | 4.786e-05 | 7.7468e-05 | 7.5517e-05 | 2.6797e-05 | 0.00015303 | 1.5299e-06
5.7188e-05 | 3.2641e-05 | 8.5042e-05 | 2.6048e-05 | 3.9206e-05 | 0.00020601 | 7.9836e-05 | 0.00013026 | 1.982e-05 | 6.9494e-05 | 0.00012804 | 0.00012282 | 7.8954e-05 | 7.2371e-05 | 0.00012618 | 0.00011316 | 0.00015292 | 0.00010548
6.6169e-05 | 3.8371e-05 | 0.00012625 | 3.472e-05 | 3.8366e-05 | 0.0004118 | 0.00013815 | 0.00013438 | 5.5974e-05 | 9.7795e-05 | 0.00022823 | 0.00012287 | 6.783e-05 | 5.1285e-05 | 5.7911e-05 | 0.00015508 | 0.00017012 | 0.00010142
0.0001011 | 8.1071e-05 | 0.00016906 | 0.00017538 | 3.7628e-05 | 0.00039032 | 0.00016684 | 0.00014285 | 0.00013441 | 0.00034489 | 0.00015798 | 0.00013322 | 0.00014249 | 3.7923e-05 | 0.00015655 | 0.00029499 | 0.00016055 | 5.9761e-05
0.00060629 | 0.00012111 | 0.00028844 | 0.00028069 | 0.00017954 | 0.00094951 | 0.00013105 | 0.00014603 | 0.00013002 | 0.00015966 | 0.00019184 | 0.00013 | 0.00014697 | 3.7769e-05 | 0.0001822 | 0.00055091 | 0.00012164 | 0.00011103
0.00047175 | 0.00014321 | 0.00048949 | 0.00051144 | 0.00055604 | 0.00083454 | 0.00013818 | 0.00016118 | 0.00017971 | 9.5008e-05 | 0.00025771 | 0.00013957 | 0.00010303 | 3.4345e-05 | 0.00017229 | 0.00066795 | 8.9694e-05 | 0.00037519
0.00070526 | 0.00034655 | 0.00087361 | 0.00059571 | 0.00097194 | 0.00094597 | 0.00014037 | 0.00015464 | 0.00020935 | 0.00035983 | 0.00025745 | 0.00016176 | 0.00015391 | 2.5797e-05 | 0.00013507 | 0.00083175 | 8.6927e-05 | 0.00089427
0.0011521 | 0.0006631 | 0.0010996 | 0.00062695 | 0.0020856 | 0.0010066 | 8.9187e-05 | 0.000169 | 0.00028997 | 0.00021418 | 0.00027027 | 0.00016084 | 4.5001e-05 | 0.00018257 | 7.0552e-05 | 0.0011421 | 7.6834e-05 | 0.00043874
0.0010947 | 0.0007621 | 0.0015036 | 0.00090023 | 0.0020041 | 0.0015042 | 0.00011725 | 0.00017048 | 0.00032834 | 0.00028103 | 0.00034433 | 0.00015739 | 4.7786e-05 | 0.00022399 | 4.0968e-05 | 0.0013974 | 5.5488e-05 | 0.00033782
0.0010503 | 0.0013486 | 0.0019419 | 0.0010497 | 0.0030469 | 0.0018425 | 0.0001147 | 0.00018206 | 0.00038395 | 0.00018713 | 0.00042819 | 0.00016127 | 0.00010177 | 0.00019642 | 0.00011119 | 0.001671 | 6.4158e-05 | 0.00036461
0.0014041 | 0.0016043 | 0.002278 | 0.001186 | 0.0037785 | 0.0022086 | 0.00011283 | 0.00018193 | 0.00044606 | 0.00013214 | 0.00034569 | 0.00017518 | 9.1914e-05 | 0.00049697 | 0.00015535 | 0.0020227 | 9.499e-05 | 0.00044269
0.0012753 | 0.0018478 | 0.0023513 | 0.00124 | 0.0035968 | 0.0023505 | 0.00016495 | 0.00019329 | 0.00044839 | 5.5182e-05 | 0.00031977 | 0.00018861 | 0.0003271 | 0.00049166 | 0.00024093 | 0.0020621 | 6.833e-05 | 0.00050336
0.0018129 | 0.0020216 | 0.0022715 | 0.0013319 | 0.0016517 | 0.002018 | 0.00014415 | 0.00018482 | 0.00043957 | 9.6113e-05 | 0.0002645 | 0.00016386 | 0.00037503 | 0.00047181 | 0.00021886 | 0.0018823 | 0.00011614 | 0.00038968
0.00097921 | 0.001533 | 0.0019021 | 0.0014277 | 0.00023437 | 0.0015139 | 0.00010635 | 0.0001852 | 0.00044562 | 0.00011404 | 0.00018828 | 0.00016098 | 0.00022954 | 0.00045572 | 7.0198e-05 | 0.0016611 | 0.00011121 | 0.00038233
0.00045215 | 0.0010846 | 0.0012912 | 0.0012546 | 3.9206e-05 | 0.0010449 | 0.00014477 | 0.00017927 | 0.00041411 | 0.00044316 | 8.1779e-05 | 0.00016975 | 0.00015951 | 0.00015303 | 9.921e-05 | 0.00078684 | 0.00010501 | 0.00019309
0.0003826 | 0.00063642 | 0.00095775 | 0.0011665 | 3.9206e-05 | 0.0008362 | 0.00011526 | 0.00016927 | 0.00025022 | 0.00019667 | 5.2156e-05 | 0.0001633 | 6.2748e-05 | 0.00012606 | 0.00012994 | 0.00046212 | 0.00010054 | 8.2182e-05
0.00023302 | 0.00055045 | 0.00071799 | 0.00087057 | 3.8366e-05 | 0.00047031 | 8.4769e-05 | 0.00016052 | 0.00018629 | 4.7671e-05 | 5.219e-05 | 0.00014911 | 3.3036e-05 | 3.4061e-05 | 2.9143e-05 | 0.00045942 | 9.777e-05 | 6.6468e-05
0.00034294 | 0.00020751 | 0.0003931 | 0.00051212 | 3.8366e-05 | 0.00015154 | 5.9709e-05 | 0.00015195 | 0.00010974 | 4.9183e-05 | 5.2256e-05 | 0.00014146 | 2.2023e-05 | 3.0431e-05 | 1.9854e-05 | 0.00040826 | 7.5712e-05 | 3.6e-05
0.00019303 | 0.00013256 | 0.00025952 | 0.00037407 | 3.9206e-05 | 4.5704e-05 | 1.6769e-05 | 0.00015552 | 6.8835e-05 | 4.1052e-05 | 5.229e-05 | 0.00013891 | 9.7751e-06 | 2.2579e-05 | 5.2941e-06 | 0.00034531 | 3.2772e-05 | 3.843e-05
0.00010706 | 7.1742e-05 | 0.00018597 | 0.00025279 | 3.7577e-05 | 5.3414e-05 | 1.2111e-05 | 0.00014894 | 6.6385e-05 | 4.1801e-05 | 5.2123e-05 | 0.00013616 | 9.9269e-06 | 2.675e-05 | 4.6851e-06 | 0.00033442 | 3.5986e-05 | 2.2847e-05
9.1553e-05 | 3.7809e-05 | 0.00014144 | 0.00015716 | 3.9206e-05 | 6.8336e-05 | 5.706e-06 | 0.00014541 | 4.2259e-05 | 3.9138e-05 | 5.2123e-05 | 0.00013385 | 8.1262e-06 | 2.7676e-05 | 4.407e-06 | 0.00026989 | 3.7209e-05 | 1.2721e-07
0.00011935 | 6.5791e-05 | 0.00010743 | 0.00012788 | 3.7525e-05 | 8.538e-05 | 4.521e-06 | 0.00013212 | 3.9632e-05 | 3.6793e-05 | 5.219e-05 | 0.00012894 | 1.2907e-05 | 3.5889e-05 | 4.3e-06 | 0.00018182 | 2.2351e-05 | 1.2721e-07
6.701e-05 | 1.7326e-05 | 0.00012168 | 7.6024e-05 | 3.9206e-05 | 9.3312e-05 | 6.6395e-06 | 0.00014161 | 2.8937e-05 | 4.9162e-05 | 5.2256e-05 | 0.00012025 | 8.8909e-06 | 3.7022e-05 | 1.3217e-05 | 0.0001478 | 3.4323e-05 | 1.9082e-07
4.0071e-05 | 1.7759e-05 | 5.7409e-05 | 6.4931e-05 | 3.8366e-05 | 0.0001161 | 9.3334e-06 | 0.00014015 | 2.272e-05 | 6.2349e-05 | 5.1591e-05 | 0.00012526 | 1.4417e-05 | 7.389e-05 | 4.8811e-05 | 0.00014185 | 7.8051e-05 | 2.5442e-07
0.00023288 | 2.6858e-05 | 5.7861e-05 | 4.21e-05 | 3.8366e-05 | 0.00015577 | 3.132e-05 | 0.00013419 | 2.4626e-05 | 8.025e-05 | 6.4931e-05 | 0.00012608 | 3.7889e-05 | 7.9348e-05 | 8.4003e-05 | 0.00011389 | 0.00012568 | 3.3205e-05
8.2372e-05 | 2.7904e-05 | 6.4946e-05 | 5.0794e-05 | 3.8417e-05 | 0.00012274 | 4.183e-05 | 0.0001283 | 2.1596e-05 | 9.3382e-05 | 0.00025934 | 0.00012443 | 6.4072e-05 | 7.9579e-05 | 7.2299e-05 | 8.3861e-05 | 0.00017986 | 3.8831e-05
7.0652e-05 | 4.5359e-05 | 9.2407e-05 | 0.00010398 | 3.8366e-05 | 6.0037e-05 | 5.984e-05 | 0.00014555 | 2.6942e-05 | 4.0931e-05 | 0.00035521 | 0.00012025 | 9.2385e-05 | 6.1377e-05 | 0.00012316 | 6.8934e-05 | 0.00013832 | 6.6422e-05
0.00013066 | 6.3432e-05 | 0.00018336 | 0.00018995 | 3.9206e-05 | 3.4006e-05 | 0.00011154 | 0.00014074 | 5.019e-05 | 5.7262e-05 | 0.00030629 | 0.00012966 | 9.8148e-05 | 6.5497e-05 | 0.00018322 | 0.000105 | 0.00011486 | 0.00047695
0.00029092 | 9.8921e-05 | 0.00023063 | 0.00033735 | 3.8417e-05 | 6.0444e-05 | 0.00018004 | 0.00015435 | 9.1126e-05 | 0.00012543 | 0.00021209 | 0.00012478 | 5.99e-05 | 5.1079e-05 | 8.1149e-05 | 0.00033602 | 0.00012964 | 0.00072368
0.00039876 | 0.00031965 | 0.00034443 | 0.00051623 | 3.9206e-05 | 0.00061781 | 0.00014497 | 0.00015153 | 0.00019587 | 5.3904e-05 | 0.00036253 | 0.00013822 | 0.00014945 | 5.3422e-05 | 0.00012777 | 0.00069779 | 9.2951e-05 | 0.00040162
0.00048396 | 0.00058324 | 0.00048171 | 0.00065662 | 3.8417e-05 | 0.00052469 | 0.00012182 | 0.00017522 | 0.00019596 | 0.00011017 | 0.00033055 | 0.00014761 | 0.00010374 | 4.575e-05 | 5.0552e-05 | 0.00073816 | 6.0165e-05 | 0.00038577
0.00081482 | 0.00077128 | 0.00089332 | 0.00078266 | 0.00042407 | 0.00032275 | 7.0111e-05 | 0.00017511 | 0.00028589 | 6.2557e-05 | 0.00033684 | 0.00016014 | 6.1011e-05 | 0.00027163 | 7.8066e-05 | 0.00099837 | 5.5656e-05 | 0.00035073
0.0015284 | 0.00099389 | 0.0013394 | 0.00088355 | 0.00078792 | 0.0010721 | 5.8745e-05 | 0.00017872 | 0.00031079 | 6.1135e-05 | 0.00034449 | 0.00015922 | 3.3806e-05 | 0.00023356 | 5.8339e-05 | 0.0012248 | 3.5685e-05 | 0.00038347
0.0020849 | 0.0011367 | 0.0014292 | 0.0010204 | 0.0012869 | 0.0013153 | 7.9286e-05 | 0.00018182 | 0.00034373 | 5.441e-05 | 0.00042254 | 0.00015654 | 6.2461e-05 | 0.00066212 | 4.5602e-05 | 0.0015784 | 5.1761e-05 | 0.00040875
0.002653 | 0.0011857 | 0.0016707 | 0.0010688 | 0.0019558 | 0.0013697 | 9.4186e-05 | 0.00018667 | 0.00037622 | 6.205e-05 | 0.00034629 | 0.00017484 | 7.4664e-05 | 0.00049284 | 0.00026544 | 0.0018479 | 0.00011446 | 0.00037047
0.002419 | 0.0015179 | 0.0020665 | 0.0015094 | 0.0024201 | 0.0012904 | 5.7589e-05 | 0.00018655 | 0.00040135 | 0.0003048 | 0.00030915 | 0.00016943 | 0.00030958 | 0.00048289 | 0.00044305 | 0.0019479 | 8.9783e-05 | 0.00035803
0.0021577 | 0.0015135 | 0.0017867 | 0.0016161 | 0.0019672 | 0.0011133 | 0.00010101 | 0.00019253 | 0.00047774 | 6.5893e-05 | 0.00035167 | 0.00016964 | 0.00035987 | 0.00030848 | 0.00026418 | 0.0018378 | 0.00013599 | 0.00065094
0.0015949 | 0.0014361 | 0.0015947 | 0.0016196 | 0.00095548 | 0.0010591 | 9.8115e-05 | 0.00018585 | 0.00040292 | 0.00017936 | 0.00044283 | 0.00016503 | 0.00017651 | 0.00065774 | 0.00029511 | 0.0011468 | 0.00011507 | 0.00042094
0.00038637 | 0.0013225 | 0.001139 | 0.0011984 | 4.2567e-05 | 0.00087147 | 0.00014395 | 0.00017664 | 0.00026993 | 0.00010359 | 0.00030999 | 0.00015231 | 0.0001953 | 0.00032218 | 0.00018832 | 0.00078034 | 0.00011276 | 0.00033791
0.00022721 | 0.00097431 | 0.00098042 | 0.00090738 | 3.9206e-05 | 0.00063151 | 0.00010518 | 0.0001715 | 0.00017973 | 7.1029e-05 | 0.0002043 | 0.00015139 | 8.5529e-05 | 0.00024669 | 0.0001461 | 0.00064109 | 0.00011548 | 0.00071404
0.0001229 | 0.00054387 | 0.00063046 | 0.00071398 | 3.8366e-05 | 0.00032474 | 7.2152e-05 | 0.00015301 | 0.0001217 | 6.4789e-05 | 8.2112e-05 | 0.00014807 | 5.3523e-05 | 3.6327e-05 | 7.4621e-05 | 0.00047749 | 0.00010825 | 0.00015078
4.428e-05 | 0.00031523 | 0.00036063 | 0.0004241 | 3.8417e-05 | 4.0818e-05 | 7.341e-05 | 0.00015442 | 6.6442e-05 | 6.1718e-05 | 8.1813e-05 | 0.00014474 | 4.4823e-05 | 3.522e-05 | 5.277e-06 | 0.00031658 | 6.0787e-05 | 0.00012548
6.9586e-05 | 0.00017288 | 0.00022737 | 0.00032603 | 3.9206e-05 | 4.5556e-05 | 2.3316e-05 | 0.00015197 | 4.7059e-05 | 4.3535e-05 | 8.2379e-05 | 0.00013639 | 2.3641e-05 | 3.6172e-05 | 4.5781e-06 | 0.00027963 | 3.9805e-05 | 1.2721e-07
7.6025e-05 | 0.00014268 | 0.0001657 | 0.00017899 | 3.7577e-05 | 5.3414e-05 | 2.5423e-05 | 0.00015014 | 5.3051e-05 | 6.0705e-05 | 8.2145e-05 | 0.00013418 | 1.5453e-05 | 4.696e-05 | 4.2359e-06 | 0.00027152 | 3.1075e-05 | 1.9082e-07
3.901e-05 | 6.491e-05 | 0.00010627 | 0.00012715 | 3.8366e-05 | 6.772e-05 | 1.7006e-05 | 0.00014465 | 3.4874e-05 | 4.9177e-05 | 8.2279e-05 | 0.00012815 | 9.8896e-06 | 5.077e-05 | 3.1234e-06 | 0.00026366 | 2.9979e-05 | 1.2721e-07
3.9463e-05 | 2.2076e-05 | 9.0653e-05 | 7.919e-05 | 3.8366e-05 | 8.5896e-05 | 1.1481e-05 | 0.00014093 | 3.033e-05 | 4.0353e-05 | 8.1946e-05 | 0.00012374 | 7.7767e-06 | 3.8567e-05 | 2.7811e-06 | 0.00017932 | 3.1586e-05 | 1.2848e-06
4.1094e-05 | 2.1366e-05 | 9.27e-05 | 5.3189e-05 | 3.9206e-05 | 9.3194e-05 | 1.637e-05 | 0.00013898 | 2.4741e-05 | 5.4901e-05 | 8.1846e-05 | 0.00011895 | 1.104e-05 | 5.3087e-05 | 1.1424e-05 | 2.677e-05 | 2.9359e-05 | 1.2721e-07
6.5764e-05 | 2.7024e-05 | 3.6995e-05 | 4.064e-05 | 3.8366e-05 | 0.00011602 | 4.5893e-06 | 0.00013288 | 2.2538e-05 | 6.0568e-05 | 8.1879e-05 | 0.00011705 | 1.5461e-05 | 4.8324e-05 | 3.081e-05 | 2.5828e-05 | 7.5735e-05 | 3.4029e-05
0.0001143 | 3.4225e-05 | 6.1924e-05 | 4.9367e-05 | 3.8366e-05 | 0.00015607 | 3.2594e-05 | 0.00013595 | 1.9227e-05 | 8.3518e-05 | 8.1646e-05 | 0.00011965 | 4.53e-05 | 4.9946e-05 | 7.6003e-05 | 2.8263e-05 | 0.00013124 | 3.1994e-05
0.00013672 | 3.6004e-05 | 4.5944e-05 | 4.6023e-05 | 3.9206e-05 | 0.00012285 | 6.9877e-05 | 0.00013239 | 2.2975e-05 | 5.4758e-05 | 0.00015869 | 0.00012432 | 7.0771e-05 | 4.9071e-05 | 6.1776e-05 | 3.4245e-05 | 0.00015713 | 9.0415e-05
9.7533e-05 | 0.00010339 | 4.905e-05 | 0.00010889 | 3.7577e-05 | 0.00037325 | 0.00011781 | 0.0001358 | 3.0306e-05 | 8.7633e-05 | 0.00026012 | 0.00012326 | 0.00012806 | 4.75e-05 | 8.8085e-05 | 3.8591e-05 | 0.00013162 | 0.00011329
4.0018e-05 | 0.00011382 | 0.00011324 | 0.00023327 | 3.9206e-05 | 8.8039e-05 | 0.00011131 | 0.0001457 | 5.4123e-05 | 4.2171e-05 | 0.00026188 | 0.00012656 | 0.00010342 | 4.9328e-05 | 7.7968e-05 | 7.0896e-05 | 0.00013345 | 0.00010474
7.5862e-05 | 0.00013698 | 0.00022964 | 0.0003865 | 3.8417e-05 | 2.9928e-05 | 0.00013812 | 0.00014643 | 0.00010421 | 4.3888e-05 | 0.00029929 | 0.0001261 | 0.00013319 | 3.9622e-05 | 0.00010255 | 0.00021368 | 0.0001216 | 0.0001469
5.5517e-05 | 0.00023991 | 0.00031138 | 0.00072026 | 3.8417e-05 | 0.00017971 | 0.00010138 | 0.00015322 | 0.00014173 | 9.8201e-05 | 0.00032631 | 0.00013712 | 0.00010104 | 3.4087e-05 | 0.00010878 | 0.00045436 | 8.9386e-05 | 0.00087179
6.9886e-05 | 0.00037624 | 0.0004864 | 0.00073161 | 9.5506e-05 | 3.7744e-05 | 8.6391e-05 | 0.00016466 | 0.00010421 | 0.0004187 | 0.00032126 | 0.00014776 | 0.00011113 | 0.00019051 | 7.8438e-05 | 0.00070515 | 7.337e-05 | 0.00063719
6.25e-05 | 0.00061722 | 0.00064913 | 0.00082019 | 0.00081318 | 0.00014569 | 8.4419e-05 | 0.00016756 | 0.00012251 | 0.00013122 | 0.00030082 | 0.00015031 | 0.00012742 | 0.00012717 | 4.6375e-05 | 0.00066333 | 5.5868e-05 | 0.00088516
4.5432e-05 | 0.0010201 | 0.0010604 | 0.0010755 | 0.0019543 | 0.00027895 | 8.6321e-05 | 0.00017377 | 0.00020648 | 5.261e-05 | 0.00025086 | 0.00015354 | 0.00014322 | 0.00021328 | 6.45e-05 | 0.00080105 | 4.2949e-05 | 0.0010223
0.00024019 | 0.0009709 | 0.0012791 | 0.0011443 | 0.00174 | 0.0004303 | 7.3683e-05 | 0.00017685 | 0.00024105 | 0.00015159 | 0.00039414 | 0.00015838 | 7.907e-05 | 0.00054953 | 0.00010197 | 0.00098171 | 5.1706e-05 | 0.00044271
0.00074835 | 0.0013918 | 0.0016539 | 0.0012167 | 0.0013618 | 0.00044823 | 9.8286e-05 | 0.00017973 | 0.00031759 | 0.00016716 | 0.00032226 | 0.00017173 | 7.7932e-05 | 0.00048766 | 0.00012086 | 0.0014064 | 4.9953e-05 | 0.00045118
0.00081481 | 0.0014546 | 0.0018885 | 0.0014424 | 0.0011089 | 0.00083065 | 0.0001037 | 0.00018202 | 0.00033204 | 0.00013775 | 0.00029383 | 0.00018391 | 0.00031287 | 0.00050253 | 0.00033244 | 0.0018723 | 7.0393e-05 | 0.00047895
0.00050575 | 0.0018995 | 0.0018248 | 0.0015765 | 0.00057939 | 0.00092533 | 0.00010189 | 0.00018191 | 0.00037155 | 7.9706e-05 | 0.00029449 | 0.00016319 | 0.0003291 | 0.000246 | 0.00035206 | 0.0018275 | 0.00013183 | 0.00033978
0.00049096 | 0.0019284 | 0.0015875 | 0.001537 | 3.9206e-05 | 0.0006647 | 0.00011798 | 0.00017796 | 0.00034933 | 0.00037813 | 0.00024235 | 0.00016211 | 0.00025727 | 0.00011246 | 0.00011564 | 0.0013525 | 0.00015737 | 0.00044276
0.00029566 | 0.0014727 | 0.0012111 | 0.0013021 | 3.9206e-05 | 0.00032884 | 0.00011978 | 0.00016979 | 0.00027777 | 0.00013704 | 0.00013548 | 0.00015544 | 0.00012027 | 0.00036558 | 0.00021685 | 0.00068948 | 0.00012407 | 0.00013149
0.00035147 | 0.00091673 | 0.0007189 | 0.00092428 | 3.8417e-05 | 0.00013342 | 0.00012416 | 0.00015879 | 0.00015876 | 0.00010229 | 6.772e-05 | 0.00016355 | 6.1494e-05 | 0.00021031 | 0.00010509 | 0.00046953 | 0.00012652 | 0.00038183
6.3749e-05 | 0.00061841 | 0.00041583 | 0.00067159 | 3.8417e-05 | 0.00022345 | 8.0065e-05 | 0.00016642 | 9.4611e-05 | 9.898e-05 | 5.9912e-07 | 0.00015578 | 4.6128e-05 | 9.7318e-06 | 3.2185e-05 | 0.0003323 | 7.7161e-05 | 0.00024271
8.1585e-05 | 0.00034947 | 0.0003007 | 0.00045391 | 3.8366e-05 | 4.195e-05 | 4.6731e-05 | 0.0001529 | 8.8605e-05 | 5.8132e-05 | 6.6568e-07 | 0.00014272 | 2.8041e-05 | 1.9515e-05 | 2.67e-05 | 0.00029878 | 7.1358e-05 | 0.00010304
5.4413e-05 | 0.00022978 | 0.0001814 | 0.0003503 | 3.8366e-05 | 7.3072e-05 | 1.9207e-05 | 0.00015673 | 7.2211e-05 | 4.2257e-05 | 6.324e-07 | 0.00013346 | 3.0857e-05 | 1.0865e-05 | 1.3991e-05 | 0.0002874 | 2.9429e-05 | 4.6216e-05
4.559e-05 | 8.8463e-05 | 0.00012197 | 0.00013785 | 3.9206e-05 | 5.3511e-05 | 2.7145e-05 | 0.00014512 | 5.3176e-05 | 4.4274e-05 | 6.6568e-07 | 0.00013147 | 1.5189e-05 | 2.0751e-05 | 9.6697e-06 | 0.00027826 | 2.4373e-05 | 2.5442e-07
5.8485e-05 | 4.1894e-05 | 9.0501e-05 | 0.00010885 | 3.8366e-05 | 7.125e-05 | 1.1996e-05 | 0.00014159 | 4.474e-05 | 5.0606e-05 | 6.6568e-07 | 0.00012508 | 7.9232e-06 | 1.21e-05 | 5.0702e-06 | 0.00015906 | 3.102e-05 | 1.9082e-07
0.00020992 | 3.9866e-05 | 6.5467e-05 | 6.443e-05 | 3.9206e-05 | 8.5546e-05 | 7.6334e-06 | 0.00013147 | 2.8554e-05 | 4.55e-05 | 6.6568e-07 | 0.00012232 | 7.4157e-06 | 2.2553e-05 | 3.1876e-06 | 6.4258e-05 | 3.6788e-05 | 0
8.6012e-05 | 2.2159e-05 | 5.1121e-05 | 5.1791e-05 | 3.7525e-05 | 9.3344e-05 | 4.3289e-06 | 0.00014385 | 2.5922e-05 | 4.4789e-05 | 6.324e-07 | 0.00012242 | 5.3504e-06 | 2.2399e-05 | 3.3373e-06 | 1.5618e-05 | 4.4969e-05 | 1.9082e-07
5.9528e-05 | 2.1192e-05 | 3.2248e-05 | 5.1566e-05 | 3.8366e-05 | 0.00011514 | 1.4215e-05 | 0.00012851 | 2.4795e-05 | 7.9373e-05 | 6.6568e-07 | 0.00011883 | 1.6396e-05 | 2.2965e-05 | 1.842e-05 | 2.692e-05 | 9.1016e-05 | 4.4524e-07
0.00015982 | 3.0798e-05 | 5.2699e-05 | 6.8725e-05 | 3.9206e-05 | 0.00015647 | 7.4991e-05 | 0.0001372 | 1.9257e-05 | 6.5197e-05 | 5.9912e-07 | 0.00013491 | 4.4601e-05 | 1.1997e-05 | 8.0116e-05 | 0.00016782 | 0.00013963 | 1.4917e-06
0.00020554 | 6.5003e-05 | 5.7805e-05 | 9.8745e-05 | 3.7577e-05 | 0.00014675 | 9.6676e-05 | 0.00012883 | 2.0708e-05 | 0.00010825 | 7.5955e-05 | 0.00012439 | 8.642e-05 | 2.3068e-05 | 8.7663e-05 | 3.8182e-05 | 0.00018116 | 6.8815e-05
4.066e-05 | 3.246e-05 | 9.2691e-05 | 0.0001394 | 3.9206e-05 | 0.00012604 | 0.00014413 | 0.00013412 | 4.5489e-05 | 7.112e-05 | 0.00020374 | 0.00011951 | 0.00012941 | 2.1678e-05 | 0.00011058 | 2.2195e-05 | 0.00014053 | 0.00011472
5.7943e-05 | 3.0083e-05 | 0.00011812 | 0.00021193 | 3.9206e-05 | 6.6864e-05 | 0.00017461 | 0.00014416 | 6.5687e-05 | 7.9592e-05 | 0.00016227 | 0.00012214 | 7.9141e-05 | 1.0916e-05 | 6.5165e-05 | 6.3498e-05 | 0.00012692 | 9.2931e-05
6.7211e-05 | 7.8655e-05 | 0.00020807 | 0.00031893 | 3.9206e-05 | 9.1451e-05 | 0.0001455 | 0.00013866 | 7.0446e-05 | 5.9486e-05 | 0.00024936 | 0.00012961 | 6.8796e-05 | 1.0164e-05 | 7.1837e-05 | 0.00013792 | 0.00013248 | 0.00013121
4.6258e-05 | 0.00014749 | 0.00028569 | 0.00046001 | 3.7577e-05 | 0.00016438 | 0.00014184 | 0.00015238 | 8.6354e-05 | 0.00012043 | 0.00036921 | 0.00013994 | 0.00013555 | 1.0484e-05 | 6.8189e-05 | 0.00030283 | 0.00011697 | 0.00011129
3.8455e-05 | 0.00032867 | 0.00032374 | 0.00067991 | 3.9206e-05 | 0.00024741 | 0.00011005 | 0.00015234 | 7.104e-05 | 8.0326e-05 | 0.00036944 | 0.00015129 | 9.0186e-05 | 0.0002643 | 7.3004e-05 | 0.00043123 | 6.1888e-05 | 0.00025513
0.00019512 | 0.00058519 | 0.00047076 | 0.00096151 | 0.00016234 | 0.00034877 | 0.0001057 | 0.00016482 | 7.1143e-05 | 7.3427e-05 | 0.00036987 | 0.00015279 | 0.00010093 | 0.00010903 | 3.7536e-05 | 0.00067115 | 7.9906e-05 | 0.00017278
0.00028541 | 0.00074933 | 0.00066484 | 0.001049 | 6.2035e-05 | 0.0004823 | 0.00011013 | 0.00017042 | 0.00021012 | 6.1188e-05 | 0.00034043 | 0.00015123 | 2.8287e-05 | 0.000189 | 3.177e-05 | 0.0010675 | 7.225e-05 | 0.00027175
0.00046997 | 0.00082542 | 0.00087794 | 0.0010412 | 3.9257e-05 | 0.00071756 | 7.0625e-05 | 0.00016564 | 0.00025028 | 4.084e-05 | 0.00033427 | 0.00015983 | 0.00015991 | 0.0001741 | 4.7044e-05 | 0.0011148 | 5.3946e-05 | 0.00023193
0.00070998 | 0.00075977 | 0.0011302 | 0.0010639 | 4.0046e-05 | 0.00099942 | 8.5758e-05 | 0.00017463 | 0.00023555 | 6.5401e-05 | 0.00021175 | 0.00015999 | 0.0001866 | 2.0792e-05 | 0.00024451 | 0.0011289 | 6.8665e-05 | 0.00084497
0.00055663 | 0.0011706 | 0.0012846 | 0.001152 | 0.00021436 | 0.00099904 | 0.00010395 | 0.00017685 | 0.00025746 | 0.00016079 | 0.00018393 | 0.00015888 | 0.00033698 | 1.9567e-06 | 0.00035337 | 0.0016728 | 7.0952e-05 | 0.00057608
0.00034515 | 0.0012356 | 0.0012001 | 0.0013212 | 0.00012437 | 0.00096207 | 0.00010211 | 0.00017628 | 0.00031734 | 6.5515e-05 | 0.00018393 | 0.00015582 | 0.00034342 | 0.00021106 | 0.00026529 | 0.0013478 | 0.00012823 | 0.00041819
0.00029732 | 0.0012347 | 0.0010682 | 0.0011858 | 3.9257e-05 | 0.00071604 | 0.00013199 | 0.00017648 | 0.00027561 | 0.00015406 | 0.00018192 | 0.00015688 | 0.0003021 | 0.00042537 | 0.00018129 | 0.00090916 | 0.00015762 | 0.00023587
0.0003259 | 0.0010417 | 0.00074305 | 0.00096978 | 3.9206e-05 | 0.00066508 | 0.00014752 | 0.00016689 | 0.00017138 | 0.00019021 | 0.00013559 | 0.00015478 | 0.00014655 | 0.00026111 | 0.00016021 | 0.00056423 | 0.00011454 | 0.00021395
0.00012277 | 0.00050417 | 0.00057284 | 0.00072498 | 3.9206e-05 | 0.000204 | 0.00014438 | 0.00016101 | 0.0001006 | 0.00027307 | 6.8512e-05 | 0.00015438 | 8.2923e-05 | 9.4229e-06 | 5.3247e-05 | 0.00056433 | 0.00011649 | 0.00011944
7.0566e-05 | 0.00043485 | 0.00039761 | 0.0005555 | 3.8366e-05 | 0.00013396 | 0.00012449 | 0.0001544 | 7.5714e-05 | 6.0485e-05 | 5.9912e-07 | 0.00014476 | 5.1813e-05 | 9.6288e-06 | 2.1629e-05 | 0.0002145 | 0.00010843 | 2.7656e-05
4.0052e-05 | 0.00026445 | 0.0003402 | 0.00036102 | 3.6736e-05 | 9.0515e-05 | 5.9682e-05 | 0.00014538 | 8.3761e-05 | 4.7111e-05 | 5.3255e-07 | 0.00014126 | 3.237e-05 | 9.9378e-06 | 1.6209e-05 | 7.0822e-05 | 7.5052e-05 | 1.4998e-05
6.8869e-05 | 0.00022469 | 0.0002144 | 0.00029869 | 3.5846e-05 | 2.5482e-05 | 3.1836e-05 | 0.00015406 | 5.5476e-05 | 3.9501e-05 | 5.6583e-07 | 0.00013186 | 5.8197e-06 | 1.0298e-05 | 5.9962e-06 | 0.00014738 | 6.2459e-05 | 1.9479e-07
4.8074e-05 | 0.0001402 | 0.00016845 | 0.00019547 | 3.5846e-05 | 2.4729e-05 | 1.8789e-05 | 0.00012777 | 4.0083e-05 | 3.463e-05 | 5.3255e-07 | 0.00012866 | 7.4228e-06 | 1.0762e-05 | 5.591e-06 | 0.00014374 | 4.4451e-05 | 1.2986e-07
4.3332e-05 | 4.1923e-05 | 0.00014464 | 0.00011581 | 3.5088e-05 | 2.5581e-05 | 7.8612e-06 | 0.00014101 | 3.0855e-05 | 5.6741e-05 | 5.3255e-07 | 0.00012493 | 2.0415e-05 | 2.1369e-05 | 5.3605e-06 | 0.00023597 | 3.9749e-05 | 1.2986e-07
4.5873e-05 | 5.4308e-05 | 0.00010601 | 0.00012039 | 3.4331e-05 | 2.5402e-05 | 4.7679e-06 | 0.00012471 | 2.5891e-05 | 4.8398e-05 | 5.9912e-07 | 0.00011914 | 2.9577e-06 | 2.3428e-05 | 6.1043e-06 | 0.00018526 | 3.441e-05 | 1.2986e-07
4.4098e-05 | 2.2093e-05 | 0.00011536 | 7.3185e-05 | 3.5846e-05 | 2.5581e-05 | 4.9847e-06 | 0.00012225 | 2.5321e-05 | 6.2554e-05 | 5.3255e-07 | 0.00011772 | 1.5836e-05 | 2.3995e-05 | 5.8836e-06 | 0.00012189 | 3.4929e-05 | 3.2465e-07
5.7357e-05 | 1.6955e-05 | 7.3822e-05 | 5.2769e-05 | 3.4354e-05 | 2.4729e-05 | 1.4312e-05 | 0.00012829 | 2.0016e-05 | 4.7362e-05 | 5.6583e-07 | 0.00011882 | 2.631e-05 | 2.4664e-05 | 1.3507e-05 | 8.0314e-05 | 6.1914e-05 | 3.8958e-07
0.00013503 | 3.6202e-05 | 7.5214e-05 | 4.3375e-05 | 3.4331e-05 | 2.5468e-05 | 6.0518e-05 | 0.00013375 | 2.5911e-05 | 5.202e-05 | 5.3255e-07 | 0.00012015 | 6.3904e-05 | 2.4149e-05 | 5.4999e-05 | 2.7973e-05 | 0.00010765 | 1.2986e-06
0.00018747 | 2.6823e-05 | 8.7153e-05 | 5.3561e-05 | 3.5846e-05 | 2.6283e-05 | 8.3412e-05 | 0.0001283 | 2.5416e-05 | 7.1813e-05 | 7.702e-05 | 0.00012185 | 9.9435e-05 | 2.3583e-05 | 8.4481e-05 | 3.2839e-05 | 0.00015662 | 3.9049e-05
0.00011262 | 5.6074e-05 | 9.4454e-05 | 0.00012435 | 3.5112e-05 | 2.5215e-05 | 0.00016061 | 0.00013395 | 3.5384e-05 | 7.2125e-05 | 0.00025859 | 0.00012185 | 5.9783e-05 | 1.1791e-05 | 0.00011245 | 0.00019707 | 0.00014631 | 0.00023999
7.1719e-05 | 9.6048e-05 | 0.00010932 | 0.00023884 | 3.594e-05 | 2.6131e-05 | 0.00019133 | 0.00013162 | 9.7182e-05 | 4.7497e-05 | 0.00029132 | 0.00012268 | 7.5239e-05 | 1.9721e-05 | 9.5363e-05 | 0.00017993 | 0.00019884 | 0.00043694
4.1547e-05 | 0.00015896 | 0.00013151 | 0.00036872 | 3.5088e-05 | 2.503e-05 | 0.00020581 | 0.00014617 | 7.6656e-05 | 8.8833e-05 | 0.00035855 | 0.0001337 | 0.0001293 | 1.2832e-05 | 0.00010934 | 0.00014163 | 0.00012228 | 0.00085121
4.3724e-05 | 0.00022638 | 0.00022678 | 0.00040831 | 3.5112e-05 | 2.5444e-05 | 0.00016338 | 0.00015851 | 0.00011457 | 0.00010583 | 0.00048002 | 0.00013672 | 0.0002042 | 0.00017504 | 3.0489e-05 | 0.0002125 | 0.00012313 | 0.00089728
4.301e-05 | 0.00050018 | 0.00043033 | 0.00067417 | 0.00013053 | 2.4845e-05 | 0.00012953 | 0.00015768 | 9.1728e-05 | 6.6346e-05 | 0.0003974 | 0.00014129 | 0.00012692 | 0.00040723 | 0.00011731 | 0.00028288 | 6.3347e-05 | 0.00014695
0.00012806 | 0.0007427 | 0.00068544 | 0.00086404 | 0.00040378 | 0.00025803 | 0.0001068 | 0.00016485 | 0.00019463 | 5.5125e-05 | 0.00045026 | 0.00014521 | 5.6869e-05 | 0.00017813 | 0.0001007 | 0.0004273 | 5.8125e-05 | 0.00015382
0.00016751 | 0.0010843 | 0.0008219 | 0.0010984 | 0.0006389 | 0.00016103 | 0.00011446 | 0.00015836 | 0.00029281 | 4.1455e-05 | 0.0004506 | 0.00014681 | 7.106e-05 | 0.00018949 | 4.7346e-05 | 0.00097672 | 5.58e-05 | 2.8245e-05
0.00043405 | 0.001128 | 0.0010329 | 0.0011587 | 0.00079437 | 0.00033266 | 0.0001125 | 0.00016607 | 0.00030409 | 8.7057e-05 | 0.00044322 | 0.00014862 | 0.00010711 | 0.00017393 | 0.00014388 | 0.00098516 | 7.5728e-05 | 4.5451e-07
0.00073714 | 0.0012198 | 0.001204 | 0.0010896 | 0.00082541 | 0.00047967 | 9.4606e-05 | 0.00017567 | 0.00031184 | 9.0747e-05 | 0.00032872 | 0.00015773 | 0.00011066 | 0.00013839 | 8.8811e-05 | 0.0013469 | 9.0266e-05 | 9.0903e-07
0.00046749 | 0.001815 | 0.0012569 | 0.0013598 | 0.00082898 | 0.00069416 | 0.00010794 | 0.00017753 | 0.00034763 | 0.00011328 | 0.00024499 | 0.0001604 | 0.00021702 | 9.4332e-05 | 0.00023732 | 0.0012068 | 8.8371e-05 | 0.00030674
0.00055983 | 0.0014818 | 0.0011783 | 0.0013058 | 0.00017802 | 0.00061316 | 0.00010482 | 0.00018239 | 0.00034029 | 7.1064e-05 | 0.00021197 | 0.00016827 | 0.00021676 | 0.00017675 | 0.00036198 | 0.0010688 | 0.00013643 | 0.00040164
0.00025777 | 0.0011486 | 0.0010144 | 0.0011249 | 0.0001312 | 0.0001382 | 0.00013116 | 0.00016402 | 0.00028349 | 0.00013441 | 0.00025121 | 0.00015962 | 0.00020202 | 0.00025929 | 0.00031288 | 0.00093194 | 0.00010826 | 0.00037039
0.00020822 | 0.00070463 | 0.00078659 | 0.001009 | 5.1734e-05 | 9.2052e-05 | 9.2488e-05 | 0.00015688 | 0.00024747 | 6.4374e-05 | 0.00013599 | 0.00015455 | 0.00011028 | 0.00029914 | 9.1565e-05 | 0.00043594 | 0.00012245 | 0.00016939
6.241e-05 | 0.00036419 | 0.00037744 | 0.00092876 | 4.6124e-05 | 2.5203e-05 | 0.00010577 | 0.00015885 | 0.00018833 | 7.4248e-05 | 6.8306e-05 | 0.00014121 | 6.471e-05 | 0.00048473 | 6.2097e-05 | 0.00019847 | 0.00011132 | 6.6125e-05
0.00018418 | 0.00027559 | 0.00037193 | 0.00073025 | 4.6858e-05 | 4.955e-05 | 6.6206e-05 | 0.00014859 | 9.283e-05 | 7.2024e-05 | 5.3255e-07 | 0.00013984 | 7.2757e-05 | 3.6919e-05 | 3.0736e-05 | 8.7076e-05 | 8.0192e-05 | 2.5972e-07
0.00023216 | 0.00017021 | 0.00022152 | 0.00040253 | 4.6077e-05 | 2.5217e-05 | 5.5814e-05 | 0.00014682 | 6.1527e-05 | 6.7379e-05 | 5.6583e-07 | 0.00013569 | 4.1574e-05 | 8.5032e-05 | 3.3854e-05 | 7.5556e-05 | 8.5905e-05 | 2.5972e-07
0.00016089 | 0.00020049 | 0.00017761 | 0.00028645 | 4.6858e-05 | 2.5068e-05 | 3.1833e-05 | 0.000151 | 4.0312e-05 | 4.5893e-05 | 5.3255e-07 | 0.00013162 | 5.5752e-05 | 4.6404e-05 | 1.2156e-05 | 2.2494e-05 | 5.4422e-05 | 2.5972e-07
5.0721e-05 | 0.0001521 | 8.2279e-05 | 0.00020351 | 4.6858e-05 | 2.5044e-05 | 1.7964e-05 | 0.00013934 | 3.8179e-05 | 4.5678e-05 | 5.6583e-07 | 0.00012592 | 4.0878e-05 | 3.7382e-05 | 5.791e-06 | 8.5767e-05 | 3.9495e-05 | 2.5972e-07
5.0193e-05 | 0.00011335 | 8.7555e-05 | 0.0001448 | 4.7592e-05 | 2.5068e-05 | 3.7406e-06 | 0.00013485 | 2.0846e-05 | 4.2123e-05 | 5.9912e-07 | 0.00012228 | 3.3263e-05 | 3.6559e-05 | 6.4154e-05 | 0.00011219 | 3.171e-05 | 6.4931e-08
0.00020845 | 2.5407e-05 | 8.1087e-05 | 8.6039e-05 | 4.5343e-05 | 2.4902e-05 | 3.339e-06 | 0.00013158 | 1.8383e-05 | 4.0387e-05 | 6.6568e-07 | 0.00012052 | 3.1958e-05 | 3.4293e-05 | 6.1101e-06 | 0.00010977 | 4.2312e-05 | 1.9479e-07
0.00010682 | 1.6739e-05 | 0.00010954 | 6.5345e-05 | 4.6124e-05 | 2.4895e-05 | 3.8921e-06 | 0.00013409 | 1.6415e-05 | 3.788e-05 | 5.9912e-07 | 0.00012121 | 2.9998e-05 | 3.2954e-05 | 5.8976e-06 | 6.169e-05 | 3.6018e-05 | 2.5972e-07
7.1418e-05 | 1.7321e-05 | 0.0001088 | 4.2693e-05 | 4.5343e-05 | 2.5316e-05 | 4.7383e-06 | 0.00012972 | 1.641e-05 | 3.4796e-05 | 5.6583e-07 | 0.00012108 | 1.6813e-05 | 3.1513e-05 | 6.1619e-06 | 1.0565e-05 | 7.3128e-05 | 9.0903e-07
0.00017485 | 2.63e-05 | 0.00010176 | 4.3966e-05 | 4.6858e-05 | 2.5667e-05 | 1.417e-05 | 0.00012375 | 1.4711e-05 | 6.4499e-05 | 5.3255e-07 | 0.00011314 | 5.4572e-05 | 2.9865e-05 | 6.9921e-05 | 1.0743e-05 | 7.7966e-05 | 3.1829e-05
0.00018347 | 3.2758e-05 | 0.00010543 | 9.7599e-05 | 4.7592e-05 | 2.538e-05 | 8.318e-05 | 0.00012563 | 2.1979e-05 | 9.1462e-05 | 7.6421e-05 | 0.000119 | 6.0758e-05 | 2.8063e-05 | 7.6742e-05 | 1.5437e-05 | 0.00012636 | 5.2905e-05
0.00015713 | 3.5508e-05 | 0.0001033 | 0.00010615 | 4.6124e-05 | 2.5302e-05 | 0.00014841 | 0.00013767 | 2.5192e-05 | 5.4432e-05 | 0.00015564 | 0.00012019 | 0.00013608 | 2.4355e-05 | 0.00014878 | 2.6174e-05 | 0.00012925 | 6.4957e-05
0.00012786 | 6.5519e-05 | 0.00011496 | 0.00013148 | 4.61e-05 | 5.3499e-05 | 0.00013183 | 0.00013873 | 2.8279e-05 | 5.841e-05 | 0.00012141 | 0.00012099 | 0.00013539 | 1.21e-05 | 0.00015669 | 1.9223e-05 | 9.8898e-05 | 0.00013174
0.00013747 | 0.00010443 | 0.00015207 | 0.00023329 | 4.6858e-05 | 2.5302e-05 | 0.00020566 | 0.00013639 | 6.3667e-05 | 5.6797e-05 | 0.00024068 | 0.00011882 | 0.00012332 | 1.1277e-05 | 5.1268e-05 | 0.00010554 | 0.00014972 | 7.006e-05
7.7122e-05 | 0.00020382 | 0.00013681 | 0.00042861 | 4.7592e-05 | 2.4615e-05 | 0.00020345 | 0.00014047 | 9.3935e-05 | 8.4345e-05 | 0.00039789 | 0.00013479 | 0.00018632 | 1.7147e-05 | 0.00015674 | 0.00016454 | 0.00010585 | 0.00017433
5.0803e-05 | 0.00029889 | 0.00022635 | 0.00056056 | 4.61e-05 | 2.5117e-05 | 0.00017916 | 0.00015834 | 0.00012672 | 7.5119e-05 | 0.00048307 | 0.00014136 | 0.00013912 | 0.00025872 | 0.00031092 | 0.00031297 | 0.00012445 | 0.00016921
0.00019436 | 0.0006573 | 0.00044523 | 0.00088909 | 4.6858e-05 | 5.7367e-05 | 0.00015891 | 0.00016534 | 0.00018025 | 6.6243e-05 | 0.00048481 | 0.00014687 | 0.00015426 | 0.0001092 | 0.00014914 | 0.00047137 | 8.6974e-05 | 0.00019908
0.00020857 | 0.00099527 | 0.00064595 | 0.00088421 | 4.7592e-05 | 0.00022907 | 0.00018932 | 0.00016765 | 0.00017122 | 7.8461e-05 | 0.00047855 | 0.000146 | 0.00021867 | 0.0001896 | 4.3227e-05 | 0.00080068 | 5.259e-05 | 0.00030251
0.00035655 | 0.00089847 | 0.00084667 | 0.0010538 | 0.0007498 | 0.00013679 | 0.00018978 | 0.00017418 | 0.00023978 | 8.9306e-05 | 0.00044239 | 0.00015245 | 0.00022767 | 0.00038867 | 3.6343e-05 | 0.0008897 | 7.1445e-05 | 0.00038246
0.00027973 | 0.0012029 | 0.0010746 | 0.0012482 | 0.00072324 | 0.00055595 | 0.00015456 | 0.00016136 | 0.00025834 | 6.6674e-05 | 0.00032593 | 0.00015846 | 0.00018981 | 0.0002384 | 0.00012356 | 0.00071274 | 8.5436e-05 | 0.00035917
0.0003114 | 0.0013686 | 0.0010643 | 0.0012444 | 0.00014744 | 0.00050165 | 0.00014896 | 0.00017361 | 0.00024025 | 5.2348e-05 | 0.00021558 | 0.0001537 | 0.00027317 | 1.5962e-06 | 0.00028773 | 0.00083951 | 9.0143e-05 | 0.00043814
0.00043191 | 0.001358 | 0.0010186 | 0.0011202 | 0.00024361 | 0.00028011 | 0.00010026 | 0.00016706 | 0.00027895 | 0.00012734 | 0.00021405 | 0.00016658 | 0.0002405 | 0.00010772 | 0.00051776 | 0.0005847 | 0.00012834 | 0.00025141
0.00041081 | 0.00093485 | 0.0008631 | 0.00097154 | 4.7592e-05 | 9.9203e-05 | 0.00014156 | 0.00015781 | 0.00025032 | 0.00011801 | 0.00019282 | 0.00015988 | 8.059e-05 | 0.00020079 | 0.00043453 | 0.00045724 | 0.00013507 | 0.00020012
0.00018182 | 0.00087786 | 0.00064789 | 0.00067364 | 4.6858e-05 | 3.1331e-05 | 0.00013678 | 0.00016081 | 0.00020683 | 9.8689e-05 | 0.00016908 | 0.00014695 | 7.5188e-05 | 0.00013346 | 0.00022886 | 0.00036074 | 0.0001276 | 0.00022239
0.00010803 | 0.00043904 | 0.00050069 | 0.00056251 | 4.6858e-05 | 2.4615e-05 | 0.00010935 | 0.00015548 | 0.00016431 | 6.1314e-05 | 0.00010678 | 0.00014017 | 6.0272e-05 | 0.0002486 | 6.9771e-05 | 0.00020737 | 8.5066e-05 | 0.00013259
6.535e-05 | 0.00048127 | 0.00028017 | 0.0005195 | 4.4609e-05 | 2.5631e-05 | 6.491e-05 | 0.00014798 | 0.00010808 | 5.8323e-05 | 9.7989e-06 | 0.00013684 | 3.3519e-05 | 4.1553e-05 | 1.8512e-05 | 3.2748e-05 | 7.3945e-05 | 2.8569e-06
0.0003683 | 0.00022893 | 0.00021596 | 0.00029613 | 4.6124e-05 | 2.4381e-05 | 6.8553e-05 | 0.00014011 | 6.2896e-05 | 4.9429e-05 | 5.3255e-07 | 0.00013233 | 4.5453e-05 | 2.2914e-05 | 1.4919e-05 | 7.9706e-05 | 5.8137e-05 | 4.1685e-05
9.5051e-05 | 9.7519e-05 | 0.00017008 | 0.00018663 | 4.7592e-05 | 2.4803e-05 | 5.0475e-05 | 0.00014025 | 2.6986e-05 | 5.916e-05 | 5.6583e-07 | 0.000128 | 3.0954e-05 | 1.3542e-05 | 6.2728e-06 | 2.5157e-05 | 5.8216e-05 | 1.9479e-07
5.1227e-05 | 5.8003e-05 | 0.00012045 | 0.00016085 | 4.61e-05 | 2.5209e-05 | 2.7808e-05 | 0.00013452 | 2.3535e-05 | 7.1941e-05 | 5.3255e-07 | 0.00012957 | 1.2303e-05 | 2.451e-05 | 8.1157e-06 | 1.1032e-05 | 2.623e-05 | 1.2986e-07
5.1723e-05 | 5.2668e-05 | 0.00012332 | 0.00013087 | 4.6835e-05 | 2.4803e-05 | 7.3469e-06 | 0.00013789 | 3.3998e-05 | 4.3962e-05 | 5.6583e-07 | 0.00011812 | 4.5932e-06 | 2.5643e-05 | 5.965e-06 | 4.1577e-05 | 2.6144e-05 | 3.8958e-07
6.5959e-05 | 2.9048e-05 | 0.00011343 | 9.4443e-05 | 4.6858e-05 | 2.5383e-05 | 3.4408e-06 | 0.00013675 | 2.681e-05 | 4.4926e-05 | 6.324e-07 | 0.00011931 | 3.8064e-06 | 2.5334e-05 | 6.0272e-06 | 0.00011492 | 3.5066e-05 | 1.2986e-07
5.176e-05 | 2.5944e-05 | 9.5834e-05 | 7.8167e-05 | 4.6858e-05 | 2.5482e-05 | 3.2364e-06 | 0.0001225 | 2.4065e-05 | 4.4167e-05 | 6.324e-07 | 0.00011341 | 4.8258e-06 | 2.5848e-05 | 5.794e-06 | 9.4035e-05 | 2.3952e-05 | 4.6166e-05
5.0837e-05 | 2.1059e-05 | 0.00010009 | 5.904e-05 | 4.5343e-05 | 2.4215e-05 | 5.2111e-06 | 0.00013326 | 2.3632e-05 | 4.9213e-05 | 5.3255e-07 | 0.00011282 | 2.678e-05 | 2.5951e-05 | 7.8825e-06 | 1.5635e-05 | 5.1467e-05 | 3.2465e-07
5.2406e-05 | 2.5228e-05 | 9.4084e-05 | 4.1153e-05 | 4.7592e-05 | 2.5482e-05 | 1.5451e-05 | 0.00014179 | 2.2084e-05 | 5.4116e-05 | 5.6583e-07 | 0.00011549 | 3.1726e-05 | 2.6054e-05 | 2.5704e-05 | 1.9014e-05 | 9.8743e-05 | 0.00019882
5.0427e-05 | 2.1771e-05 | 0.00011634 | 5.4102e-05 | 4.5343e-05 | 2.5816e-05 | 6.6234e-05 | 0.00013263 | 1.9136e-05 | 9.7864e-05 | 5.0412e-05 | 0.0001207 | 6.1519e-05 | 2.5025e-05 | 0.00010506 | 1.3509e-05 | 0.00015606 | 1.7531e-06
5.5395e-05 | 4.0746e-05 | 0.0001607 | 6.4029e-05 | 4.6124e-05 | 2.5468e-05 | 0.00013499 | 0.00012952 | 2.536e-05 | 4.7046e-05 | 0.00018789 | 0.00012054 | 0.00014811 | 2.3583e-05 | 0.00017292 | 1.9777e-05 | 0.00019379 | 3.3192e-05
5.3576e-05 | 6.0697e-05 | 0.00016062 | 0.00014395 | 4.61e-05 | 2.5044e-05 | 0.00013632 | 0.00014106 | 4.2253e-05 | 0.00014069 | 0.00013861 | 0.00011908 | 0.00015688 | 2.1575e-05 | 9.7945e-05 | 5.6319e-05 | 0.00021042 | 4.7075e-05
8.7832e-05 | 0.00012374 | 0.00016963 | 0.0002781 | 4.6858e-05 | 2.5153e-05 | 0.00016814 | 0.00013973 | 3.1897e-05 | 3.8228e-05 | 0.00016874 | 0.00012028 | 0.00012753 | 1.0195e-05 | 0.00020559 | 6.633e-05 | 0.00018036 | 0.00010472
0.0001708 | 0.00023069 | 0.0002015 | 0.00036685 | 4.61e-05 | 2.5044e-05 | 0.00021966 | 0.00014788 | 4.8907e-05 | 4.8699e-05 | 0.0002892 | 0.00013475 | 0.00019587 | 1.0144e-05 | 0.00024418 | 8.7216e-05 | 0.00015269 | 5.3282e-05
0.00012564 | 0.00060826 | 0.00025103 | 0.00041755 | 4.61e-05 | 2.4859e-05 | 0.00017994 | 0.00015761 | 6.8503e-05 | 0.00017054 | 0.00035731 | 0.00013894 | 0.00014358 | 0.00026437 | 0.00017448 | 0.0001665 | 8.6882e-05 | 5.8308e-05
0.00014376 | 0.00067416 | 0.00034348 | 0.00066852 | 4.61e-05 | 2.5283e-05 | 0.0001628 | 0.00015046 | 0.00010413 | 5.5998e-05 | 0.00047762 | 0.0001453 | 0.00019665 | 0.00015637 | 0.00010686 | 0.0002849 | 9.0539e-05 | 0.00024583
0.00032656 | 0.00099161 | 0.00045623 | 0.00074502 | 4.61e-05 | 0.00010521 | 9.2684e-05 | 0.00016732 | 0.00014274 | 7.6354e-05 | 0.00048222 | 0.00014954 | 0.00014334 | 0.00063061 | 0.0001432 | 0.00044188 | 6.867e-05 | 0.00037796
0.00028047 | 0.0011229 | 0.00077748 | 0.00095444 | 4.6124e-05 | 0.00015171 | 9.7418e-05 | 0.00016288 | 0.00019428 | 0.00010456 | 0.00047656 | 0.0001563 | 0.00014196 | 0.0002782 | 0.00015467 | 0.00056579 | 5.6041e-05 | 0.00040518
0.00029303 | 0.0017735 | 0.00081195 | 0.00094231 | 4.6835e-05 | 0.00050057 | 0.00012002 | 0.00016201 | 0.00021276 | 0.00031043 | 0.00030246 | 0.00016622 | 0.00014476 | 3.799e-05 | 8.3327e-05 | 0.0010547 | 9.0034e-05 | 0.00042575
0.00033082 | 0.0015582 | 0.0009371 | 0.0010062 | 4.6858e-05 | 0.00030271 | 8.8585e-05 | 0.00017037 | 0.00022183 | 0.0001684 | 0.0001365 | 0.00015756 | 0.00022459 | 0.00021455 | 0.00024055 | 0.00081591 | 8.9523e-05 | 0.00038583
0.00031728 | 0.0016861 | 0.0010717 | 0.0010053 | 4.7592e-05 | 0.00032569 | 7.7481e-05 | 0.00016213 | 0.00018675 | 0.00012396 | 4.0241e-05 | 0.00015107 | 0.00030825 | 0.00028879 | 0.00035843 | 0.00098824 | 0.00013005 | 0.00036461
0.00015709 | 0.0013246 | 0.0010073 | 0.00085613 | 4.6124e-05 | 0.00016413 | 0.00011195 | 0.00016512 | 0.00022417 | 0.00011117 | 7.3019e-05 | 0.00014934 | 0.00017532 | 0.0005458 | 0.00027154 | 0.00079243 | 0.00010606 | 0.00033653
0.00019269 | 0.0010231 | 0.00063525 | 0.00069206 | 0.00044756 | 8.6906e-05 | 0.00010742 | 0.00015369 | 0.00015713 | 8.6352e-05 | 0.00013125 | 0.00014404 | 0.00011763 | 0.00061178 | 0.0001654 | 0.0003106 | 0.0001158 | 0.00028071
0.0002174 | 0.00069514 | 0.00038432 | 0.00067706 | 0.00015522 | 4.9385e-05 | 9.4048e-05 | 0.00014672 | 0.00010965 | 8.5521e-05 | 6.8446e-05 | 0.00013556 | 5.6702e-05 | 0.00032885 | 8.535e-05 | 0.00017587 | 8.9297e-05 | 0.00031416
0.00029844 | 0.00048183 | 0.00033392 | 0.00054134 | 4.5073e-05 | 2.5797e-05 | 7.2605e-05 | 0.0001461 | 8.1302e-05 | 8.8248e-05 | 6.324e-07 | 0.00013609 | 5.972e-05 | 0.00014348 | 8.4935e-06 | 6.475e-05 | 9.0982e-05 | 0.00012086
0.00018341 | 0.00034458 | 0.00030539 | 0.00030583 | 4.7592e-05 | 2.4629e-05 | 6.938e-05 | 0.00015341 | 8.3936e-05 | 4.8622e-05 | 5.3255e-07 | 0.00013503 | 5.9685e-05 | 2.0751e-05 | 1.3203e-05 | 8.3613e-05 | 5.6597e-05 | 3.5686e-05
4.9698e-05 | 0.00019049 | 0.00020285 | 0.00015932 | 4.5343e-05 | 2.5797e-05 | 5.5495e-05 | 0.00014049 | 1.998e-05 | 4.7052e-05 | 5.3255e-07 | 0.00012784 | 2.9335e-05 | 2.2502e-05 | 8.8516e-06 | 0.0001294 | 5.035e-05 | 0.00011628
5.0806e-05 | 6.702e-05 | 0.0001501 | 0.00014866 | 4.6858e-05 | 2.4717e-05 | 4.2637e-05 | 0.00014341 | 2.0639e-05 | 5.4535e-05 | 5.6583e-07 | 0.00012469 | 1.2261e-05 | 2.3531e-05 | 6.0013e-06 | 5.1552e-05 | 2.8103e-05 | 2.5972e-07
6.65e-05 | 8.4051e-05 | 0.00010451 | 6.7342e-05 | 4.6835e-05 | 2.4795e-05 | 1.8393e-05 | 0.00012647 | 1.845e-05 | 4.3606e-05 | 5.9912e-07 | 0.00012282 | 1.8366e-05 | 2.3995e-05 | 5.9028e-06 | 1.3086e-05 | 3.4387e-05 | 1.9479e-07
5.115e-05 | 3.6579e-05 | 0.00012631 | 5.5727e-05 | 4.61e-05 | 2.5631e-05 | 1.4878e-05 | 0.00013677 | 1.644e-05 | 4.1123e-05 | 5.6583e-07 | 0.00011545 | 1.7122e-05 | 2.4561e-05 | 6.1332e-06 | 1.2481e-05 | 2.4957e-05 | 3.8958e-07
5.0705e-05 | 2.108e-05 | 0.00010579 | 3.8963e-05 | 4.6835e-05 | 2.5482e-05 | 1.332e-05 | 0.00012971 | 1.4362e-05 | 5.3633e-05 | 5.3255e-07 | 0.00011664 | 1.1192e-05 | 2.5076e-05 | 1.3526e-05 | 1.6911e-05 | 3.1309e-05 | 1.9479e-07
5.1023e-05 | 2.0991e-05 | 8.6603e-05 | 1.8978e-05 | 4.6858e-05 | 2.4629e-05 | 1.2355e-05 | 0.00013033 | 1.4345e-05 | 0.000129 | 5.9912e-07 | 0.00011839 | 2.1167e-05 | 2.5282e-05 | 2.8049e-05 | 1.4375e-05 | 5.6069e-05 | 3.8958e-07
0.00013741 | 2.8234e-05 | 8.932e-05 | 2.7949e-05 | 4.61e-05 | 2.5982e-05 | 3.5192e-05 | 0.00012129 | 1.643e-05 | 0.00023408 | 5.9912e-07 | 0.00011366 | 6.8537e-05 | 3.7382e-05 | 4.8042e-05 | 1.3691e-05 | 7.0897e-05 | 1.0389e-06
9.4939e-05 | 4.755e-05 | 8.7786e-05 | 4.4467e-05 | 4.6835e-05 | 2.5816e-05 | 6.3422e-05 | 0.00012106 | 1.9089e-05 | 0.00016145 | 7.682e-05 | 0.00011983 | 9.0626e-05 | 2.5385e-05 | 0.00010914 | 1.9497e-05 | 9.0255e-05 | 0.00066262
0.00011839 | 0.00013022 | 0.00010042 | 6.773e-05 | 4.6124e-05 | 2.5054e-05 | 0.00013541 | 0.00012785 | 2.1984e-05 | 0.00012797 | 0.00020263 | 0.00011861 | 0.00015331 | 2.3119e-05 | 0.00020909 | 1.7417e-05 | 0.00012826 | 0.00040861
7.0996e-05 | 6.9329e-05 | 0.00011045 | 8.5421e-05 | 4.61e-05 | 2.5717e-05 | 0.00018006 | 0.0001307 | 3.8323e-05 | 7.4025e-05 | 0.0001572 | 0.00011977 | 0.0002305 | 2.2708e-05 | 0.00017942 | 3.3251e-05 | 0.00018858 | 0.00019038
0.00011492 | 8.2829e-05 | 0.00011569 | 0.00015611 | 4.4655e-05 | 2.5709e-05 | 0.00019458 | 0.00013335 | 3.6215e-05 | 7.5223e-05 | 0.00026128 | 0.000121 | 0.00014283 | 1.1585e-05 | 0.00024283 | 0.00010506 | 0.00021578 | 0.0001279
6.2683e-05 | 0.00023823 | 0.00012294 | 0.00026515 | 4.4609e-05 | 2.5129e-05 | 0.00022063 | 0.00013957 | 3.0274e-05 | 0.00012895 | 0.00024353 | 0.00012972 | 0.00016956 | 0.00011354 | 0.00013163 | 7.6016e-05 | 0.00017779 | 0.0001707
7.1258e-05 | 0.0003089 | 0.0001636 | 0.0003527 | 8.8566e-05 | 2.4944e-05 | 0.00020554 | 0.00014808 | 4.2623e-05 | 6.4597e-05 | 0.00025046 | 0.00013894 | 0.00017906 | 0.00027254 | 0.00017212 | 0.00013972 | 0.00014129 | 3.3231e-05
0.00014246 | 0.00064806 | 0.0002681 | 0.00054871 | 5.3699e-05 | 2.5598e-05 | 0.00020216 | 0.0001594 | 9.6307e-05 | 8.6033e-05 | 0.00025016 | 0.00014703 | 0.00012266 | 0.0002394 | 0.00023681 | 0.00010944 | 0.00010475 | 7.1657e-05
0.00037292 | 0.00070561 | 0.00043114 | 0.00074098 | 4.6124e-05 | 2.4274e-05 | 0.00014452 | 0.00015423 | 0.00012538 | 6.4357e-05 | 0.00030212 | 0.0001632 | 0.0001553 | 0.00019706 | 0.00019843 | 0.00031825 | 7.4023e-05 | 3.8984e-05
0.00059911 | 0.00096728 | 0.00069145 | 0.00080335 | 4.61e-05 | 7.6888e-05 | 0.00012797 | 0.00015483 | 0.00015461 | 7.4798e-05 | 0.0003582 | 0.0001506 | 7.5316e-05 | 0.00017804 | 0.00019149 | 0.00050398 | 5.6312e-05 | 2.5308e-05
0.00084608 | 0.0012013 | 0.00097151 | 0.00078531 | 4.539e-05 | 9.1637e-05 | 0.00012075 | 0.0001648 | 0.00017386 | 0.00010831 | 0.00030143 | 0.00016678 | 0.00019267 | 0.00017681 | 0.00027358 | 0.00090926 | 9.4637e-05 | 0.00032783
0.00063958 | 0.0013849 | 0.0010936 | 0.00083023 | 4.6124e-05 | 0.00012558 | 0.00010687 | 0.00016432 | 0.00019993 | 0.00029311 | 0.00026357 | 0.00015749 | 0.00025104 | 0.00026049 | 0.00034007 | 0.00087637 | 0.00010933 | 0.00026797
0.0010112 | 0.0011723 | 0.0010074 | 0.00090658 | 4.61e-05 | 0.00016499 | 0.00013375 | 0.00015995 | 0.00026334 | 0.00017203 | 0.00026666 | 0.00016201 | 0.00026591 | 0.0003327 | 0.00028978 | 0.00056361 | 0.00014071 | 0.00039584
0.00057765 | 0.00090209 | 0.00073453 | 0.0009068 | 4.61e-05 | 0.00010391 | 0.0001126 | 0.00016004 | 0.00020934 | 0.00012897 | 0.00031097 | 0.00016992 | 0.00015929 | 0.00018607 | 0.00013121 | 0.00030741 | 0.00011209 | 0.00021885
0.000355 | 0.00067172 | 0.00057124 | 0.00070154 | 4.6858e-05 | 8.4595e-05 | 0.00011602 | 0.00015636 | 0.00013886 | 9.57e-05 | 0.0002356 | 0.00015236 | 0.00012526 | 0.00018639 | 7.772e-05 | 0.00011464 | 0.00012497 | 0.00033133
0.00015916 | 0.00064541 | 0.00039853 | 0.00046187 | 4.5343e-05 | 4.641e-05 | 8.0724e-05 | 0.0001444 | 9.9299e-05 | 5.1333e-05 | 7.3685e-05 | 0.00014539 | 9.4572e-05 | 0.00019402 | 2.452e-05 | 5.317e-05 | 0.00010766 | 5.649e-06
0.00014148 | 0.00041564 | 0.00028738 | 0.00035729 | 4.6124e-05 | 2.4715e-05 | 6.1428e-05 | 0.00014043 | 7.9675e-05 | 5.0075e-05 | 5.9912e-07 | 0.00014543 | 8.7815e-05 | 0.00013786 | 1.528e-05 | 6.3866e-05 | 8.535e-05 | 6.8398e-05
0.00010754 | 0.00027189 | 0.00017092 | 0.00017839 | 4.5343e-05 | 2.4869e-05 | 4.3272e-05 | 0.00014087 | 4.2043e-05 | 7.6412e-05 | 5.9912e-07 | 0.00013461 | 3.8926e-05 | 2.0442e-05 | 6.557e-06 | 5.6636e-05 | 6.5037e-05 | 3.266e-05
7.0167e-05 | 0.00010261 | 0.00014569 | 0.00011023 | 4.61e-05 | 2.4629e-05 | 1.4589e-05 | 0.00013631 | 2.3585e-05 | 5.085e-05 | 7.3225e-07 | 0.00012464 | 2.2759e-05 | 2.1369e-05 | 1.2189e-05 | 0.0001239 | 4.099e-05 | 3.5712e-05
7.6027e-05 | 0.00014674 | 0.00012651 | 5.9414e-05 | 4.6835e-05 | 2.4869e-05 | 1.0476e-05 | 0.0001419 | 1.8256e-05 | 7.0138e-05 | 6.324e-07 | 0.00012398 | 1.6275e-05 | 2.2347e-05 | 5.6117e-06 | 0.00011265 | 3.5735e-05 | 6.4931e-08
5.1313e-05 | 0.00013417 | 0.00010343 | 3.8998e-05 | 4.5366e-05 | 2.5217e-05 | 3.3181e-05 | 0.00013056 | 1.4506e-05 | 4.7892e-05 | 6.324e-07 | 0.00011778 | 9.7452e-06 | 2.3325e-05 | 5.7544e-06 | 1.7338e-05 | 3.3898e-05 | 2.5972e-07
5.4228e-05 | 2.9322e-05 | 7.434e-05 | 2.3114e-05 | 4.5343e-05 | 2.4869e-05 | 1.8964e-05 | 0.00013692 | 1.615e-05 | 4.6374e-05 | 6.6568e-07 | 0.00011694 | 5.4043e-06 | 2.3428e-05 | 5.7519e-06 | 1.6926e-05 | 1.748e-05 | 6.4931e-08
7.1266e-05 | 2.0916e-05 | 5.6676e-05 | 2.2491e-05 | 4.6124e-05 | 2.4215e-05 | 8.8743e-06 | 0.0001212 | 1.4574e-05 | 4.8604e-05 | 6.6568e-07 | 0.000117 | 5.2179e-06 | 2.3789e-05 | 1.5614e-05 | 1.3964e-05 | 5.1801e-05 | 6.4931e-08
5.0801e-05 | 1.6686e-05 | 5.8804e-05 | 2.066e-05 | 4.6077e-05 | 2.5283e-05 | 2.263e-05 | 0.00012393 | 1.4499e-05 | 6.2546e-05 | 5.9912e-07 | 0.00011316 | 1.5638e-05 | 2.4149e-05 | 4.9142e-05 | 1.6017e-05 | 6.9365e-05 | 5.2983e-05
0.00014425 | 1.8585e-05 | 6.0156e-05 | 3.0664e-05 | 4.61e-05 | 2.4888e-05 | 3.5006e-05 | 0.00012561 | 1.6525e-05 | 4.6951e-05 | 6.324e-07 | 0.00011048 | 5.4727e-05 | 2.5282e-05 | 4.9248e-05 | 1.6641e-05 | 9.0389e-05 | 3.8958e-07
0.0001551 | 6.0042e-05 | 5.4159e-05 | 2.3374e-05 | 4.6124e-05 | 2.5468e-05 | 4.6389e-05 | 0.00013006 | 1.8486e-05 | 9.1908e-05 | 4.9527e-05 | 0.00011279 | 7.3196e-05 | 2.3428e-05 | 6.377e-05 | 3.1846e-05 | 0.0001362 | 5.8437e-07
7.925e-05 | 6.2962e-05 | 3.9483e-05 | 4.8413e-05 | 4.7592e-05 | 2.5717e-05 | 0.00010161 | 0.00012288 | 2.1388e-05 | 7.7036e-05 | 0.00013267 | 0.00011358 | 0.00011095 | 2.3119e-05 | 9.938e-05 | 4.0392e-05 | 0.00014445 | 8.3111e-07
7.568e-05 | 8.5813e-05 | 4.4707e-05 | 0.00015023 | 4.5461e-05 | 2.538e-05 | 0.00013871 | 0.00011818 | 2.3725e-05 | 9.2368e-05 | 8.1879e-05 | 0.00011487 | 7.1103e-05 | 2.142e-05 | 6.8124e-05 | 3.4721e-05 | 0.00015919 | 0.00011211
8.1347e-05 | 9.8519e-05 | 4.112e-05 | 0.00023086 | 4.6124e-05 | 2.5153e-05 | 0.00020092 | 0.00013843 | 3.4783e-05 | 0.00012952 | 0.00021465 | 0.00011602 | 0.00011459 | 1.9412e-05 | 5.7464e-05 | 8.6249e-05 | 0.00011913 | 0.00010563
7.3419e-05 | 0.00011766 | 6.6926e-05 | 0.00030029 | 4.7592e-05 | 2.5129e-05 | 0.00016767 | 0.00013307 | 4.9961e-05 | 6.7107e-05 | 0.00023362 | 0.00013321 | 7.5436e-05 | 9.5258e-06 | 6.2061e-05 | 0.0001039 | 0.00011615 | 0.00022484
9.6255e-05 | 0.00017185 | 8.3779e-05 | 0.0003898 | 4.61e-05 | 2.5195e-05 | 0.00013779 | 0.00014657 | 4.2801e-05 | 9.5993e-05 | 0.00023279 | 0.00014785 | 8.5e-05 | 0.00028079 | 7.9189e-05 | 0.00019109 | 9.0472e-05 | 0.00012797
0.00011537 | 0.000422 | 0.00012346 | 0.00035924 | 4.6858e-05 | 2.403e-05 | 0.00011166 | 0.00014434 | 4.027e-05 | 5.2647e-05 | 0.00023415 | 0.00013697 | 4.9434e-05 | 0.00014917 | 7.0718e-05 | 0.00030515 | 8.6162e-05 | 0.00028878
0.00012124 | 0.00062094 | 0.00016491 | 0.00047583 | 7.2304e-05 | 2.4944e-05 | 0.00012928 | 0.00014861 | 5.8798e-05 | 4.6024e-05 | 0.00023409 | 0.00013879 | 2.0563e-05 | 0.00019338 | 5.6517e-05 | 0.00047384 | 3.892e-05 | 0.00054951
0.0001757 | 0.00069578 | 0.0005017 | 0.00057915 | 0.00012554 | 7.601e-05 | 0.00012823 | 0.00015713 | 8.3343e-05 | 0.00024301 | 0.00023352 | 0.00014943 | 0.00012274 | 0.00018084 | 0.00014845 | 0.0004505 | 5.4042e-05 | 0.00047838
0.00017115 | 0.00088457 | 0.00061509 | 0.00066332 | 0.00016415 | 2.511e-05 | 9.7149e-05 | 0.00016135 | 0.00018604 | 0.00036352 | 0.00016259 | 0.00015333 | 0.00025632 | 0.00012659 | 0.00016516 | 0.00076857 | 8.0791e-05 | 0.00055668
0.00053484 | 0.00094118 | 0.00078778 | 0.00088606 | 0.00038263 | 0.00018704 | 0.00010381 | 0.00016279 | 0.00022912 | 7.0766e-05 | 1.7358e-05 | 0.00014851 | 0.00032045 | 0.000121 | 0.00037977 | 0.00081585 | 7.9939e-05 | 0.0010035
0.00055704 | 0.0011043 | 0.00075215 | 0.0010332 | 0.00017653 | 0.0001838 | 0.00011527 | 0.00016888 | 0.00027453 | 7.6418e-05 | 8.9069e-06 | 0.00015737 | 0.00032824 | 0.00010998 | 0.00039472 | 0.00071967 | 0.00016552 | 0.00048334
0.00035355 | 0.0012151 | 0.00064399 | 0.00093375 | 0.00013046 | 0.00015016 | 0.00012205 | 0.00015005 | 0.00021309 | 6.6941e-05 | 0.00018268 | 0.0001501 | 0.00027461 | 4.3355e-05 | 0.00016796 | 0.00037649 | 0.00014209 | 0.00034687
0.00034486 | 0.0010107 | 0.0005462 | 0.00065249 | 5.0243e-05 | 8.8483e-05 | 0.00011699 | 0.00016139 | 0.00017886 | 6.0894e-05 | 0.0002405 | 0.00014639 | 0.00010838 | 5.8082e-05 | 0.00013513 | 0.00014767 | 0.00012064 | 0.00017942
0.00016738 | 0.00046607 | 0.00044946 | 0.00053958 | 4.61e-05 | 0.00010941 | 0.00012441 | 0.00014661 | 0.00011572 | 0.00043411 | 0.00013671 | 0.00014491 | 0.00010013 | 2.8938e-05 | 5.5439e-05 | 0.00015253 | 0.00012612 | 0.00026894
0.00012271 | 0.00034538 | 0.0002908 | 0.00035837 | 4.6124e-05 | 5.5871e-05 | 0.00010695 | 0.00014272 | 6.222e-05 | 0.00016403 | 6.324e-07 | 0.00013378 | 2.9823e-05 | 9.9378e-06 | 3.0945e-05 | 5.5336e-05 | 9.4734e-05 | 0.00018297
9.7429e-05 | 0.00021531 | 0.00022939 | 0.000208 | 4.6858e-05 | 2.4881e-05 | 3.4509e-05 | 0.00014894 | 6.5838e-05 | 4.31e-05 | 5.9912e-07 | 0.00013042 | 1.1075e-05 | 1.9361e-05 | 8.5728e-06 | 0.00011661 | 6.4039e-05 | 4.4932e-05
7.3771e-05 | 0.00014053 | 0.00015305 | 0.00012269 | 4.5343e-05 | 2.5117e-05 | 4.4691e-06 | 0.00014753 | 2.7972e-05 | 4.2396e-05 | 5.9912e-07 | 0.00012788 | 4.3219e-06 | 1.1071e-05 | 6.9118e-06 | 0.00012371 | 5.4437e-05 | 2.8063e-05
5.6274e-05 | 6.1886e-05 | 0.00014676 | 7.7574e-05 | 4.7592e-05 | 2.5297e-05 | 1.9007e-05 | 0.00012754 | 2.1248e-05 | 4.4887e-05 | 5.9912e-07 | 0.00012515 | 2.8879e-06 | 2.1266e-05 | 5.6852e-06 | 0.00011652 | 3.406e-05 | 0.00011563
5.1313e-05 | 7.2339e-05 | 0.00013245 | 3.7981e-05 | 4.61e-05 | 2.4215e-05 | 1.1057e-05 | 0.00012556 | 1.8372e-05 | 4.3195e-05 | 6.9897e-07 | 0.00012144 | 1.1383e-05 | 2.2296e-05 | 5.9299e-06 | 7.0145e-05 | 3.4517e-05 | 4.4997e-05
5.4244e-05 | 2.9294e-05 | 0.0001137 | 3.4198e-05 | 4.6124e-05 | 2.5383e-05 | 2.7171e-06 | 0.00013404 | 1.6233e-05 | 4.7584e-05 | 6.6568e-07 | 0.00012008 | 6.0317e-06 | 2.3325e-05 | 6.3945e-06 | 1.4477e-05 | 3.1675e-05 | 1.9479e-07
7.125e-05 | 1.2126e-05 | 8.4326e-05 | 2.9128e-05 | 4.6835e-05 | 2.4703e-05 | 5.557e-06 | 0.00012039 | 1.4637e-05 | 4.6192e-05 | 6.9897e-07 | 0.00011725 | 2.8889e-06 | 2.4613e-05 | 1.6414e-05 | 1.8228e-05 | 4.6137e-05 | 1.2986e-07
5.0818e-05 | 1.7079e-05 | 7.3446e-05 | 2.9942e-05 | 4.61e-05 | 2.5383e-05 | 9.2362e-06 | 0.0001242 | 1.449e-05 | 3.8995e-05 | 6.324e-07 | 0.00011624 | 1.6901e-05 | 2.4664e-05 | 4.0178e-05 | 2.529e-05 | 6.5475e-05 | 2.5972e-07
0.00013564 | 1.1891e-05 | 7.1336e-05 | 2.8183e-05 | 4.6858e-05 | 2.5567e-05 | 3.4282e-05 | 0.0001256 | 1.4417e-05 | 5.3056e-05 | 5.9912e-07 | 0.00011735 | 5.0063e-05 | 2.5694e-05 | 6.0672e-05 | 2.0473e-05 | 9.2624e-05 | 1.1687e-06
0.00019259 | 3.7625e-05 | 7.0611e-05 | 3.2677e-05 | 4.4609e-05 | 2.5302e-05 | 8.9741e-05 | 0.00012956 | 1.647e-05 | 0.00026204 | 5.0892e-05 | 0.00011859 | 5.8147e-05 | 2.3737e-05 | 0.00012258 | 3.0744e-05 | 0.00015911 | 3.6669e-06
9.8021e-05 | 7.9402e-05 | 7.1525e-05 | 6.1936e-05 | 4.6858e-05 | 2.5394e-05 | 0.00010899 | 0.00012738 | 2.1995e-05 | 5.7471e-05 | 0.00015541 | 0.00011835 | 6.0835e-05 | 2.1678e-05 | 0.00014125 | 3.455e-05 | 0.00015809 | 0.00010929
5.8556e-05 | 9.7405e-05 | 8.0383e-05 | 0.00011443 | 4.6953e-05 | 2.5902e-05 | 0.00013209 | 0.0001357 | 2.0055e-05 | 0.00052753 | 0.00013467 | 0.00011712 | 7.0776e-05 | 1.071e-05 | 8.623e-05 | 4.3195e-05 | 0.00014841 | 0.00015682
7.1108e-05 | 0.00014963 | 0.00011941 | 0.00014291 | 4.5366e-05 | 2.5709e-05 | 0.00017161 | 0.00013387 | 2.7911e-05 | 0.00011404 | 0.00030406 | 0.00012205 | 0.00011006 | 1.0247e-05 | 4.1524e-05 | 0.00031117 | 0.00012212 | 0.00051421
7.7224e-05 | 0.00026017 | 0.00021631 | 0.00015258 | 4.6835e-05 | 2.4403e-05 | 0.00013788 | 0.00014752 | 5.5429e-05 | 9.1959e-05 | 0.00036964 | 0.00012952 | 0.00010824 | 9.8863e-06 | 0.00011039 | 0.00039771 | 7.7039e-05 | 0.00036988
5.24e-05 | 0.00056078 | 0.0003051 | 0.00024575 | 4.6858e-05 | 2.5432e-05 | 0.00015681 | 0.00016002 | 7.4246e-05 | 5.8588e-05 | 0.00036942 | 0.0001404 | 0.00010529 | 0.00015306 | 0.00010171 | 0.00060393 | 9.0413e-05 | 0.00013722
7.6153e-05 | 0.00080932 | 0.0004549 | 0.00034793 | 4.9084e-05 | 2.4911e-05 | 0.00011808 | 0.00015482 | 0.00013374 | 5.1131e-05 | 0.00036955 | 0.0001396 | 5.796e-05 | 0.00050223 | 6.2259e-05 | 0.00092365 | 7.7959e-05 | 0.0004362
0.00037065 | 0.00095905 | 0.00064424 | 0.00057692 | 0.0002081 | 2.5018e-05 | 0.00012402 | 0.00015915 | 0.00015108 | 0.00023535 | 0.00042677 | 0.00014536 | 6.1878e-05 | 0.00019061 | 0.00011985 | 0.0010576 | 8.3866e-05 | 0.00029671
0.00084725 | 0.0012541 | 0.0011466 | 0.00070559 | 0.00044492 | 0.00029238 | 8.222e-05 | 0.00016395 | 0.00016794 | 5.699e-05 | 0.0004499 | 0.00015079 | 8.36e-05 | 0.00017287 | 0.00011593 | 0.00096664 | 6.3857e-05 | 0.00048808
0.0012195 | 0.001347 | 0.0015171 | 0.00076372 | 0.00077936 | 0.00053465 | 9.7977e-05 | 0.00016969 | 0.00022413 | 0.00016586 | 0.00038495 | 0.00015239 | 6.5167e-05 | 0.00040328 | 0.00023952 | 0.0011584 | 0.00011888 | 0.00042223
0.0010146 | 0.0018027 | 0.0017585 | 0.0010007 | 0.0003885 | 0.00043781 | 0.00010375 | 0.00016896 | 0.00024242 | 0.00010859 | 0.00024829 | 0.00016138 | 0.00035501 | 0.00045827 | 0.00054891 | 0.0016551 | 7.8361e-05 | 0.00037186
0.00089038 | 0.0018779 | 0.0016818 | 0.00093102 | 0.00017726 | 0.00034131 | 0.00015088 | 0.0001688 | 0.00031496 | 0.00012553 | 0.00024124 | 0.00016097 | 0.00035256 | 0.00050492 | 0.00034996 | 0.001719 | 0.00014222 | 0.00029206
0.00078356 | 0.0017505 | 0.0014616 | 0.00096174 | 0.0003419 | 0.00036815 | 0.00011107 | 0.00016922 | 0.0002647 | 5.779e-05 | 0.00028096 | 0.00015329 | 0.00020638 | 0.00054091 | 0.00031114 | 0.0010201 | 0.00014648 | 0.00093544
0.00051963 | 0.0014309 | 0.0011343 | 0.00071502 | 5.0266e-05 | 0.00019387 | 9.3263e-05 | 0.00015473 | 0.00025056 | 8.5252e-05 | 0.00037149 | 0.00014448 | 0.00010617 | 0.00045477 | 0.00012917 | 0.00049078 | 0.00010906 | 0.00081309
6.3276e-05 | 0.00094623 | 0.00076131 | 0.00057229 | 4.6858e-05 | 0.00013275 | 0.0001063 | 0.00015654 | 0.00020981 | 9.2919e-05 | 0.00025549 | 0.00014554 | 8.6165e-05 | 0.00027695 | 0.00011793 | 0.00035037 | 0.00012279 | 3.5031e-05
5.2617e-05 | 0.00069067 | 0.00059805 | 0.0004059 | 4.61e-05 | 5.7779e-05 | 0.00013043 | 0.00015298 | 0.00011366 | 6.0114e-05 | 0.00013507 | 0.00014065 | 5.6404e-05 | 7.4889e-05 | 7.6935e-05 | 0.00013996 | 0.00012321 | 0.00010879
0.00019474 | 0.00037346 | 0.00042213 | 0.00024587 | 4.61e-05 | 2.4315e-05 | 7.1503e-05 | 0.0001422 | 6.4811e-05 | 4.9284e-05 | 0.00013493 | 0.00013555 | 2.9322e-05 | 4.8762e-05 | 3.7349e-05 | 0.00015335 | 7.6657e-05 | 1.17e-05
0.00017707 | 0.00030493 | 0.00025876 | 0.00016352 | 4.6858e-05 | 5.148e-05 | 3.0547e-05 | 0.00014268 | 5.8774e-05 | 5.7643e-05 | 0.00013477 | 0.00013025 | 1.9499e-05 | 0.00013346 | 4.0829e-05 | 0.00012379 | 4.3563e-05 | 5.1633e-05
5.9359e-05 | 0.00016079 | 0.00020205 | 9.4332e-05 | 4.61e-05 | 2.4729e-05 | 2.4391e-05 | 0.0001352 | 4.1073e-05 | 6.1779e-05 | 0.0001351 | 0.00012813 | 1.5374e-05 | 2.487e-05 | 1.2898e-05 | 3.3222e-05 | 5.0976e-05 | 1.9479e-07
0.00022405 | 0.00012644 | 0.00019062 | 5.9888e-05 | 4.61e-05 | 2.5896e-05 | 1.2319e-05 | 0.00013689 | 2.8164e-05 | 4.5575e-05 | 0.00013513 | 0.00012614 | 8.4174e-06 | 1.1997e-05 | 1.0435e-05 | 3.5802e-05 | 5.3035e-05 | 6.4931e-08
0.00016616 | 7.3078e-05 | 0.00019245 | 4.3221e-05 | 4.7592e-05 | 2.5001e-05 | 6.1527e-06 | 0.00012721 | 2.7714e-05 | 5.4788e-05 | 0.00013533 | 0.0001235 | 1.3089e-05 | 2.3016e-05 | 9.9337e-06 | 9.4703e-05 | 2.3479e-05 | 0
5.1754e-05 | 2.8272e-05 | 0.00013773 | 2.7174e-05 | 4.6858e-05 | 2.5309e-05 | 2.8797e-06 | 0.00012484 | 2.1396e-05 | 4.1581e-05 | 0.00013477 | 0.0001192 | 6.987e-06 | 2.4252e-05 | 5.2861e-05 | 7.7036e-05 | 4.3596e-05 | 3.2465e-07
5.0391e-05 | 1.8687e-05 | 7.6346e-05 | 2.1128e-05 | 4.4609e-05 | 2.4902e-05 | 2.2418e-05 | 0.00013513 | 1.9812e-05 | 7.3341e-05 | 0.00013467 | 0.00011546 | 2.548e-05 | 1.9258e-05 | 4.3549e-05 | 6.9011e-05 | 7.3142e-05 | 5.1944e-07
6.2342e-05 | 2.766e-05 | 8.9679e-05 | 2.5976e-05 | 4.6858e-05 | 2.5982e-05 | 4.2856e-05 | 0.0001248 | 1.4355e-05 | 5.7667e-05 | 0.0001351 | 0.0001192 | 5.6201e-05 | 3.4242e-05 | 5.7991e-05 | 9.8537e-05 | 0.00011732 | 3.0972e-05
6.7703e-05 | 4.5504e-05 | 0.00011896 | 3.3674e-05 | 4.5366e-05 | 2.4814e-05 | 9.9861e-05 | 0.00013047 | 2.3105e-05 | 0.00011615 | 0.00018459 | 0.00012204 | 0.00013421 | 2.487e-05 | 6.7372e-05 | 8.1711e-05 | 0.00015223 | 6.2515e-05
6.1355e-05 | 9.565e-05 | 0.00014493 | 6.3385e-05 | 4.7569e-05 | 2.5968e-05 | 0.00014653 | 0.00012142 | 2.8983e-05 | 0.00040689 | 0.00027965 | 0.00012169 | 6.8692e-05 | 1.2409e-05 | 0.00010783 | 0.0001289 | 0.00012426 | 0.00014413
0.00012304 | 9.1125e-05 | 0.00016041 | 0.0001373 | 4.6953e-05 | 2.5295e-05 | 0.00015997 | 0.00013282 | 4.0514e-05 | 6.5037e-05 | 0.00023571 | 0.00012596 | 0.00016625 | 2.1266e-05 | 0.00014006 | 3.7626e-05 | 0.00014316 | 0.00015711
5.3535e-05 | 0.00011593 | 0.00015824 | 0.00022264 | 4.6858e-05 | 0.00014794 | 0.00016307 | 0.00013533 | 6.2176e-05 | 9.2391e-05 | 0.00028185 | 0.00012179 | 7.6288e-05 | 1.5705e-05 | 0.00014725 | 0.0002442 | 0.00014642 | 0.00016465
5.0869e-05 | 0.00023148 | 0.00018774 | 0.00030827 | 4.7592e-05 | 0.00010042 | 0.000197 | 0.00014131 | 0.00011492 | 0.00012588 | 0.00031534 | 0.00013356 | 6.6947e-05 | 1.0298e-05 | 0.00015991 | 0.00028315 | 9.667e-05 | 0.00042481
5.1295e-05 | 0.00048675 | 0.00028202 | 0.00045112 | 0.00023017 | 0.00012849 | 0.00013669 | 0.00014855 | 0.00011265 | 8.1972e-05 | 0.00033131 | 0.00014356 | 0.0001212 | 0.00026206 | 8.4079e-05 | 0.00033262 | 7.1878e-05 | 0.0002869
0.00016384 | 0.00086004 | 0.00061099 | 0.00065677 | 0.00059679 | 7.0641e-05 | 0.00011463 | 0.00015369 | 0.00015053 | 4.4868e-05 | 0.00023116 | 0.0001561 | 5.982e-05 | 0.00024585 | 6.139e-05 | 0.00043763 | 6.5078e-05 | 0.0005276
7.5104e-05 | 0.00092339 | 0.00074075 | 0.00078218 | 0.00075281 | 0.00031924 | 8.1333e-05 | 0.00014912 | 0.00027404 | 4.8738e-05 | 0.00026563 | 0.00014904 | 3.888e-05 | 0.00019172 | 4.4234e-05 | 0.00099645 | 7.2302e-05 | 0.00043556
0.00088137 | 0.0013615 | 0.0011622 | 0.0010733 | 0.0011054 | 0.00023852 | 5.3654e-05 | 0.00016059 | 0.00030566 | 4.2209e-05 | 0.00023589 | 0.00016322 | 0.00010333 | 0.00017811 | 0.00011595 | 0.0012627 | 6.7523e-05 | 0.00046068
0.0013529 | 0.0014342 | 0.001511 | 0.00101 | 0.00084996 | 0.0006455 | 4.6808e-05 | 0.00016229 | 0.0003467 | 4.1993e-05 | 0.00027193 | 0.0001598 | 0.00015415 | 1.5993e-05 | 0.00013527 | 0.0014348 | 4.3554e-05 | 0.00032394
0.0011667 | 0.0015952 | 0.0017132 | 0.0011592 | 0.0001859 | 0.00062294 | 7.1426e-05 | 0.00016956 | 0.00032362 | 9.1027e-05 | 0.00024674 | 0.00015591 | 0.00039456 | 1.2873e-06 | 0.00032092 | 0.0016807 | 0.00011418 | 0.0003888
0.00090372 | 0.0020747 | 0.0016522 | 0.001249 | 0.00017653 | 0.00044629 | 6.1998e-05 | 0.00016496 | 0.00033997 | 9.8988e-05 | 0.00020421 | 0.00015516 | 0.0003272 | 0.00033001 | 0.00025644 | 0.0015292 | 0.00013694 | 0.00041074
0.00073895 | 0.0019404 | 0.0013908 | 0.0011419 | 0.00012897 | 0.00036394 | 9.9471e-05 | 0.00016742 | 0.00028148 | 8.9083e-05 | 0.00023711 | 0.00015856 | 0.00021686 | 0.00053772 | 0.00027073 | 0.001342 | 0.00011765 | 0.0001759
0.00037931 | 0.00163 | 0.0010205 | 0.00086663 | 5.1734e-05 | 0.00011941 | 0.0001255 | 0.00015043 | 0.00015701 | 5.3571e-05 | 0.000294 | 0.00015056 | 9.9058e-05 | 0.00051656 | 0.00013398 | 0.00068087 | 0.00012246 | 1.4285e-06
0.00031464 | 0.0010412 | 0.00065685 | 0.00082123 | 4.6626e-05 | 7.5319e-05 | 0.00011714 | 0.00015032 | 0.00013174 | 8.7194e-05 | 0.00017455 | 0.00014784 | 7.8101e-05 | 7.0419e-05 | 9.1568e-05 | 0.0004842 | 0.00014799 | 9.1287e-05
0.00045796 | 0.00066729 | 0.00048326 | 0.00058228 | 4.6858e-05 | 2.453e-05 | 0.00010048 | 0.00015265 | 0.00013607 | 4.7026e-05 | 0.00010646 | 0.00014401 | 6.3398e-05 | 1.1277e-05 | 1.9189e-05 | 0.00022913 | 0.0001397 | 0.00019369
0.00019879 | 0.00042774 | 0.00030394 | 0.00032982 | 4.61e-05 | 6.6492e-05 | 7.5656e-05 | 0.00014053 | 6.3217e-05 | 6.5875e-05 | 2.3139e-05 | 0.00013906 | 2.2787e-05 | 1.9515e-05 | 3.4825e-05 | 0.00013817 | 7.9718e-05 | 1.2986e-07
8.7991e-05 | 0.00033891 | 0.00024194 | 0.0002494 | 4.6371e-05 | 6.0212e-05 | 3.094e-05 | 0.00014739 | 4.4575e-05 | 4.9482e-05 | 5.3255e-07 | 0.00013005 | 2.9424e-05 | 1.1688e-05 | 1.3624e-05 | 0.0001249 | 3.6154e-05 | 2.5972e-07
5.5267e-05 | 0.00016544 | 0.00017762 | 0.00018269 | 4.6124e-05 | 2.5482e-05 | 7.1546e-06 | 0.00014227 | 6.1983e-05 | 4.1645e-05 | 5.3255e-07 | 0.00013282 | 2.1887e-05 | 2.2038e-05 | 9.5606e-06 | 0.00012889 | 2.3958e-05 | 6.4931e-08
7.1315e-05 | 0.00011498 | 0.00015574 | 0.00013215 | 4.61e-05 | 2.4629e-05 | 9.4079e-06 | 0.00013891 | 3.0597e-05 | 4.2997e-05 | 5.6583e-07 | 0.00012482 | 4.716e-06 | 1.1997e-05 | 9.1667e-06 | 3.6769e-05 | 2.7804e-05 | 1.4285e-07
5.3732e-05 | 5.9934e-05 | 0.00013058 | 0.00010478 | 4.6835e-05 | 2.5482e-05 | 3.5352e-06 | 0.00012754 | 2.6298e-05 | 5.5017e-05 | 5.9912e-07 | 0.00012364 | 3.4517e-06 | 2.3325e-05 | 9.0465e-06 | 1.2887e-05 | 2.9639e-05 | 6.4931e-08
5.1242e-05 | 3.843e-05 | 0.00012509 | 7.5943e-05 | 4.5366e-05 | 2.4729e-05 | 1.6592e-05 | 0.00013209 | 2.2841e-05 | 3.9873e-05 | 5.3255e-07 | 0.00011691 | 5.3042e-06 | 2.3995e-05 | 1.1721e-05 | 1.5429e-05 | 3.9663e-05 | 0
7.4639e-05 | 5.5262e-05 | 5.9917e-05 | 6.5881e-05 | 4.5343e-05 | 2.4968e-05 | 2.6037e-05 | 0.00012824 | 2.1433e-05 | 4.2736e-05 | 5.3255e-07 | 0.00011675 | 2.4123e-05 | 2.4458e-05 | 2.204e-05 | 2.5079e-05 | 6.5212e-05 | 3.8958e-07
0.00012177 | 4.3185e-05 | 6.0313e-05 | 6.6608e-05 | 4.6858e-05 | 2.5143e-05 | 9.0715e-05 | 0.0001333 | 1.8121e-05 | 6.4167e-05 | 5.3255e-07 | 0.00011624 | 5.4235e-05 | 2.5591e-05 | 4.987e-05 | 1.9545e-05 | 0.00013375 | 5.8437e-07
0.00023054 | 0.00022139 | 4.8732e-05 | 7.2322e-05 | 4.6858e-05 | 2.5968e-05 | 8.3457e-05 | 0.00012979 | 2.1829e-05 | 4.4901e-05 | 5.0193e-05 | 0.00011912 | 0.00013895 | 2.4613e-05 | 7.6148e-05 | 2.4712e-05 | 0.00017521 | 7.5839e-05
7.8511e-05 | 0.00031421 | 5.7632e-05 | 0.00010582 | 4.61e-05 | 0.00023178 | 0.00013624 | 0.00012756 | 3.2704e-05 | 4.5993e-05 | 0.00015091 | 0.00012186 | 9.3158e-05 | 2.3737e-05 | 0.00011585 | 2.5131e-05 | 0.00014849 | 0.00023459
9.6447e-05 | 0.00039975 | 0.00010128 | 0.00019115 | 4.8373e-05 | 0.00020011 | 0.0001456 | 0.00013897 | 6.656e-05 | 6.5915e-05 | 0.0001272 | 0.00012448 | 5.2636e-05 | 2.1987e-05 | 7.6822e-05 | 7.2841e-05 | 0.00014515 | 0.00031121
9.5537e-05 | 0.00047312 | 0.00011174 | 0.00037672 | 4.6858e-05 | 2.5314e-05 | 0.00017495 | 0.00014363 | 5.7406e-05 | 0.00012733 | 0.00027091 | 0.00012751 | 5.6558e-05 | 1.071e-05 | 7.9692e-05 | 0.00036507 | 9.0525e-05 | 0.00043779
8.6654e-05 | 0.00074434 | 0.00023717 | 0.00054082 | 4.61e-05 | 2.5985e-05 | 0.00013469 | 0.00014382 | 7.171e-05 | 8.8218e-05 | 0.0003481 | 0.00013569 | 6.3662e-05 | 1.0041e-05 | 0.00019642 | 0.00047303 | 7.9227e-05 | 0.00045249
0.00011502 | 0.0011624 | 0.00035284 | 0.00066988 | 4.7592e-05 | 2.5543e-05 | 0.00012015 | 0.00016164 | 0.00015867 | 4.7635e-05 | 0.00032376 | 0.0001591 | 8.8224e-05 | 0.00023557 | 0.00014171 | 0.00065499 | 6.2199e-05 | 3.5387e-05
0.00016381 | 0.0016033 | 0.00060535 | 0.00085393 | 4.6124e-05 | 0.00010024 | 7.6599e-05 | 0.00015565 | 0.00021625 | 0.00016075 | 0.00032369 | 0.00015971 | 4.7856e-05 | 0.00010633 | 0.00016182 | 0.00074798 | 7.6079e-05 | 2.5167e-05
0.00073058 | 0.00213 | 0.00087908 | 0.0010336 | 0.00047105 | 0.00010869 | 0.00010395 | 0.00016036 | 0.00027067 | 9.0691e-05 | 0.00032472 | 0.00016311 | 4.2359e-05 | 0.00018861 | 0.00014319 | 0.00091533 | 3.7466e-05 | 1.5194e-06
0.001121 | 0.0021146 | 0.0014685 | 0.0011626 | 0.00095459 | 0.00040497 | 0.00012154 | 0.00016532 | 0.00029414 | 5.5203e-05 | 0.00032492 | 0.0001631 | 5.1534e-05 | 0.000174 | 0.00011639 | 0.0013768 | 4.3532e-05 | 0.00025635
0.0012223 | 0.0023873 | 0.0017413 | 0.0012371 | 0.0012995 | 0.00044388 | 8.0898e-05 | 0.00017137 | 0.00039141 | 5.6401e-05 | 0.00024901 | 0.00016017 | 0.00011872 | 2.937e-05 | 0.00017062 | 0.0015136 | 7.0379e-05 | 9.1235e-05
0.0016442 | 0.0022972 | 0.00184 | 0.001351 | 0.0013236 | 0.00050204 | 7.7725e-05 | 0.00018066 | 0.00042728 | 0.00017604 | 3.79e-05 | 0.00016582 | 0.00022869 | 0.00045137 | 0.00028533 | 0.0015989 | 9.0718e-05 | 0.00043667
0.0017291 | 0.0019875 | 0.001798 | 0.001564 | 0.00055296 | 0.00032934 | 0.0001132 | 0.00017293 | 0.00039308 | 0.00011164 | 3.164e-05 | 0.00016169 | 0.00016343 | 0.00050466 | 0.00022927 | 0.0017868 | 9.9827e-05 | 3.8958e-07
0.00094058 | 0.0016348 | 0.0015385 | 0.0014467 | 4.6124e-05 | 0.00030973 | 0.00010513 | 0.00017686 | 0.00034354 | 7.3235e-05 | 0.0001798 | 0.00015631 | 0.00018433 | 0.00054302 | 0.00021567 | 0.0017629 | 0.0001226 | 8.9098e-05
0.00057109 | 0.0016741 | 0.0012872 | 0.0012642 | 4.6433e-05 | 7.7812e-05 | 8.5434e-05 | 0.00017072 | 0.00024876 | 7.7312e-05 | 0.00023363 | 0.00015435 | 9.514e-05 | 0.00046831 | 5.6569e-05 | 0.00095144 | 0.00015321 | 0.00016296
0.00051121 | 0.00094996 | 0.00094415 | 0.00098627 | 4.6858e-05 | 2.493e-05 | 8.1922e-05 | 0.00015622 | 0.00018588 | 6.354e-05 | 0.00017332 | 0.00014887 | 4.9304e-05 | 0.00028599 | 3.3672e-05 | 0.00058514 | 0.00010738 | 4.9932e-05
0.00032564 | 0.00075374 | 0.00073064 | 0.00075318 | 4.61e-05 | 2.5797e-05 | 8.3314e-05 | 0.00015708 | 0.00011419 | 8.4353e-05 | 6.3173e-06 | 0.00014592 | 2.2242e-05 | 1.5859e-05 | 1.2256e-05 | 0.0003691 | 7.7747e-05 | 4.5588e-06
0.00020526 | 0.00039117 | 0.00046842 | 0.00051081 | 4.5366e-05 | 2.4629e-05 | 6.0499e-05 | 0.00015392 | 7.5072e-05 | 0.00010803 | 5.6583e-07 | 0.0001415 | 6.5066e-05 | 1.0195e-05 | 1.7661e-05 | 0.00019001 | 5.666e-05 | 2.4453e-05
5.0341e-05 | 0.00024836 | 0.00030222 | 0.00037547 | 4.6835e-05 | 3.1821e-05 | 6.3193e-05 | 0.00014553 | 6.0029e-05 | 6.7954e-05 | 5.3255e-07 | 0.00013319 | 1.7823e-05 | 2.0545e-05 | 8.0354e-06 | 0.00014615 | 4.5653e-05 | 1.2986e-07
5.5919e-05 | 0.00011416 | 0.00017856 | 0.00029309 | 4.61e-05 | 2.4374e-05 | 3.1894e-05 | 0.00015387 | 4.5299e-05 | 4.9308e-05 | 5.3255e-07 | 0.0001321 | 8.5193e-06 | 1.1585e-05 | 4.4954e-06 | 0.00019817 | 4.5413e-05 | 1.2986e-07
5.0836e-05 | 8.716e-05 | 0.00011872 | 0.00018514 | 4.6858e-05 | 2.4798e-05 | 1.6404e-05 | 0.00014116 | 3.5758e-05 | 4.4752e-05 | 4.9926e-07 | 0.00012534 | 1.1361e-05 | 2.3325e-05 | 4.5321e-06 | 0.00021427 | 3.1296e-05 | 1.2986e-07
5.0922e-05 | 5.141e-05 | 8.588e-05 | 0.00015733 | 4.5343e-05 | 2.4718e-05 | 1.133e-05 | 0.00014035 | 2.6613e-05 | 4.1091e-05 | 5.6583e-07 | 0.00011997 | 1.045e-05 | 2.4355e-05 | 4.998e-06 | 5.3217e-05 | 5.1423e-05 | 2.5972e-07
5.8457e-05 | 3.3556e-05 | 5.5534e-05 | 0.00012778 | 4.6835e-05 | 2.4798e-05 | 3.589e-06 | 0.00013342 | 2.4156e-05 | 4.3709e-05 | 6.324e-07 | 0.00012258 | 9.0839e-06 | 2.5437e-05 | 4.781e-06 | 1.1802e-05 | 3.2774e-05 | 0
5.1364e-05 | 2.1872e-05 | 5.9422e-05 | 8.231e-05 | 4.61e-05 | 2.4304e-05 | 3.4517e-06 | 0.00013666 | 2.3854e-05 | 5.0502e-05 | 5.3255e-07 | 0.0001193 | 3.0834e-05 | 2.5694e-05 | 6.3765e-06 | 1.1495e-05 | 5.1078e-05 | 4.5451e-07
8.4719e-05 | 2.3785e-05 | 4.4104e-05 | 9.3205e-05 | 4.61e-05 | 2.4211e-05 | 3.1617e-05 | 0.00013524 | 2.1017e-05 | 5.803e-05 | 5.3255e-07 | 0.0001224 | 3.8015e-05 | 3.7794e-05 | 1.6093e-05 | 1.5448e-05 | 9.4672e-05 | 2.8102e-05
8.3261e-05 | 5.5513e-05 | 4.3365e-05 | 0.0001172 | 4.6124e-05 | 0.00010104 | 6.7659e-05 | 0.00013499 | 2.4666e-05 | 9.9398e-05 | 5.0825e-05 | 0.00012385 | 9.3843e-05 | 2.4767e-05 | 0.00011534 | 7.2681e-05 | 0.00010961 | 2.805e-05
8.9847e-05 | 4.3918e-05 | 8.0839e-05 | 0.00019146 | 4.6858e-05 | 2.7018e-05 | 0.00010624 | 0.00013411 | 3.2191e-05 | 6.0569e-05 | 0.00016745 | 0.00012079 | 9.4249e-05 | 2.8227e-05 | 0.00010923 | 9.6959e-05 | 0.00018068 | 0.00012324
7.5424e-05 | 0.000109 | 0.00015729 | 0.00024327 | 4.61e-05 | 0.00013872 | 0.00018681 | 0.00014476 | 4.5994e-05 | 6.701e-05 | 0.00014079 | 0.00012976 | 0.00015661 | 1.1174e-05 | 6.7737e-05 | 0.00026721 | 0.00021045 | 7.8891e-05
5.1397e-05 | 0.000321 | 0.00027005 | 0.00041655 | 4.7615e-05 | 2.5309e-05 | 0.00014132 | 0.00015039 | 4.6758e-05 | 6.0877e-05 | 0.00031972 | 0.0001281 | 0.00012752 | 1.9052e-05 | 3.5508e-05 | 0.00035139 | 0.0001569 | 0.00010817
0.00024147 | 0.00056397 | 0.00033393 | 0.00075863 | 4.6835e-05 | 5.7619e-05 | 0.00021301 | 0.00015182 | 7.3012e-05 | 9.0731e-05 | 0.00045108 | 0.00013935 | 0.00012268 | 7.0244e-05 | 0.0002003 | 0.00041887 | 0.00018167 | 9.5623e-05
0.00029206 | 0.00093084 | 0.00046176 | 0.00080672 | 0.00062784 | 8.2085e-05 | 0.00020738 | 0.00016418 | 0.00011328 | 0.00028686 | 0.00043158 | 0.00014601 | 6.4085e-05 | 0.00019587 | 0.00010281 | 0.00060752 | 0.00012024 | 0.00014617
0.00052733 | 0.0011769 | 0.00069489 | 0.00094627 | 0.0007316 | 0.00016372 | 0.0001886 | 0.00015542 | 0.00013198 | 4.7797e-05 | 0.00043141 | 0.00015058 | 7.8254e-05 | 0.00015182 | 8.5186e-05 | 0.0014533 | 9.6752e-05 | 0.0002136
0.00065416 | 0.0015225 | 0.0011361 | 0.0011092 | 0.0011956 | 0.00018584 | 0.00015236 | 0.00017336 | 0.00019468 | 6.2277e-05 | 0.00043068 | 0.00015454 | 0.00015558 | 0.00065315 | 4.231e-05 | 0.001505 | 8.3881e-05 | 4.4581e-05
0.0012842 | 0.0019299 | 0.0015331 | 0.0013376 | 0.0013787 | 0.00028936 | 9.6175e-05 | 0.00017419 | 0.00029803 | 4.9263e-05 | 0.00037247 | 0.00015305 | 8.6527e-05 | 0.00063925 | 8.2215e-05 | 0.0016886 | 8.9728e-05 | 0.00012638
0.0018986 | 0.0020024 | 0.0018098 | 0.0014732 | 0.0010048 | 0.00022242 | 9.427e-05 | 0.00017002 | 0.00037126 | 0.00015774 | 0.00029037 | 0.00016356 | 0.00016983 | 0.00047157 | 0.00015602 | 0.0018247 | 9.5485e-05 | 4.3958e-05
0.0023208 | 0.0022836 | 0.0018591 | 0.0014702 | 0.00097499 | 0.00076644 | 7.743e-05 | 0.00017455 | 0.00053804 | 0.00018646 | 0.00019272 | 0.00015613 | 0.00031498 | 0.00046252 | 0.00021029 | 0.0021279 | 8.8472e-05 | 5.6775e-05
0.0019994 | 0.0023479 | 0.0019288 | 0.0013157 | 0.00048881 | 0.00048345 | 0.0001752 | 0.00018311 | 0.00051254 | 8.1532e-05 | 0.00019178 | 0.0001488 | 0.00033802 | 0.00045539 | 0.00021222 | 0.0019711 | 0.00016072 | 0.00014582
0.0015011 | 0.0021065 | 0.0017098 | 0.0011697 | 4.6835e-05 | 0.00047942 | 0.00013164 | 0.00016967 | 0.00051374 | 5.2637e-05 | 0.00031222 | 0.00015733 | 0.00020474 | 0.00044602 | 0.00021459 | 0.0016738 | 0.00011191 | 7.4605e-05
0.00098432 | 0.0018279 | 0.0013593 | 0.0010501 | 4.6858e-05 | 0.00023169 | 8.4069e-05 | 0.00016973 | 0.00024553 | 5.9638e-05 | 0.00029453 | 0.00015115 | 0.00011254 | 0.00043281 | 0.00018427 | 0.00084254 | 0.00012082 | 3.2465e-07
0.00068859 | 0.0013168 | 0.00081804 | 0.00091399 | 4.6858e-05 | 0.00010131 | 0.00015329 | 0.00015845 | 0.0002073 | 5.8198e-05 | 9.7523e-05 | 0.00014314 | 4.6586e-05 | 0.00047747 | 0.0001224 | 0.00050526 | 0.00014268 | 2.9024e-05
0.00037267 | 0.0008449 | 0.00058787 | 0.0006657 | 4.61e-05 | 6.7762e-05 | 0.00014976 | 0.00016254 | 0.00016958 | 7.2661e-05 | 5.6583e-07 | 0.00014306 | 3.2335e-05 | 4.9483e-05 | 3.5191e-05 | 0.00013722 | 0.00011718 | 4.2724e-05
9.512e-05 | 0.00074441 | 0.00044091 | 0.00048184 | 4.61e-05 | 5.4524e-05 | 0.00010609 | 0.00015891 | 0.00011076 | 4.8749e-05 | 5.3255e-07 | 0.00013666 | 2.0862e-05 | 1.0144e-05 | 2.8902e-05 | 0.00011691 | 6.329e-05 | 0.00021057
6.3023e-05 | 0.00045559 | 0.00029149 | 0.0003193 | 4.61e-05 | 2.3531e-05 | 6.3412e-05 | 0.00014392 | 8.2893e-05 | 5.4867e-05 | 4.9926e-07 | 0.00013053 | 3.0366e-05 | 2.0184e-05 | 9.416e-06 | 0.00013016 | 3.5866e-05 | 4.7659e-05
5.0853e-05 | 0.00040451 | 0.00018998 | 0.00024598 | 4.61e-05 | 2.4619e-05 | 3.6038e-05 | 0.00015088 | 6.3462e-05 | 4.9137e-05 | 5.6583e-07 | 0.00012999 | 1.3389e-05 | 1.138e-05 | 7.0291e-06 | 9.8171e-05 | 3.4737e-05 | 1.2986e-07
5.0325e-05 | 0.00021288 | 0.00013922 | 0.0001796 | 4.6858e-05 | 2.4798e-05 | 2.5258e-05 | 0.00014359 | 6.0201e-05 | 4.8895e-05 | 5.3255e-07 | 0.00012407 | 4.1227e-06 | 2.1832e-05 | 1.2272e-05 | 7.8089e-05 | 2.8466e-05 | 1.9479e-07
0.00015041 | 0.00021111 | 7.915e-05 | 0.00017121 | 4.6835e-05 | 2.4045e-05 | 7.4215e-06 | 0.00013787 | 5.7934e-05 | 4.5689e-05 | 5.6583e-07 | 0.00012354 | 8.6308e-06 | 2.2914e-05 | 7.3591e-06 | 7.3029e-05 | 2.3008e-05 | 3.2465e-07
0.00010307 | 0.00016875 | 5.5074e-05 | 0.00013573 | 4.6124e-05 | 2.4469e-05 | 2.437e-06 | 0.00013354 | 5.3825e-05 | 4.6211e-05 | 6.324e-07 | 0.00012082 | 6.0648e-06 | 2.3531e-05 | 7.3384e-06 | 7.1726e-05 | 2.3679e-05 | 1.9479e-07
9.418e-05 | 0.00016862 | 5.6226e-05 | 7.7192e-05 | 4.6835e-05 | 2.4632e-05 | 3.567e-06 | 0.00013794 | 3.7239e-05 | 4.3065e-05 | 5.6583e-07 | 0.00011832 | 1.7997e-05 | 2.4098e-05 | 8.52e-06 | 6.6746e-05 | 4.8677e-05 | 7.7917e-07
7.0908e-05 | 0.00013344 | 3.7666e-05 | 7.9366e-05 | 4.6835e-05 | 2.5298e-05 | 1.2994e-05 | 0.00013906 | 3.3947e-05 | 6.0548e-05 | 5.6583e-07 | 0.00011587 | 2.0804e-05 | 2.4149e-05 | 2.6203e-05 | 6.2249e-05 | 8.1454e-05 | 2.2726e-06
7.4886e-05 | 0.00013001 | 9.1079e-05 | 0.00012409 | 4.6858e-05 | 4.0286e-05 | 7.3236e-05 | 0.0001266 | 3.8469e-05 | 6.9897e-05 | 4.986e-05 | 0.0001255 | 8.9063e-05 | 2.3531e-05 | 0.00011606 | 3.95e-05 | 7.7115e-05 | 7.1424e-07
8.6549e-05 | 0.0002289 | 0.0001069 | 0.0001198 | 4.6858e-05 | 0.00023276 | 0.00011178 | 0.00013475 | 6.0141e-05 | 4.9279e-05 | 0.00015271 | 0.00012419 | 0.00016918 | 2.2502e-05 | 0.00021065 | 3.0719e-05 | 0.00016893 | 7.3047e-05
0.00023195 | 0.00030713 | 0.00011775 | 0.00018615 | 4.6858e-05 | 0.00029676 | 0.00014761 | 0.00014464 | 7.9845e-05 | 0.00010162 | 0.00019207 | 0.00012862 | 0.00012215 | 2.0905e-05 | 0.00017123 | 0.0002744 | 0.00022633 | 0.00019499
9.7516e-05 | 0.00037949 | 0.0001593 | 0.00037363 | 4.5366e-05 | 0.00016073 | 0.00022129 | 0.00014034 | 9.6855e-05 | 6.458e-05 | 0.00031754 | 0.00012733 | 9.8882e-05 | 1.0607e-05 | 7.4093e-05 | 0.00036918 | 0.00014141 | 0.00059169
0.00030982 | 0.00053509 | 0.00027759 | 0.00070547 | 4.7592e-05 | 2.7903e-05 | 0.00023392 | 0.0001579 | 0.00020086 | 6.6237e-05 | 0.00037282 | 0.00013182 | 0.00017712 | 1.4469e-05 | 0.00012387 | 0.00045985 | 0.00011762 | 0.00042111
0.00010862 | 0.00095612 | 0.00036033 | 0.00094112 | 0.00019383 | 2.5003e-05 | 0.00024927 | 0.00015253 | 0.00021179 | 6.5141e-05 | 0.00036458 | 0.00013382 | 0.00015266 | 0.00032124 | 0.0001611 | 0.00036276 | 7.8639e-05 | 0.00036822
8.0574e-05 | 0.001171 | 0.00070256 | 0.0010937 | 0.00048845 | 0.00019334 | 0.00017693 | 0.00016188 | 0.00028115 | 8.1595e-05 | 0.00035202 | 0.00014278 | 0.00016816 | 0.00019674 | 8.9343e-05 | 0.00050133 | 7.9842e-05 | 0.00046299
0.00025169 | 0.0015573 | 0.00097238 | 0.0010409 | 0.00053692 | 0.0001042 | 0.000197 | 0.00016197 | 0.00029717 | 5.6718e-05 | 0.00029307 | 0.00014787 | 0.00016785 | 0.00019033 | 7.3657e-05 | 0.00070912 | 8.6293e-05 | 0.00045849
0.00032551 | 0.0016601 | 0.0012516 | 0.0012464 | 0.00046501 | 0.000239 | 0.00013579 | 0.00016799 | 0.00032126 | 6.1188e-05 | 0.00023589 | 0.00015033 | 0.00012575 | 0.00058555 | 7.7543e-05 | 0.001315 | 8.6335e-05 | 0.00084707
0.00075157 | 0.0021336 | 0.0016528 | 0.0013298 | 0.00051119 | 0.0001405 | 0.00016439 | 0.00017848 | 0.0003545 | 0.00010611 | 0.0002065 | 0.00016162 | 8.8021e-05 | 0.00046256 | 0.00016171 | 0.0014786 | 0.0001276 | 0.00067632
0.00098022 | 0.0019016 | 0.0018244 | 0.0013411 | 4.6835e-05 | 0.00040491 | 0.00015882 | 0.0001782 | 0.00038478 | 0.00025149 | 4.0713e-05 | 0.00016428 | 0.00024708 | 0.00043984 | 0.00027818 | 0.001639 | 0.00010872 | 0.00036939
0.00081173 | 0.0015874 | 0.0016677 | 0.0016075 | 4.6858e-05 | 0.00036652 | 0.00010415 | 0.00017465 | 0.00037216 | 0.00021131 | 2.9037e-05 | 0.00015021 | 0.00035192 | 0.00043567 | 0.00025203 | 0.0010872 | 0.00011047 | 0.00039731
0.0008746 | 0.0013165 | 0.0012604 | 0.0013608 | 4.6858e-05 | 0.00025067 | 0.00017631 | 0.000169 | 0.0002982 | 6.6547e-05 | 7.2027e-05 | 0.00015809 | 0.00023205 | 0.00042629 | 0.00034263 | 0.00080823 | 0.00011424 | 0.00028056
0.00058002 | 0.0011219 | 0.00091552 | 0.00090724 | 4.6858e-05 | 0.00015901 | 0.0001556 | 0.0001667 | 0.0002529 | 9.3511e-05 | 0.00012959 | 0.00014923 | 0.00010566 | 0.00037722 | 9.2866e-05 | 0.00052223 | 0.00013416 | 0.00035465
0.0002321 | 0.00060444 | 0.00075068 | 0.0007509 | 4.5366e-05 | 5.4415e-05 | 0.00017296 | 0.00015183 | 0.00019242 | 7.7628e-05 | 6.7747e-05 | 0.00014515 | 1.9115e-05 | 7.5074e-05 | 5.3164e-05 | 0.0003495 | 0.00011581 | 0.00023787
0.00028957 | 0.00056549 | 0.00050006 | 0.00047102 | 4.61e-05 | 5.8581e-05 | 0.00010566 | 0.00014687 | 0.00011204 | 8.5314e-05 | 5.3255e-07 | 0.00014208 | 3.9055e-05 | 1.0247e-05 | 1.9237e-05 | 0.00014771 | 9.643e-05 | 0.00011376
0.00027064 | 0.00031243 | 0.00027553 | 0.00032142 | 4.7592e-05 | 2.3946e-05 | 4.8881e-05 | 0.00015013 | 6.5848e-05 | 7.3185e-05 | 5.3255e-07 | 0.00013761 | 5.78e-05 | 2.0442e-05 | 2.1341e-05 | 2.1656e-05 | 7.3378e-05 | 1.9479e-07
9.7051e-05 | 0.00024255 | 0.00017661 | 0.00024469 | 4.6858e-05 | 2.4632e-05 | 4.0994e-05 | 0.00014486 | 3.1221e-05 | 7.342e-05 | 5.3255e-07 | 0.00013399 | 2.6459e-05 | 1.1482e-05 | 1.2894e-05 | 0.00012122 | 4.3321e-05 | 1.2986e-07
0.00019074 | 0.00016322 | 0.00013487 | 0.00021572 | 4.5343e-05 | 2.4284e-05 | 7.9727e-06 | 0.00014176 | 1.6826e-05 | 5.7501e-05 | 5.6583e-07 | 0.000133 | 5.3439e-05 | 2.1987e-05 | 7.9978e-06 | 0.00011763 | 2.4465e-05 | 2.5972e-07
0.00019199 | 7.2535e-05 | 9.7946e-05 | 9.2992e-05 | 4.7592e-05 | 2.3946e-05 | 3.694e-06 | 0.00013269 | 1.6603e-05 | 4.8715e-05 | 5.3255e-07 | 0.0001254 | 9.5841e-06 | 2.2708e-05 | 5.7449e-06 | 0.00010259 | 1.7439e-05 | 1.9479e-07
9.5695e-05 | 4.3034e-05 | 8.1828e-05 | 5.5165e-05 | 4.5366e-05 | 2.4469e-05 | 2.9157e-06 | 0.00013078 | 1.4553e-05 | 4.8129e-05 | 5.6583e-07 | 0.00011898 | 5.1106e-06 | 2.3943e-05 | 5.8632e-06 | 7.9819e-05 | 4.6238e-05 | 5.1944e-07
8.039e-05 | 3.4685e-05 | 7.2561e-05 | 3.4917e-05 | 4.5343e-05 | 2.4533e-05 | 2.2004e-06 | 0.00014022 | 1.4511e-05 | 5.2226e-05 | 5.3255e-07 | 0.00011843 | 3.3788e-06 | 2.3943e-05 | 2.7077e-05 | 8.4446e-05 | 4.7004e-05 | 1.9479e-07
5.1364e-05 | 5.7225e-05 | 0.00010403 | 3.7561e-05 | 4.7592e-05 | 2.3617e-05 | 9.4439e-06 | 0.00013336 | 1.4483e-05 | 5.9359e-05 | 5.9912e-07 | 0.00011786 | 1.8934e-05 | 2.4304e-05 | 1.8812e-05 | 8.6061e-05 | 8.9506e-05 | 5.8437e-07
6.4352e-05 | 3.21e-05 | 7.1125e-05 | 4.7429e-05 | 4.4609e-05 | 0.0001784 | 7.5535e-05 | 0.00012608 | 1.4361e-05 | 6.4721e-05 | 7.3225e-07 | 0.0001167 | 5.8778e-05 | 2.4046e-05 | 4.4347e-05 | 8.2319e-05 | 0.00016454 | 7.1424e-07
6.1577e-05 | 9.3205e-05 | 6.5952e-05 | 7.9554e-05 | 4.6858e-05 | 6.6249e-05 | 9.0897e-05 | 0.00012327 | 1.6397e-05 | 7.1331e-05 | 5.1391e-05 | 0.00012179 | 0.000109 | 3.4859e-05 | 8.6206e-05 | 6.1973e-05 | 0.00013508 | 0.00015705
9.7888e-05 | 0.00010368 | 9.5731e-05 | 9.9189e-05 | 4.6858e-05 | 5.3617e-05 | 0.00011977 | 0.00012579 | 1.913e-05 | 7.9851e-05 | 0.00015051 | 0.00011937 | 0.00010125 | 1.1997e-05 | 8.1741e-05 | 1.4903e-05 | 9.2052e-05 | 0.00021666
5.1677e-05 | 0.00015815 | 0.00012221 | 0.00013128 | 4.61e-05 | 2.9504e-05 | 0.00015063 | 0.00013426 | 4.2711e-05 | 5.7817e-05 | 9.952e-05 | 0.00012155 | 9.5611e-05 | 2.0957e-05 | 0.00015429 | 6.5342e-05 | 0.00012555 | 0.00014896
5.1954e-05 | 0.00033168 | 0.00016611 | 0.00031326 | 4.6858e-05 | 2.4539e-05 | 0.0002208 | 0.00014221 | 9.4341e-05 | 6.6642e-05 | 0.00018107 | 0.00012601 | 0.00014565 | 1.1277e-05 | 0.00010681 | 0.00014775 | 8.8988e-05 | 9.0098e-05
5.0611e-05 | 0.00050926 | 0.00019854 | 0.0004057 | 4.7592e-05 | 2.436e-05 | 0.00018752 | 0.0001478 | 0.00010394 | 8.2848e-05 | 0.00023435 | 0.00013548 | 0.00014707 | 0.00023537 | 0.00018269 | 0.0001665 | 9.181e-05 | 0.00057043
5.3691e-05 | 0.00088916 | 0.00019006 | 0.00063745 | 0.00029531 | 2.3946e-05 | 0.00017527 | 0.00014821 | 5.2178e-05 | 0.00015397 | 0.00023429 | 0.00014421 | 9.8683e-05 | 0.00059097 | 0.00010918 | 0.00039137 | 5.3736e-05 | 4.7854e-05
0.000274 | 0.0010599 | 0.0005168 | 0.00075488 | 0.00053922 | 2.4426e-05 | 0.00013424 | 0.00015568 | 0.00017342 | 0.00012021 | 0.00020646 | 0.00014627 | 0.00017269 | 0.00022233 | 8.0867e-05 | 0.00059088 | 7.097e-05 | 0.00019143
0.00048607 | 0.0013252 | 0.00073698 | 0.00085201 | 0.00061116 | 0.00021522 | 0.00010939 | 0.00016212 | 0.00016762 | 8.0846e-05 | 0.00029777 | 0.00014995 | 8.5224e-05 | 0.00035264 | 2.8744e-05 | 0.0009029 | 5.75e-05 | 0.00056877
0.00074298 | 0.0015695 | 0.0011981 | 0.001143 | 0.00071683 | 0.00059605 | 0.00011134 | 0.00015759 | 0.00021914 | 8.4431e-05 | 0.00032439 | 0.00015496 | 5.3248e-05 | 0.00027057 | 5.4793e-05 | 0.0011531 | 7.6206e-05 | 0.00051728
0.00080884 | 0.001546 | 0.0015322 | 0.0012623 | 0.00079994 | 0.0002543 | 0.000134 | 0.00016659 | 0.00027822 | 5.0004e-05 | 0.00033387 | 0.00015859 | 0.00020151 | 0.00018172 | 0.00016369 | 0.0011317 | 7.5065e-05 | 0.00057574
0.00095618 | 0.0017732 | 0.0016665 | 0.0012214 | 0.00056346 | 0.00050535 | 0.00011922 | 0.00016188 | 0.00030499 | 0.00015926 | 9.8022e-05 | 0.00015777 | 0.0003119 | 0.00046615 | 0.00040739 | 0.0014546 | 7.9112e-05 | 0.00056575
0.0010438 | 0.0017984 | 0.0016254 | 0.0011638 | 0.00014912 | 0.0005871 | 0.00011388 | 0.00016798 | 0.00034047 | 0.00050814 | 4.6298e-05 | 0.00015227 | 0.00038591 | 0.00047331 | 0.00043817 | 0.0011362 | 0.00013106 | 0.0004151
0.00062315 | 0.0017586 | 0.0012289 | 0.0011053 | 4.61e-05 | 0.00027875 | 8.1001e-05 | 0.00016644 | 0.00031541 | 0.00032238 | 0.00012454 | 0.00015204 | 0.00015979 | 0.00045451 | 0.00029727 | 0.0007566 | 0.00015236 | 0.00038062
0.00030745 | 0.0013709 | 0.00081903 | 0.0009051 | 4.6124e-05 | 7.5428e-05 | 9.3724e-05 | 0.00014978 | 0.00021902 | 0.00010853 | 0.00015951 | 0.00015275 | 8.2564e-05 | 0.00031816 | 0.00013989 | 0.00039755 | 0.00016679 | 0.00034037
0.00022062 | 0.00092114 | 0.00055241 | 0.0007442 | 4.6835e-05 | 2.4097e-05 | 8.9493e-05 | 0.00015062 | 0.0001424 | 9.9728e-05 | 6.6995e-05 | 0.00014171 | 4.5498e-05 | 2.935e-05 | 5.0871e-05 | 0.00014985 | 0.00016098 | 0.00026959
0.00023618 | 0.00073694 | 0.00039702 | 0.00058031 | 4.61e-05 | 2.4619e-05 | 9.6588e-05 | 0.0001438 | 9.7785e-05 | 5.839e-05 | 5.3255e-07 | 0.00014601 | 8.0662e-05 | 1.2873e-06 | 1.4572e-05 | 0.00022735 | 6.6767e-05 | 0.00014278
0.00013239 | 0.00043727 | 0.0002331 | 0.0004758 | 4.6835e-05 | 2.6442e-05 | 7.4466e-05 | 0.00015293 | 7.4337e-05 | 6.2815e-05 | 5.6583e-07 | 0.0001405 | 7.1638e-05 | 6.7453e-06 | 5.4802e-06 | 0.00016958 | 6.3554e-05 | 1.9479e-07
5.0869e-05 | 0.00028103 | 0.00014944 | 0.00035409 | 4.61e-05 | 2.4304e-05 | 2.893e-05 | 0.0001449 | 4.6513e-05 | 5.9944e-05 | 5.3255e-07 | 0.00013127 | 3.542e-05 | 7.0543e-06 | 5.8134e-06 | 0.00012108 | 5.4616e-05 | 3.2465e-07
5.0837e-05 | 0.0001816 | 0.00010339 | 0.00014125 | 4.5343e-05 | 2.437e-05 | 1.6821e-05 | 0.00013513 | 2.4861e-05 | 4.8912e-05 | 5.3255e-07 | 0.00012922 | 1.2976e-05 | 7.4147e-06 | 6.4666e-06 | 0.00011919 | 4.5956e-05 | 2.5972e-07
5.1783e-05 | 0.00015573 | 6.3754e-05 | 8.2108e-05 | 4.61e-05 | 2.413e-05 | 2.5388e-05 | 0.00013813 | 2.2756e-05 | 3.9573e-05 | 5.3255e-07 | 0.00012638 | 4.5803e-06 | 8.2901e-06 | 1.1342e-05 | 9.7689e-05 | 4.344e-05 | 4.5451e-07
5.0325e-05 | 8.8268e-05 | 3.7967e-05 | 5.2884e-05 | 4.61e-05 | 2.437e-05 | 2.8773e-06 | 0.00012987 | 1.8329e-05 | 4.1732e-05 | 5.6583e-07 | 0.00012451 | 6.3536e-06 | 1.4675e-05 | 5.7803e-06 | 9.0144e-05 | 3.6563e-05 | 1.2986e-07
5.1364e-05 | 5.3437e-05 | 3.0371e-05 | 4.8989e-05 | 4.61e-05 | 2.4718e-05 | 2.4456e-06 | 0.00013245 | 1.7987e-05 | 4.4254e-05 | 5.3255e-07 | 0.00012206 | 3.4502e-06 | 8.4445e-06 | 1.9427e-05 | 8.9523e-05 | 3.141e-05 | 1.9479e-07
5.3228e-05 | 2.2741e-05 | 2.2512e-05 | 3.1762e-05 | 4.5343e-05 | 2.4884e-05 | 2.9334e-06 | 0.00012761 | 1.5688e-05 | 6.5535e-05 | 5.6583e-07 | 0.00011943 | 1.3106e-05 | 8.496e-06 | 2.213e-05 | 8.7091e-05 | 8.2081e-05 | 5.8437e-07
6.376e-05 | 4.5717e-05 | 2.9245e-05 | 2.6736e-05 | 4.6858e-05 | 2.3617e-05 | 5.3822e-05 | 0.00012628 | 1.4509e-05 | 6.9806e-05 | 5.9912e-07 | 0.00012047 | 5.9572e-05 | 1.6323e-05 | 5.049e-05 | 7.7128e-05 | 0.00013295 | 7.0125e-06
5.4818e-05 | 0.00013738 | 2.8385e-05 | 4.4383e-05 | 4.61e-05 | 9.1532e-05 | 9.7492e-05 | 0.0001245 | 2.0878e-05 | 8.8855e-05 | 4.986e-05 | 0.00011873 | 7.1338e-05 | 8.805e-06 | 7.0678e-05 | 8.7753e-05 | 0.00017226 | 7.4021e-05
5.4657e-05 | 0.00020366 | 5.5482e-05 | 0.00010259 | 7.253e-05 | 2.386e-05 | 4.6013e-05 | 0.00013103 | 2.4405e-05 | 5.2125e-05 | 0.00014865 | 0.00012367 | 8.4367e-05 | 1.6374e-05 | 7.4859e-05 | 2.1505e-05 | 0.00014171 | 5.4347e-05
5.7705e-05 | 0.00022834 | 8.6289e-05 | 0.0001812 | 4.835e-05 | 2.4699e-05 | 0.0001152 | 0.00013061 | 3.1337e-05 | 6.3527e-05 | 0.00010068 | 0.00012207 | 9.2068e-05 | 8.496e-06 | 0.00012503 | 8.3641e-05 | 0.00012649 | 0.0001009
5.1873e-05 | 0.00026215 | 0.00010908 | 0.00032629 | 4.6124e-05 | 2.436e-05 | 0.00018986 | 0.00013803 | 6.8943e-05 | 9.4202e-05 | 0.00018043 | 0.00012396 | 0.00011522 | 8.1356e-06 | 7.1555e-05 | 0.00031136 | 0.00012804 | 0.00014551
5.0341e-05 | 0.00035298 | 0.00012684 | 0.00056147 | 4.6858e-05 | 2.4525e-05 | 0.00021068 | 0.00014852 | 0.00014386 | 6.3521e-05 | 0.00024657 | 0.00013183 | 0.00011994 | 1.5447e-06 | 0.00019313 | 0.00032707 | 0.00010842 | 0.00079031
5.7107e-05 | 0.00056449 | 0.00017941 | 0.00073792 | 4.6835e-05 | 2.4533e-05 | 0.00014599 | 0.00015305 | 9.8938e-05 | 8.8457e-05 | 0.00018706 | 0.0001424 | 8.8665e-05 | 0.00026257 | 0.00023625 | 0.00048606 | 9.3155e-05 | 0.00033774
5.0691e-05 | 0.00095312 | 0.00027506 | 0.00082828 | 4.7592e-05 | 2.3832e-05 | 9.9006e-05 | 0.0001563 | 0.0001584 | 6.4369e-05 | 0.00014665 | 0.00014433 | 7.3104e-05 | 0.0001402 | 0.00011761 | 0.0006008 | 5.4438e-05 | 0.00038374
0.00014123 | 0.0013589 | 0.00074802 | 0.00095868 | 0.00015669 | 6.4811e-05 | 7.5159e-05 | 0.00015557 | 0.00018244 | 4.7101e-05 | 9.5659e-05 | 0.00014643 | 4.5695e-05 | 0.0001881 | 0.00010662 | 0.00076669 | 5.0273e-05 | 0.00040361
0.00050812 | 0.0017434 | 0.0011523 | 0.0011237 | 0.00070433 | 0.00030186 | 7.1229e-05 | 0.00015656 | 0.00020669 | 4.5325e-05 | 5.3488e-05 | 0.00014811 | 8.985e-05 | 0.00017197 | 0.0002196 | 0.00090923 | 6.595e-05 | 0.00083418
0.00090788 | 0.0018325 | 0.0012722 | 0.0013973 | 0.0006945 | 0.00036961 | 7.2504e-05 | 0.00015337 | 0.00015552 | 8.5076e-05 | 9.1904e-05 | 0.00016129 | 0.00016143 | 0.00032544 | 0.00020432 | 0.0011108 | 6.7099e-05 | 0.00065309
0.00083272 | 0.0020922 | 0.0015937 | 0.0014875 | 0.00059904 | 0.00040376 | 9.9363e-05 | 0.00016793 | 0.00018709 | 6.3783e-05 | 3.5931e-05 | 0.00016992 | 0.00034584 | 0.00044668 | 0.00044535 | 0.0012997 | 7.9303e-05 | 0.00062879
0.00087844 | 0.0022796 | 0.0016525 | 0.0015204 | 0.00035894 | 0.00033961 | 0.00010377 | 0.0001655 | 0.00031291 | 7.8617e-05 | 1.0824e-05 | 0.00016071 | 0.00047835 | 0.00014938 | 0.00033621 | 0.0011626 | 0.0001257 | 0.00042637
0.00040017 | 0.0019027 | 0.0010919 | 0.0013681 | 4.7615e-05 | 0.00022923 | 0.00013478 | 0.00016579 | 0.00033758 | 9.1456e-05 | 7.909e-05 | 0.0001544 | 0.00020269 | 7.0131e-05 | 0.0001152 | 0.00073073 | 0.00013543 | 0.00046376
5.6291e-05 | 0.001623 | 0.00084377 | 0.0010333 | 4.5343e-05 | 0.00012212 | 0.00013177 | 0.00016322 | 0.00027139 | 9.0076e-05 | 0.00013221 | 0.00015818 | 0.00010338 | 4.2017e-05 | 0.00010178 | 0.00049885 | 0.00016228 | 0.00053083
0.0001493 | 0.00090912 | 0.00053714 | 0.00088955 | 4.6124e-05 | 0.00012203 | 0.00011847 | 0.00015817 | 0.00019973 | 6.5937e-05 | 6.7494e-05 | 0.00015707 | 3.59e-05 | 0.00025343 | 0.00012716 | 0.00025435 | 0.0001295 | 0.00030284
0.00018858 | 0.00056237 | 0.00044497 | 0.00069703 | 4.6858e-05 | 5.5842e-05 | 8.7699e-05 | 0.00015462 | 0.00013078 | 5.0225e-05 | 5.3255e-07 | 0.0001494 | 2.8335e-05 | 7.8781e-06 | 4.0314e-05 | 0.00016011 | 7.6017e-05 | 0.00025196
0.00021606 | 0.00036172 | 0.00027484 | 0.00040136 | 4.61e-05 | 2.4204e-05 | 0.00010035 | 0.00015173 | 7.4421e-05 | 4.31e-05 | 5.6583e-07 | 0.00013645 | 1.3962e-05 | 8.2901e-06 | 5.8636e-05 | 0.00011355 | 9.392e-05 | 7.9319e-05
8.9515e-05 | 0.00037153 | 0.00017937 | 0.00023732 | 4.61e-05 | 2.4784e-05 | 2.2567e-05 | 0.00014929 | 3.9913e-05 | 7.2067e-05 | 5.3255e-07 | 0.00013436 | 1.2884e-05 | 8.805e-06 | 1.5535e-05 | 0.0001525 | 4.1573e-05 | 7.3294e-05
4.9915e-05 | 0.00026935 | 0.00011272 | 0.0001662 | 4.61e-05 | 2.413e-05 | 2.0845e-05 | 0.00014418 | 2.8031e-05 | 8.5701e-05 | 5.3255e-07 | 0.00012817 | 1.5776e-05 | 1.7044e-05 | 1.3819e-05 | 8.9687e-05 | 3.2913e-05 | 4.9984e-05
5.2387e-05 | 0.00018823 | 8.7151e-05 | 0.00011863 | 4.6858e-05 | 2.4384e-05 | 8.4277e-06 | 0.00013472 | 2.5849e-05 | 6.2032e-05 | 5.3255e-07 | 0.00012508 | 3.3829e-06 | 9.6803e-06 | 1.6348e-05 | 7.5855e-05 | 2.8391e-05 | 1.9479e-07
4.9456e-05 | 0.00019164 | 7.217e-05 | 0.00011337 | 4.6835e-05 | 2.4718e-05 | 2.909e-06 | 0.00013694 | 2.288e-05 | 4.3724e-05 | 5.3255e-07 | 0.00012101 | 3.1242e-06 | 9.8348e-06 | 1.3396e-05 | 8.1873e-05 | 2.2216e-05 | 1.9479e-07
5.2387e-05 | 0.00014236 | 0.00010182 | 6.6691e-05 | 4.61e-05 | 2.4296e-05 | 5.9531e-06 | 0.00012776 | 2.1357e-05 | 4.378e-05 | 5.3255e-07 | 0.00011943 | 3.1712e-06 | 1.8897e-05 | 3.0805e-05 | 2.7329e-05 | 3.7786e-05 | 1.2986e-07
7.0422e-05 | 4.6838e-05 | 5.5246e-05 | 3.7525e-05 | 4.61e-05 | 2.4304e-05 | 8.6547e-06 | 0.00014098 | 1.8336e-05 | 4.4776e-05 | 5.3255e-07 | 0.00011754 | 1.6471e-05 | 1.9464e-05 | 1.5079e-05 | 2.2098e-05 | 8.2914e-05 | 4.5451e-07
0.00021558 | 2.1412e-05 | 3.7477e-05 | 3.3194e-05 | 4.5343e-05 | 2.5198e-05 | 7.1464e-05 | 0.00013192 | 1.43e-05 | 5.5017e-05 | 5.6583e-07 | 0.00011838 | 7.3498e-05 | 1.0865e-05 | 6.1576e-05 | 2.3057e-05 | 0.00012437 | 1.3713e-05
0.0001271 | 0.00014005 | 2.9863e-05 | 6.0358e-05 | 4.7592e-05 | 2.413e-05 | 6.9957e-05 | 0.00012645 | 2.5769e-05 | 8.1263e-05 | 5.0326e-05 | 0.00011999 | 9.2043e-05 | 2.0081e-05 | 0.00016035 | 1.4911e-05 | 0.00014297 | 0.00011271
7.8727e-05 | 0.00025537 | 4.8099e-05 | 0.00012027 | 4.6124e-05 | 2.4884e-05 | 0.00014768 | 0.00014116 | 2.6251e-05 | 3.7692e-05 | 0.00014888 | 0.00012316 | 0.0001221 | 1.0556e-05 | 0.00012746 | 0.00016838 | 0.00013263 | 0.0001292
6.4014e-05 | 0.0002892 | 5.6061e-05 | 0.00016829 | 4.6124e-05 | 2.5132e-05 | 0.00012591 | 0.00013797 | 5.518e-05 | 7.0873e-05 | 0.00010769 | 0.00012348 | 5.696e-05 | 1.0092e-05 | 8.8782e-05 | 0.00010936 | 0.00011902 | 0.00028104
6.4837e-05 | 0.00063762 | 6.7536e-05 | 0.00030256 | 4.61e-05 | 2.4197e-05 | 0.00016136 | 0.00014523 | 4.7609e-05 | 0.00024802 | 0.00016841 | 0.00012615 | 6.7562e-05 | 9.2169e-06 | 5.4771e-05 | 0.00011888 | 0.00010402 | 0.00017797
6.1968e-05 | 0.00068872 | 0.00019169 | 0.00048106 | 4.7592e-05 | 2.3946e-05 | 0.00017194 | 0.00014776 | 0.00011876 | 0.00041442 | 0.00026552 | 0.00013615 | 0.00012281 | 8.5475e-06 | 0.00018158 | 0.00012406 | 7.7917e-05 | 0.00024589
6.8184e-05 | 0.0010016 | 0.00043703 | 0.00082068 | 0.00015821 | 2.4445e-05 | 0.0001391 | 0.00014865 | 0.00014642 | 4.879e-05 | 0.00028083 | 0.0001432 | 9.5638e-05 | 0.00021963 | 0.00015369 | 0.00023801 | 5.3166e-05 | 0.00032978
0.00023271 | 0.0012866 | 0.00055333 | 0.00078467 | 0.000621 | 0.00010402 | 0.00013765 | 0.00015881 | 0.00020054 | 4.6339e-05 | 0.00028216 | 0.00016132 | 0.00015361 | 0.00037661 | 8.1041e-05 | 0.00044768 | 4.5824e-05 | 0.00038212
0.00010456 | 0.0019466 | 0.0011222 | 0.00092905 | 0.00071647 | 0.00040945 | 0.00010197 | 0.00016095 | 0.00025185 | 4.0039e-05 | 0.00023242 | 0.00015814 | 0.00014719 | 0.00034339 | 5.5577e-05 | 0.00070983 | 4.0412e-05 | 0.00035517
9.2918e-05 | 0.0021627 | 0.0015001 | 0.0011023 | 0.0006968 | 0.0006686 | 0.0001171 | 0.00017104 | 0.00030272 | 6.5404e-05 | 0.00017296 | 0.00015251 | 0.00011641 | 0.00036504 | 4.4598e-05 | 0.0010068 | 6.6316e-05 | 0.00058009
0.00023918 | 0.0023002 | 0.0018044 | 0.0013498 | 0.00048087 | 0.00076726 | 9.732e-05 | 0.00016519 | 0.00028845 | 4.4064e-05 | 0.00015743 | 0.0001652 | 0.00019567 | 0.00045737 | 0.00018384 | 0.0010998 | 9.759e-05 | 0.00052901
0.00060265 | 0.0023888 | 0.0019335 | 0.0015359 | 4.6858e-05 | 0.00046692 | 9.8085e-05 | 0.00017188 | 0.00029104 | 0.00013625 | 0.00016769 | 0.00014806 | 0.00035678 | 0.00051939 | 0.00054448 | 0.00095045 | 0.00010901 | 0.00055847
0.00052705 | 0.002305 | 0.001736 | 0.0016088 | 4.7615e-05 | 0.00036711 | 0.00010887 | 0.000169 | 0.00030319 | 6.2191e-05 | 0.00012727 | 0.00015851 | 0.00035768 | 0.00019613 | 0.00046158 | 0.00082111 | 0.00012482 | 0.00038622
0.00032386 | 0.0021972 | 0.001345 | 0.0013922 | 4.6858e-05 | 0.00018804 | 8.2732e-05 | 0.0001633 | 0.00024478 | 0.00012813 | 0.00020195 | 0.00015817 | 0.00021224 | 3.97e-05 | 0.00025027 | 0.00082281 | 0.00012725 | 0.00038175
0.00023896 | 0.00175 | 0.0010624 | 0.0011718 | 4.6124e-05 | 0.0002406 | 0.00012581 | 0.00016431 | 0.00014657 | 0.00011818 | 0.0001676 | 0.00014815 | 0.00014155 | 6.3077e-05 | 0.00012055 | 0.00057993 | 0.00016087 | 0.0005015
0.00013815 | 0.0012282 | 0.0006485 | 0.00085417 | 4.6858e-05 | 2.4177e-05 | 0.00014021 | 0.00015647 | 0.00018784 | 6.0148e-05 | 6.7041e-05 | 0.00014634 | 0.00015315 | 0.00029432 | 5.4614e-05 | 0.00039531 | 0.00012113 | 0.00019006
0.00011791 | 0.00090822 | 0.00037536 | 0.00061003 | 4.6858e-05 | 2.4111e-05 | 0.00011298 | 0.00014456 | 0.00014246 | 9.1763e-05 | 5.3255e-07 | 0.00014252 | 6.0534e-05 | 2.4664e-05 | 2.8209e-05 | 0.00025187 | 8.358e-05 | 9.1812e-05
5.138e-05 | 0.00056522 | 0.00021815 | 0.0003196 | 4.61e-05 | 8.6683e-05 | 6.166e-05 | 0.00014691 | 5.12e-05 | 4.4278e-05 | 5.3255e-07 | 0.00012929 | 1.8345e-05 | 9.6288e-06 | 5.6385e-06 | 0.00018219 | 0.00010027 | 3.2465e-07
7.3361e-05 | 0.00021747 | 0.00011326 | 0.00024587 | 4.7592e-05 | 2.8261e-05 | 3.4825e-05 | 0.00014242 | 5.2827e-05 | 4.9102e-05 | 5.3255e-07 | 0.00013237 | 2.2631e-05 | 1.0041e-05 | 1.0241e-05 | 0.00012944 | 3.4423e-05 | 2.5972e-07
0.0002023 | 0.00014346 | 0.00010107 | 0.00020811 | 4.5343e-05 | 2.431e-05 | 2.464e-05 | 0.00013976 | 3.1825e-05 | 4.0648e-05 | 5.3255e-07 | 0.00012838 | 3.7311e-05 | 1.0298e-05 | 1.0904e-05 | 0.00010869 | 2.7014e-05 | 1.9479e-07
0.00011052 | 9.074e-05 | 6.4118e-05 | 0.00015087 | 4.6858e-05 | 2.4218e-05 | 2.3043e-05 | 0.00013967 | 2.9589e-05 | 4.6761e-05 | 5.9912e-07 | 0.00012367 | 7.6175e-06 | 2.0236e-05 | 6.0531e-06 | 8.2429e-05 | 3.1331e-05 | 1.9479e-07
9.0802e-05 | 8.2039e-05 | 3.2704e-05 | 9.464e-05 | 4.61e-05 | 2.5298e-05 | 1.9919e-05 | 0.00012981 | 2.4004e-05 | 5.115e-05 | 5.3255e-07 | 0.00012003 | 7.492e-06 | 1.1174e-05 | 5.9287e-06 | 8.0638e-05 | 3.9168e-05 | 1.9479e-07
6.7261e-05 | 5.2859e-05 | 2.4718e-05 | 8.6252e-05 | 4.61e-05 | 2.4218e-05 | 7.9594e-06 | 0.00013598 | 2.3856e-05 | 5.0328e-05 | 6.9231e-07 | 0.00011424 | 7.3274e-06 | 2.1369e-05 | 1.7264e-05 | 7.5078e-05 | 2.6895e-05 | 0
5.4074e-05 | 3.4046e-05 | 2.4703e-05 | 7.882e-05 | 4.61e-05 | 2.3882e-05 | 1.6736e-05 | 0.00012952 | 2.1374e-05 | 5.9492e-05 | 4.7363e-05 | 0.00011432 | 1.7577e-05 | 2.3356e-05 | 1.046e-05 | 6.9397e-05 | 7.1686e-05 | 3.6285e-06
0.00016308 | 3.3735e-05 | 4.2349e-05 | 8.2666e-05 | 4.61e-05 | 0.00034997 | 6.5069e-05 | 0.00013358 | 1.7726e-05 | 7.3254e-05 | 5.2722e-05 | 0.00012021 | 4.1176e-05 | 2.2502e-05 | 4.7104e-05 | 8.4313e-05 | 0.00014173 | 5.2194e-05
8.5939e-05 | 0.00015932 | 5.8871e-05 | 0.00011672 | 4.7592e-05 | 0.00026289 | 7.3893e-05 | 0.00012673 | 2.071e-05 | 4.3424e-05 | 0.00010305 | 0.0001362 | 0.00010561 | 1.1997e-05 | 6.3421e-05 | 0.00010445 | 0.00015596 | 0.00033834
0.00011576 | 0.00020003 | 8.775e-05 | 0.00014167 | 4.6858e-05 | 2.5698e-05 | 8.5322e-05 | 0.00013089 | 3.5428e-05 | 0.00035263 | 0.0001381 | 0.00012653 | 4.855e-05 | 2.1375e-05 | 9.7654e-05 | 4.3593e-05 | 0.00014911 | 0.00040811
0.00019529 | 0.00028199 | 5.5803e-05 | 0.00018313 | 4.6124e-05 | 2.3432e-05 | 0.00010316 | 0.0001491 | 6.6065e-05 | 0.00021667 | 0.00014758 | 0.00011852 | 3.508e-05 | 1.2819e-05 | 0.00010637 | 0.00010672 | 0.00015019 | 0.00020727
0.00013042 | 0.00041285 | 8.0283e-05 | 0.00027749 | 4.61e-05 | 2.4525e-05 | 0.00013353 | 0.0001378 | 0.00013478 | 6.2949e-05 | 0.0001971 | 0.00012519 | 0.00010481 | 1.1174e-05 | 5.2662e-05 | 0.00021854 | 0.00010676 | 0.00052507
7.3414e-05 | 0.00061469 | 0.00014796 | 0.00037252 | 4.6858e-05 | 0.0003018 | 0.00012376 | 0.00015743 | 0.00014702 | 0.00010849 | 0.00034504 | 0.00013581 | 0.00013069 | 1.1019e-05 | 0.0001206 | 0.00035611 | 0.00011813 | 0.00022778
5.0358e-05 | 0.00069231 | 0.0003108 | 0.0005162 | 0.00015818 | 0.00073298 | 0.00011945 | 0.00015449 | 0.00010273 | 5.6354e-05 | 0.00035283 | 0.00014515 | 8.8816e-05 | 0.0003145 | 4.7824e-05 | 0.00048905 | 6.7528e-05 | 0.00029719
0.00013559 | 0.0012094 | 0.00046091 | 0.00079369 | 0.00046499 | 0.00072115 | 0.00013754 | 0.00016157 | 0.00015657 | 8.6761e-05 | 0.00025906 | 0.00014252 | 7.3217e-05 | 0.00021477 | 5.4441e-05 | 0.00052284 | 0.00010234 | 0.00039017
0.00072239 | 0.0014848 | 0.0008603 | 0.00086839 | 0.00083066 | 0.00066196 | 9.7333e-05 | 0.00015741 | 0.00030634 | 6.2973e-05 | 0.00020793 | 0.00015312 | 7.8842e-05 | 0.00023631 | 9.8017e-05 | 0.00093139 | 5.7263e-05 | 0.00053948
0.0012395 | 0.0018994 | 0.0015219 | 0.0010132 | 0.00087156 | 0.00088264 | 8.5832e-05 | 0.00016157 | 0.00035812 | 6.6073e-05 | 0.00010955 | 0.00015854 | 9.0262e-05 | 0.00017403 | 7.4796e-05 | 0.0011243 | 7.9705e-05 | 0.0010178
0.0016253 | 0.0022107 | 0.0017728 | 0.0011736 | 0.00044176 | 0.0010391 | 7.0307e-05 | 0.00016574 | 0.00035711 | 0.0001073 | 8.4782e-05 | 0.00016922 | 7.7161e-05 | 0.00012877 | 0.00022167 | 0.0012182 | 7.0002e-05 | 0.0011308
0.0015631 | 0.0023545 | 0.0019804 | 0.0012315 | 4.9084e-05 | 0.00099322 | 6.9867e-05 | 0.00016882 | 0.00035844 | 0.00020096 | 0.00015644 | 0.00016153 | 0.00026877 | 0.00025308 | 0.00041443 | 0.0013115 | 6.511e-05 | 0.00078739
0.0013431 | 0.002405 | 0.0020252 | 0.001296 | 4.7592e-05 | 0.0013043 | 9.0115e-05 | 0.00017189 | 0.00039181 | 0.00011983 | 0.00011544 | 0.00016351 | 0.00046122 | 0.00043881 | 0.00037651 | 0.0012789 | 0.00014006 | 0.00046188
0.00071739 | 0.002298 | 0.0015892 | 0.0014171 | 4.7592e-05 | 0.00083606 | 0.00011674 | 0.0001723 | 0.00036089 | 0.0001129 | 0.00017779 | 0.00015658 | 0.00014553 | 0.00052755 | 0.00022451 | 0.001199 | 0.00011639 | 0.00054026
0.00026972 | 0.0019206 | 0.0010443 | 0.0011594 | 4.7615e-05 | 0.00062898 | 0.00014752 | 0.00016549 | 0.00023823 | 8.5266e-05 | 0.00023583 | 0.00014902 | 0.00017696 | 0.00051301 | 0.00010474 | 0.00054923 | 0.00011556 | 0.00091247
0.00040248 | 0.0011672 | 0.0006018 | 0.00092597 | 4.7592e-05 | 0.00056117 | 0.00016952 | 0.00015541 | 0.00019873 | 7.149e-05 | 0.00010414 | 0.00014886 | 5.179e-05 | 0.00016163 | 7.5262e-05 | 0.00049096 | 0.00011736 | 9.5123e-05
0.00019041 | 0.00072485 | 0.00046917 | 0.00072944 | 4.6077e-05 | 0.00017676 | 0.00010268 | 0.00015211 | 0.00014594 | 5.9509e-05 | 5.6583e-07 | 0.00014132 | 3.5938e-05 | 0.00015982 | 5.5141e-06 | 0.00022561 | 0.00012811 | 0.00025104
0.00011243 | 0.00043488 | 0.00022641 | 0.00042189 | 4.6858e-05 | 0.00029202 | 8.8412e-05 | 0.00014843 | 0.00010723 | 4.5377e-05 | 5.3255e-07 | 0.00013607 | 2.9676e-05 | 2.4026e-05 | 1.3537e-05 | 0.00019071 | 9.0002e-05 | 4.9178e-05
9.5167e-05 | 0.00038616 | 0.00012139 | 0.00026806 | 4.6858e-05 | 0.00045984 | 2.5281e-05 | 0.00014751 | 6.1906e-05 | 5.758e-05 | 5.3255e-07 | 0.0001317 | 7.7508e-06 | 1.1688e-05 | 1.1077e-05 | 0.00012062 | 5.2334e-05 | 1.2661e-05
5.3033e-05 | 0.00029908 | 0.00012026 | 0.00020767 | 4.6835e-05 | 2.3617e-05 | 1.9508e-05 | 0.00013931 | 4.3486e-05 | 5.1957e-05 | 5.3255e-07 | 0.00013063 | 9.636e-06 | 1.0813e-05 | 6.5244e-06 | 0.00010599 | 3.4345e-05 | 6.4931e-08
0.00013563 | 0.0001129 | 7.9809e-05 | 0.00014153 | 4.6858e-05 | 2.4798e-05 | 1.492e-05 | 0.00014105 | 5.033e-05 | 6.5725e-05 | 5.3255e-07 | 0.00012517 | 1.1063e-05 | 2.1266e-05 | 7.5249e-06 | 8.9305e-05 | 3.4191e-05 | 0
0.00013385 | 0.00018617 | 5.9488e-05 | 0.00011146 | 4.6835e-05 | 2.4304e-05 | 1.4177e-05 | 0.00013819 | 3.1086e-05 | 5.5618e-05 | 6.324e-07 | 0.00012568 | 1.0166e-05 | 1.2821e-05 | 7.6493e-06 | 7.6634e-05 | 3.1252e-05 | 3.3374e-05
7.564e-05 | 6.6779e-05 | 6.0445e-05 | 7.9074e-05 | 4.4632e-05 | 2.4469e-05 | 2.6497e-05 | 0.00013313 | 2.3466e-05 | 6.7117e-05 | 5.3255e-07 | 0.00011836 | 8.7153e-06 | 2.2296e-05 | 1.4366e-05 | 7.1158e-05 | 4.5805e-05 | 5.0451e-05
0.00012103 | 4.6659e-05 | 4.6775e-05 | 5.5789e-05 | 4.6077e-05 | 2.3716e-05 | 4.0975e-05 | 0.00013443 | 1.6754e-05 | 8.3076e-05 | 5.3255e-07 | 0.00011658 | 1.1852e-05 | 2.3068e-05 | 3.9684e-05 | 7.5869e-05 | 8.751e-05 | 4.1685e-05
8.2295e-05 | 3.8234e-05 | 5.618e-05 | 3.9016e-05 | 4.7592e-05 | 2.5132e-05 | 5.6384e-05 | 0.00013197 | 2.0057e-05 | 8.2438e-05 | 5.3255e-07 | 0.00012109 | 5.9497e-05 | 2.3531e-05 | 3.9497e-05 | 7.6692e-05 | 0.0001276 | 5.8565e-05
6.3947e-05 | 6.4814e-05 | 6.9478e-05 | 7.0577e-05 | 4.6124e-05 | 2.477e-05 | 0.00011294 | 0.00013786 | 2.3705e-05 | 4.9996e-05 | 4.8895e-05 | 0.00012402 | 8.5414e-05 | 2.2811e-05 | 0.0001082 | 3.8195e-05 | 0.00018107 | 1.0869e-05
5.0837e-05 | 0.00017663 | 6.9094e-05 | 0.00010071 | 4.6858e-05 | 2.4445e-05 | 0.00011855 | 0.00013078 | 2.9883e-05 | 9.8781e-05 | 0.00014772 | 0.00012264 | 7.3619e-05 | 1.1688e-05 | 7.5574e-05 | 3.4833e-05 | 0.0001439 | 5.9217e-05
6.4304e-05 | 0.00029457 | 8.3367e-05 | 0.00020859 | 4.5366e-05 | 2.5198e-05 | 0.00013487 | 0.00013739 | 6.1843e-05 | 8.5061e-05 | 0.00010145 | 0.00011607 | 6.002e-05 | 2.0339e-05 | 0.00010971 | 0.00010021 | 0.00013331 | 0.0001318
5.0836e-05 | 0.00053007 | 0.00013308 | 0.00029517 | 4.6858e-05 | 2.4597e-05 | 0.00022538 | 0.0001432 | 0.00010347 | 6.0221e-05 | 0.00015128 | 0.00012626 | 0.00012811 | 9.7833e-06 | 9.1739e-05 | 0.00015126 | 0.00011577 | 0.00029673
6.0495e-05 | 0.0006914 | 0.00015943 | 0.0003931 | 4.7592e-05 | 2.4031e-05 | 0.00021024 | 0.0001527 | 0.00015625 | 8.7322e-05 | 0.00025366 | 0.00013965 | 0.00017882 | 1.3388e-06 | 0.00017597 | 0.00032272 | 0.00011138 | 0.00030439
5.2384e-05 | 0.00079021 | 0.00024393 | 0.00046884 | 4.6835e-05 | 0.00041765 | 0.00015369 | 0.00015549 | 0.00012753 | 4.979e-05 | 0.00025309 | 0.00014425 | 0.00012257 | 0.0002607 | 6.2164e-05 | 0.00036151 | 0.00010366 | 0.00048239
5.445e-05 | 0.0013077 | 0.00047808 | 0.00074962 | 4.6881e-05 | 0.00069742 | 0.00011018 | 0.00016472 | 0.00019799 | 8.0806e-05 | 0.000252 | 0.00014707 | 9.5781e-05 | 0.00019098 | 5.1489e-05 | 0.0004241 | 7.9686e-05 | 0.0011673
5.0358e-05 | 0.0016846 | 0.00070637 | 0.00089452 | 0.00051425 | 0.00070439 | 7.6533e-05 | 0.00015738 | 0.00026525 | 5.595e-05 | 0.00026508 | 0.00015129 | 6.914e-05 | 0.00019076 | 1.665e-05 | 0.00048377 | 5.9096e-05 | 0.0005026
9.7503e-05 | 0.001814 | 0.0011325 | 0.0010072 | 0.0007507 | 0.00067383 | 8.3997e-05 | 0.00016667 | 0.00028548 | 5.5492e-05 | 0.00026663 | 0.00015766 | 7.6403e-05 | 0.00017566 | 6.9756e-05 | 0.00080207 | 5.5587e-05 | 0.00052191
0.00011032 | 0.0019132 | 0.0013772 | 0.001169 | 0.00075906 | 0.00074459 | 0.00011487 | 0.00016099 | 0.00030951 | 8.1186e-05 | 0.00026616 | 0.00016819 | 0.00014916 | 1.4212e-05 | 8.4507e-05 | 0.0008079 | 6.1074e-05 | 0.00048786
8.7864e-05 | 0.0021304 | 0.0016676 | 0.0014237 | 0.00057179 | 0.00087311 | 9.2805e-05 | 0.00016757 | 0.00029898 | 0.00012272 | 0.00033339 | 0.00016567 | 0.00033809 | 0.00037985 | 0.00029512 | 0.00075682 | 8.7006e-05 | 0.00052548
0.00015483 | 0.0020585 | 0.0014674 | 0.0015769 | 4.61e-05 | 0.00061736 | 0.00013197 | 0.00016151 | 0.00029717 | 7.8228e-05 | 0.00014157 | 0.00016237 | 0.0003397 | 0.00054318 | 0.00019225 | 0.00058027 | 0.00011765 | 0.00056965
0.00020179 | 0.0015787 | 0.0010819 | 0.0012466 | 0.00064752 | 0.0006112 | 0.00011531 | 0.0001616 | 0.00022911 | 9.8932e-05 | 0.00021357 | 0.00016014 | 0.00014549 | 0.00051688 | 0.00016413 | 0.00053554 | 0.00010329 | 0.0004565
0.00044036 | 0.0010626 | 0.00062254 | 0.0010826 | 0.00012488 | 0.00058186 | 0.0001266 | 0.0001551 | 0.00020119 | 6.4776e-05 | 0.00022983 | 0.00014941 | 0.00017399 | 0.0002055 | 4.5519e-05 | 0.00059332 | 0.00014747 | 0.00036973
0.00022361 | 0.00056875 | 0.00039304 | 0.00077385 | 4.7615e-05 | 0.00021909 | 0.00010734 | 0.00015323 | 0.00014399 | 6.1478e-05 | 0.0001043 | 0.00014031 | 8.0981e-05 | 5.2418e-05 | 0.00011787 | 0.00050388 | 0.00011379 | 3.44e-05
0.00020501 | 0.00058105 | 0.00028954 | 0.0006152 | 4.5343e-05 | 0.00018546 | 8.4876e-05 | 0.00015554 | 9.0569e-05 | 0.0005304 | 2.517e-05 | 0.00013345 | 6.2717e-05 | 4.0678e-05 | 8.2857e-05 | 3.4681e-05 | 9.326e-05 | 1.7453e-05
0.00014349 | 0.00033017 | 0.00019602 | 0.00039646 | 4.7592e-05 | 4.164e-05 | 8.3288e-05 | 0.00015509 | 6.7073e-05 | 0.00011502 | 5.3255e-07 | 0.00013492 | 2.3168e-05 | 1.1071e-05 | 4.4381e-05 | 1.3631e-05 | 5.9901e-05 | 2.5972e-07
7.9318e-05 | 0.00026909 | 9.7249e-05 | 0.0002796 | 4.6858e-05 | 2.3884e-05 | 4.9614e-05 | 0.00014386 | 4.1973e-05 | 7.2162e-05 | 5.3255e-07 | 0.00013161 | 4.2385e-05 | 2.1266e-05 | 1.4055e-05 | 3.3559e-05 | 3.5222e-05 | 5.284e-05
5.1007e-05 | 0.00019708 | 7.0195e-05 | 0.0001341 | 4.61e-05 | 2.3363e-05 | 2.3618e-05 | 0.00013732 | 3.7043e-05 | 4.7837e-05 | 5.3255e-07 | 0.00013016 | 8.731e-06 | 1.174e-05 | 7.6079e-06 | 0.00012259 | 3.6192e-05 | 3.3764e-07
6.0458e-05 | 0.00011291 | 4.6972e-05 | 0.00010087 | 4.7592e-05 | 2.0935e-05 | 3.9343e-05 | 0.000135 | 2.8732e-05 | 5.9715e-05 | 5.3255e-07 | 0.00011956 | 7.4842e-06 | 2.3016e-05 | 8.8516e-06 | 0.00011686 | 2.8352e-05 | 5.7334e-05
5.1876e-05 | 6.3975e-05 | 3.8089e-05 | 7.9175e-05 | 4.61e-05 | 2.1451e-05 | 1.0729e-05 | 0.00013161 | 3.7483e-05 | 4.941e-05 | 5.6583e-07 | 0.00012385 | 7.0921e-06 | 2.3737e-05 | 7.8317e-06 | 9.5592e-05 | 1.89e-05 | 2.5972e-07
5.0496e-05 | 5.6869e-05 | 5.3905e-05 | 5.9091e-05 | 4.5366e-05 | 2.4045e-05 | 7.1509e-06 | 0.00012935 | 2.403e-05 | 4.4626e-05 | 5.9912e-07 | 0.00011982 | 1.5255e-05 | 2.384e-05 | 8.5822e-06 | 8.1425e-05 | 3.1635e-05 | 3.8958e-07
5.5934e-05 | 3.3287e-05 | 7.4765e-05 | 3.2474e-05 | 4.6835e-05 | 2.4384e-05 | 1.0838e-05 | 0.00013147 | 2.3634e-05 | 5.2874e-05 | 5.9912e-07 | 0.00011629 | 1.4793e-05 | 2.4304e-05 | 2.2803e-05 | 6.1137e-05 | 4.577e-05 | 4.5451e-07
6.5011e-05 | 2.6771e-05 | 4.3187e-05 | 2.318e-05 | 4.6077e-05 | 2.4533e-05 | 4.4324e-05 | 0.00013005 | 1.9004e-05 | 6.6366e-05 | 5.3255e-07 | 0.0001131 | 4.9171e-05 | 2.4046e-05 | 5.483e-05 | 1.3604e-05 | 6.5219e-05 | 5.8437e-07
7.5008e-05 | 4.222e-05 | 4.6029e-05 | 6.5826e-05 | 4.6858e-05 | 6.651e-05 | 7.5237e-05 | 0.00012881 | 2.2099e-05 | 0.00021295 | 5.0625e-05 | 0.00011483 | 0.00014458 | 2.3325e-05 | 8.0303e-05 | 1.4999e-05 | 0.0001243 | 3.8958e-07
5.6485e-05 | 8.8254e-05 | 5.973e-05 | 0.00011076 | 4.6124e-05 | 0.00025813 | 0.00013823 | 0.00013561 | 2.6064e-05 | 0.00018919 | 0.00014908 | 0.00011706 | 8.3121e-05 | 1.1791e-05 | 0.00011577 | 4.0245e-05 | 0.00014909 | 6.6554e-05
5.1364e-05 | 9.7717e-05 | 5.4014e-05 | 0.00023141 | 4.61e-05 | 2.4528e-05 | 0.00020088 | 0.000135 | 3.0022e-05 | 5.9201e-05 | 0.00010122 | 0.00011984 | 7.0011e-05 | 7.1686e-05 | 0.00012618 | 7.8218e-05 | 0.00017454 | 9.5415e-05
8.7634e-05 | 0.00021392 | 8.5573e-05 | 0.00037923 | 4.7592e-05 | 2.436e-05 | 0.00021109 | 0.0001366 | 3.3071e-05 | 5.066e-05 | 0.00020075 | 0.00012724 | 8.3162e-05 | 7.3395e-05 | 9.1467e-05 | 0.00020966 | 0.00018992 | 0.00011503
5.138e-05 | 0.00027825 | 0.00012535 | 0.00050679 | 4.6858e-05 | 2.386e-05 | 0.00024126 | 0.0001452 | 9.6618e-05 | 8.2309e-05 | 0.00045244 | 0.0001339 | 0.00014398 | 9.4229e-06 | 0.00018728 | 0.00023279 | 0.00016344 | 0.00034269
0.00019899 | 0.00037714 | 0.00017399 | 0.00077145 | 4.61e-05 | 2.4327e-05 | 0.00021594 | 0.00014875 | 9.6718e-05 | 4.6737e-05 | 0.00047396 | 0.0001376 | 0.00011432 | 0.00026341 | 0.00025372 | 0.00020031 | 8.8259e-05 | 0.00037496
0.00039812 | 0.00064697 | 0.00033089 | 0.0010156 | 0.00033619 | 0.00044958 | 0.00016596 | 0.00015662 | 0.00012241 | 0.00010146 | 0.00046502 | 0.00014586 | 0.00012347 | 0.00011261 | 0.00011922 | 0.00053431 | 9.035e-05 | 0.00038718
0.00050473 | 0.001039 | 0.00047809 | 0.0012411 | 0.0010575 | 0.0007396 | 0.00011557 | 0.00016015 | 0.00021708 | 7.837e-05 | 0.000387 | 0.00014622 | 0.00015116 | 0.0001892 | 0.00012145 | 0.00052091 | 8.6609e-05 | 0.00057496
0.0010331 | 0.0016349 | 0.00078063 | 0.0014196 | 0.0011615 | 0.00076081 | 0.0001328 | 0.00016417 | 0.00026428 | 5.4476e-05 | 0.00033625 | 0.0001537 | 0.00012346 | 0.00056391 | 9.5248e-05 | 0.00093252 | 8.0003e-05 | 0.00039582
0.0012089 | 0.0016637 | 0.00095332 | 0.0013885 | 0.00087305 | 0.0011356 | 0.00012464 | 0.00016461 | 0.00034606 | 7.7405e-05 | 0.00023212 | 0.00016584 | 0.00017089 | 0.00057451 | 0.00024267 | 0.0011065 | 7.9589e-05 | 0.00035705
0.0012323 | 0.0017059 | 0.0010724 | 0.0014145 | 0.00063653 | 0.00098971 | 0.00011842 | 0.00017054 | 0.00021199 | 0.00013417 | 0.00023576 | 0.00015785 | 0.00023502 | 0.00062164 | 0.00035691 | 0.0010156 | 7.3591e-05 | 0.00029806
0.0012127 | 0.0019053 | 0.0011419 | 0.0013701 | 0.00014009 | 0.0006594 | 0.00016063 | 0.00016721 | 0.00018943 | 0.00032241 | 0.00016737 | 0.00015619 | 0.00023719 | 0.00053703 | 0.00021295 | 0.0012369 | 0.00010311 | 0.00037296
0.00084819 | 0.0018156 | 0.0010012 | 0.0012736 | 4.6858e-05 | 0.00064843 | 0.00013443 | 0.0001693 | 0.00021184 | 9.0138e-05 | 0.00020612 | 0.00014964 | 0.00020244 | 0.00022012 | 0.00024847 | 0.00084777 | 0.00012021 | 0.00023388
0.00055272 | 0.0014494 | 0.00067515 | 0.0010587 | 4.7615e-05 | 0.00015081 | 0.00012826 | 0.00015514 | 0.00023146 | 7.9802e-05 | 0.00026219 | 0.00014171 | 4.7562e-05 | 0.00069849 | 0.00014489 | 0.00061505 | 9.8287e-05 | 0.00026018
0.00014426 | 0.0010304 | 0.00045644 | 0.00084115 | 0.00032652 | 0.00029124 | 0.00012502 | 0.0001541 | 0.00016823 | 7.9177e-05 | 0.00019198 | 0.00013996 | 7.737e-05 | 0.0002692 | 5.3495e-05 | 0.0005277 | 0.00010066 | 4.0062e-05
6.9928e-05 | 0.00063609 | 0.00036389 | 0.00065712 | 4.6124e-05 | 0.00021341 | 9.5291e-05 | 0.00015274 | 0.00014124 | 6.3036e-05 | 8.1946e-05 | 0.00013929 | 3.8491e-05 | 0.00012604 | 3.928e-05 | 0.00018287 | 8.3073e-05 | 3.8699e-05
0.00013042 | 0.00027142 | 0.00024107 | 0.00040683 | 4.7592e-05 | 7.3437e-05 | 8.4913e-05 | 0.00015255 | 8.8955e-05 | 5.1672e-05 | 8.1813e-05 | 0.00013555 | 1.3844e-05 | 1.0453e-05 | 3.9192e-05 | 0.00015441 | 8.5903e-05 | 4.0257e-06
0.00021417 | 0.00011373 | 0.00012807 | 0.00026997 | 4.61e-05 | 9.7702e-05 | 2.4674e-05 | 0.00014336 | 6.8605e-05 | 5.0984e-05 | 8.1546e-05 | 0.00013124 | 4.3454e-05 | 1.0813e-05 | 5.68e-06 | 0.00012304 | 4.9251e-05 | 4.4451e-05
0.00010734 | 7.7901e-05 | 0.0001051 | 0.0001144 | 4.61e-05 | 2.3545e-05 | 4.0071e-06 | 0.00013765 | 3.6353e-05 | 5.958e-05 | 8.1813e-05 | 0.00012669 | 4.5964e-05 | 1.1071e-05 | 7.3674e-06 | 0.00012045 | 2.31e-05 | 2.5972e-07
0.00014529 | 8.2544e-05 | 8.4433e-05 | 9.4653e-05 | 4.7592e-05 | 2.4053e-05 | 3.7873e-06 | 0.0001351 | 2.3171e-05 | 6.4349e-05 | 8.158e-05 | 0.00012221 | 1.0441e-05 | 2.1987e-05 | 5.8588e-06 | 0.00011919 | 2.7196e-05 | 0
0.00013862 | 4.832e-05 | 0.00011444 | 9.4179e-05 | 4.5366e-05 | 2.4632e-05 | 4.3411e-06 | 0.00013836 | 1.9071e-05 | 5.2305e-05 | 8.148e-05 | 0.00011984 | 4.7082e-06 | 2.3222e-05 | 5.8251e-06 | 0.00011464 | 1.7212e-05 | 2.5972e-07
5.8923e-05 | 3.5805e-05 | 0.00010134 | 6.0024e-05 | 4.61e-05 | 2.413e-05 | 2.8526e-06 | 0.00012861 | 1.8605e-05 | 5.0541e-05 | 8.1413e-05 | 0.00011588 | 6.6608e-06 | 1.2564e-05 | 2.8322e-05 | 9.8029e-05 | 2.2437e-05 | 2.5972e-07
5.0853e-05 | 2.5255e-05 | 0.00010669 | 4.7908e-05 | 4.6835e-05 | 2.4218e-05 | 1.3949e-05 | 0.00013187 | 1.6358e-05 | 5.5009e-05 | 8.128e-05 | 0.00011748 | 2.3536e-05 | 2.4046e-05 | 3.9014e-05 | 8.0056e-05 | 4.7976e-05 | 6.4931e-07
5.34e-05 | 2.4415e-05 | 0.00013235 | 3.1637e-05 | 4.61e-05 | 2.4619e-05 | 3.1695e-05 | 0.00012692 | 1.7254e-05 | 4.6635e-05 | 8.1247e-05 | 0.00011301 | 4.7672e-05 | 2.3943e-05 | 3.2766e-05 | 8.4542e-05 | 9.5029e-05 | 7.4086e-05
5.1876e-05 | 3.4782e-05 | 0.00012177 | 9.5721e-05 | 4.61e-05 | 0.00010342 | 5.8523e-05 | 0.00013146 | 2.1291e-05 | 8.2356e-05 | 0.00017484 | 0.00011672 | 0.00010076 | 2.348e-05 | 8.4951e-05 | 5.9544e-05 | 0.00011014 | 8.7851e-05
5.1348e-05 | 4.8357e-05 | 6.3237e-05 | 0.00010667 | 4.7592e-05 | 2.5032e-05 | 0.00014261 | 0.0001303 | 2.32e-05 | 5.6204e-05 | 0.00026128 | 0.00012598 | 9.8606e-05 | 1.7157e-05 | 0.00010776 | 2.4713e-05 | 0.00015366 | 0.00025466
5.0837e-05 | 8.0423e-05 | 7.351e-05 | 0.0001643 | 4.61e-05 | 2.4456e-05 | 0.00016929 | 0.00014124 | 2.4669e-05 | 0.00016549 | 0.00013384 | 0.00012444 | 0.00017646 | 7.0543e-05 | 0.00015935 | 0.00010597 | 0.0001751 | 9.8889e-05
5.7677e-05 | 0.00015367 | 0.00011911 | 0.00025731 | 4.6858e-05 | 4.7164e-05 | 0.00019171 | 0.0001411 | 6.4959e-05 | 7.6773e-05 | 0.00013267 | 0.00013209 | 0.00013665 | 7.8369e-05 | 0.00016188 | 0.00016511 | 0.00017446 | 0.00015707
4.9915e-05 | 0.00038487 | 0.00017093 | 0.00045228 | 0.00015669 | 0.00057513 | 0.00023443 | 0.00014781 | 8.2723e-05 | 6.0118e-05 | 0.00021119 | 0.00013648 | 0.00019848 | 1.8022e-06 | 0.0001192 | 0.00018894 | 0.00010467 | 0.00065938
0.00050601 | 0.0009907 | 0.00040148 | 0.00078473 | 0.0007089 | 0.00081745 | 0.00019667 | 0.00015729 | 0.00016509 | 6.6302e-05 | 0.00027777 | 0.00014478 | 0.0001387 | 0.00019076 | 0.00024815 | 0.00029416 | 6.2807e-05 | 0.00049178
0.00084984 | 0.001302 | 0.00074365 | 0.001018 | 0.00070359 | 0.00068519 | 0.00016316 | 0.00016245 | 0.00024734 | 5.8576e-05 | 0.00032299 | 0.00014501 | 0.00015681 | 0.0001077 | 0.000223 | 0.00049547 | 8.5433e-05 | 0.00083652
0.00084537 | 0.0016818 | 0.0011958 | 0.0011577 | 0.00071649 | 0.00078899 | 0.00014273 | 0.00016232 | 0.00029113 | 5.5239e-05 | 0.00032206 | 0.00014693 | 0.00015195 | 0.00018916 | 0.00014945 | 0.00057872 | 0.00011221 | 0.00060529
0.0010934 | 0.0022254 | 0.0015864 | 0.0014198 | 0.00082012 | 0.00095295 | 0.00012145 | 0.00017335 | 0.00030239 | 0.00016247 | 0.00032196 | 0.00015522 | 0.00021956 | 0.00020468 | 0.00020548 | 0.0006744 | 6.7359e-05 | 0.00062896
0.0011395 | 0.0023169 | 0.0019419 | 0.0014945 | 0.00094306 | 0.00094398 | 0.00011606 | 0.00016938 | 0.00036237 | 0.00028307 | 0.00030605 | 0.00016698 | 0.00016522 | 0.00048024 | 0.00020547 | 0.001226 | 6.186e-05 | 0.00069033
0.0011345 | 0.0025036 | 0.0021016 | 0.0014759 | 0.00099788 | 0.0010603 | 0.00010718 | 0.00016565 | 0.00038668 | 0.00033372 | 0.00022643 | 0.00015398 | 0.00028898 | 0.00044862 | 0.00019669 | 0.0016122 | 9.9078e-05 | 0.00063792
0.0011109 | 0.0026199 | 0.0020441 | 0.0013339 | 0.00042288 | 0.0011159 | 0.00012346 | 0.00016996 | 0.0003854 | 8.6492e-05 | 8.0415e-05 | 0.00015401 | 0.00037902 | 0.00053751 | 0.00021994 | 0.0014191 | 0.00015402 | 0.0004622
0.0005379 | 0.0022178 | 0.0017231 | 0.0012068 | 4.6835e-05 | 0.00098825 | 0.00017244 | 0.00015908 | 0.00031478 | 7.5982e-05 | 0.00015393 | 0.00015006 | 0.00018057 | 0.00040626 | 0.00012085 | 0.0011189 | 0.00015766 | 0.00040648
0.00044754 | 0.0019811 | 0.0012166 | 0.0010269 | 4.6858e-05 | 0.00085204 | 0.00010891 | 0.00015091 | 0.00022011 | 9.0721e-05 | 0.00020872 | 0.00015085 | 6.7234e-05 | 0.00026998 | 5.2726e-05 | 0.00060812 | 0.00013611 | 0.0003429
0.0003769 | 0.0013169 | 0.00081831 | 0.00078441 | 4.5366e-05 | 0.0003042 | 0.00011003 | 0.00015082 | 0.00015363 | 6.858e-05 | 0.00014704 | 0.00014419 | 3.6085e-05 | 0.00035992 | 4.273e-05 | 0.0005187 | 0.00011188 | 0.0001781
0.00043518 | 0.00077604 | 0.00054695 | 0.00065655 | 4.5366e-05 | 2.7846e-05 | 0.00012626 | 0.00014975 | 9.9786e-05 | 4.8936e-05 | 3.4249e-05 | 0.00014101 | 6.2576e-05 | 3.9133e-05 | 1.8802e-05 | 0.00032344 | 9.2179e-05 | 3.8958e-07
0.00029241 | 0.00041824 | 0.00033786 | 0.00053851 | 4.61e-05 | 4.3273e-05 | 3.9871e-05 | 0.00013888 | 5.7133e-05 | 4.3479e-05 | 5.3255e-07 | 0.00013741 | 4.2942e-05 | 9.5773e-06 | 6.6916e-06 | 0.0001606 | 7.841e-05 | 2.5972e-07
7.4821e-05 | 0.00039454 | 0.00020208 | 0.00029606 | 4.6835e-05 | 2.5337e-05 | 2.6318e-05 | 0.00014504 | 4.36e-05 | 4.4215e-05 | 5.3255e-07 | 0.00013347 | 3.6845e-05 | 1.0247e-05 | 5.6385e-06 | 6.0326e-05 | 3.7643e-05 | 3.2465e-07
4.9286e-05 | 0.00012945 | 0.00016813 | 0.00016809 | 4.6858e-05 | 2.6275e-05 | 6.4512e-06 | 0.00012867 | 4.1543e-05 | 6.3637e-05 | 5.3255e-07 | 0.00012882 | 1.2704e-05 | 2.003e-05 | 5.7422e-06 | 2.5465e-05 | 3.0015e-05 | 1.2986e-07
6.2252e-05 | 9.6144e-05 | 0.00010731 | 0.00012038 | 4.6858e-05 | 2.4045e-05 | 3.47e-06 | 0.00014199 | 2.9757e-05 | 5.4756e-05 | 5.3255e-07 | 0.00012539 | 9.3741e-06 | 1.1688e-05 | 5.937e-06 | 1.9255e-05 | 2.4285e-05 | 0
5.2387e-05 | 4.8284e-05 | 6.0733e-05 | 0.00011452 | 4.4609e-05 | 2.4632e-05 | 9.5462e-06 | 0.00012448 | 2.5551e-05 | 4.1542e-05 | 5.3255e-07 | 0.00012293 | 1.3844e-05 | 1.1688e-05 | 5.8839e-06 | 1.9017e-05 | 2.0061e-05 | 1.9479e-07
5.0512e-05 | 0.00013444 | 4.3929e-05 | 6.1772e-05 | 4.7592e-05 | 2.3716e-05 | 1.1103e-05 | 0.00012751 | 2.1118e-05 | 4.5259e-05 | 5.3255e-07 | 0.00012078 | 3.2261e-06 | 2.3222e-05 | 2.1281e-05 | 1.9453e-05 | 3.0357e-05 | 1.9479e-07
5.0325e-05 | 8.2986e-05 | 3.388e-05 | 4.841e-05 | 4.61e-05 | 2.4784e-05 | 8.2957e-06 | 0.00012779 | 1.9711e-05 | 4.2159e-05 | 5.3255e-07 | 0.00012069 | 1.0312e-05 | 1.277e-05 | 8.1721e-05 | 2.4575e-05 | 0.00010093 | 7.7917e-07
0.00010582 | 2.7777e-05 | 4.5677e-05 | 4.0757e-05 | 4.61e-05 | 8.1817e-05 | 5.6321e-05 | 0.00013626 | 1.5546e-05 | 5.5595e-05 | 5.3255e-07 | 0.0001199 | 2.4449e-05 | 2.4613e-05 | 5.5757e-05 | 1.9689e-05 | 0.00013344 | 7.1424e-07
8.5905e-05 | 0.00012491 | 4.094e-05 | 6.4534e-05 | 4.61e-05 | 2.4461e-05 | 6.2107e-05 | 0.00011928 | 2.1072e-05 | 7.1451e-05 | 4.9627e-05 | 0.00011787 | 9.4814e-05 | 2.384e-05 | 5.2384e-05 | 3.5021e-05 | 0.00020049 | 2.2322e-06
5.0837e-05 | 0.00019074 | 8.0301e-05 | 0.00010225 | 4.6858e-05 | 2.5039e-05 | 0.00013772 | 0.00012519 | 3.4749e-05 | 5.444e-05 | 0.00014792 | 0.00012148 | 0.00011457 | 2.2347e-05 | 8.5889e-05 | 0.00012778 | 0.00012599 | 0.00011766
6.5545e-05 | 0.00022092 | 0.0001432 | 0.00013722 | 4.6124e-05 | 2.436e-05 | 0.00017818 | 0.00013507 | 3.7551e-05 | 4.9561e-05 | 9.3595e-05 | 0.00012021 | 0.00013181 | 1.0504e-05 | 0.0001089 | 0.00014904 | 0.00013716 | 0.00011799
5.1892e-05 | 0.00035305 | 0.00018075 | 0.00016202 | 4.61e-05 | 2.4873e-05 | 0.00017158 | 0.00013118 | 5.5803e-05 | 5.2684e-05 | 0.0001347 | 0.00013029 | 0.00011465 | 9.6288e-06 | 8.2662e-05 | 0.00029836 | 0.00011979 | 0.00022003
7.3419e-05 | 0.00047031 | 0.00024369 | 0.00033205 | 4.5366e-05 | 0.00041572 | 0.0001582 | 0.00014331 | 0.00010099 | 0.00056658 | 0.00024664 | 0.00013996 | 0.00016457 | 1.6992e-06 | 0.00014724 | 0.00025513 | 0.0001076 | 0.00038199
4.9546e-05 | 0.00063727 | 0.00030793 | 0.00052911 | 4.6124e-05 | 0.00052528 | 0.00013865 | 0.00014247 | 4.9144e-05 | 0.00015041 | 0.00024271 | 0.00014065 | 0.00011972 | 0.00033261 | 0.00012146 | 0.00012991 | 6.9591e-05 | 0.00031342
0.00016925 | 0.001022 | 0.00045771 | 0.0007515 | 0.00030824 | 0.00058122 | 0.00013773 | 0.00015202 | 0.00015033 | 0.00010455 | 0.00023269 | 0.00015027 | 0.00012327 | 0.00058023 | 8.0189e-05 | 0.00029064 | 8.4119e-05 | 0.00038727
0.00084242 | 0.0012324 | 0.00070448 | 0.0009112 | 0.00070587 | 0.00059368 | 9.3395e-05 | 0.00015037 | 0.00021932 | 5.8086e-05 | 0.00017012 | 0.00016042 | 0.00011575 | 0.00050915 | 6.7734e-05 | 0.00041183 | 7.5381e-05 | 0.00031465
0.00076206 | 0.0013362 | 0.00098046 | 0.00099005 | 0.00087148 | 0.0007328 | 0.00013744 | 0.0001612 | 0.00027257 | 5.482e-05 | 0.00014575 | 0.00015709 | 0.0001643 | 0.0001741 | 0.0001812 | 0.00080408 | 6.9936e-05 | 0.00033083
0.0013225 | 0.0014601 | 0.0012739 | 0.0010804 | 0.00087285 | 0.00071073 | 0.00012364 | 0.00016324 | 0.00029226 | 6.6951e-05 | 0.00021948 | 0.00015804 | 0.00020242 | 1.3183e-05 | 0.00024504 | 0.00089527 | 7.6445e-05 | 0.00039712
0.0017636 | 0.0017207 | 0.0014564 | 0.0012148 | 4.7615e-05 | 0.00068962 | 0.00010124 | 0.00016228 | 0.00033147 | 0.00017523 | 0.00013041 | 0.00015472 | 0.000271 | 1.3388e-06 | 0.00042807 | 0.0012096 | 7.0889e-05 | 0.00027855
0.0012228 | 0.0021752 | 0.0013185 | 0.0011807 | 4.61e-05 | 0.00063329 | 0.00015879 | 0.00016675 | 0.00033476 | 0.00013049 | 1.0378e-05 | 0.00016215 | 0.00033707 | 1.5396e-05 | 0.00056785 | 0.001 | 0.00011795 | 2.7466e-05
0.00096911 | 0.0021331 | 0.00088749 | 0.0011622 | 4.6858e-05 | 0.00045559 | 0.00017834 | 0.00016448 | 0.00024595 | 7.0233e-05 | 7.2174e-05 | 0.00014641 | 0.00027019 | 0.00010462 | 0.00028122 | 0.00048629 | 0.00011164 | 3.2465e-07
0.00013031 | 0.0017011 | 0.00054498 | 0.00098857 | 4.5366e-05 | 0.0003892 | 0.00013531 | 0.00016383 | 0.00017639 | 0.00019491 | 0.00013017 | 0.00014816 | 0.0001083 | 0.00052274 | 0.00019653 | 0.00022267 | 0.0001064 | 4.6945e-05
0.00016229 | 0.0012304 | 0.00049831 | 0.00075216 | 4.61e-05 | 0.00017332 | 0.00015734 | 0.00015831 | 0.00017293 | 6.219e-05 | 6.764e-05 | 0.00014857 | 8.7249e-05 | 0.00014374 | 0.00015114 | 0.00022335 | 0.00010024 | 3.8569e-05
5.0336e-05 | 0.00059099 | 0.00040607 | 0.00058955 | 4.5366e-05 | 0.0002223 | 8.9925e-05 | 0.00014835 | 9.5174e-05 | 4.4847e-05 | 5.9912e-07 | 0.0001393 | 0.00012455 | 1.0041e-05 | 7.7455e-05 | 0.00018645 | 9.7974e-05 | 2.5972e-07
0.00016389 | 0.0003921 | 0.00024497 | 0.00028039 | 4.61e-05 | 2.3617e-05 | 4.656e-05 | 0.00014949 | 4.4301e-05 | 4.3938e-05 | 5.9912e-07 | 0.00014682 | 6.7954e-05 | 1.0453e-05 | 1.1173e-05 | 0.0001369 | 6.7776e-05 | 6.4931e-07
0.0001102 | 0.00015603 | 0.00017395 | 0.00020472 | 4.6835e-05 | 2.4619e-05 | 3.8294e-05 | 0.00014362 | 3.1089e-05 | 4.4729e-05 | 6.9897e-07 | 0.00013137 | 4.4682e-05 | 2.1884e-05 | 1.658e-05 | 0.00015951 | 4.0288e-05 | 5.375e-05
5.537e-05 | 0.00015947 | 0.00014648 | 0.00014399 | 4.6858e-05 | 2.4012e-05 | 1.219e-05 | 0.00014075 | 2.9388e-05 | 4.1138e-05 | 6.6568e-07 | 0.00012742 | 3.1949e-05 | 2.2862e-05 | 6.5423e-06 | 0.00017304 | 2.5464e-05 | 4.8802e-05
5.1023e-05 | 4.6931e-05 | 0.00011862 | 0.00017017 | 4.6077e-05 | 2.4619e-05 | 1.349e-05 | 0.00013768 | 2.164e-05 | 5.0858e-05 | 5.9912e-07 | 0.00011979 | 1.8475e-05 | 1.2512e-05 | 6.9196e-06 | 0.00014576 | 3.2267e-05 | 3.9478e-06
5.1348e-05 | 4.8179e-05 | 0.00010374 | 0.00013295 | 4.5343e-05 | 2.4533e-05 | 2.2006e-05 | 0.00012873 | 2.2661e-05 | 4.5108e-05 | 6.6568e-07 | 0.00011746 | 4.4337e-06 | 2.3634e-05 | 6.6792e-06 | 9.3663e-05 | 2.9592e-05 | 6.4931e-08
5.2387e-05 | 4.101e-05 | 8.8193e-05 | 9.7989e-05 | 4.6858e-05 | 2.4197e-05 | 8.2429e-06 | 0.00013905 | 1.9165e-05 | 6.9948e-05 | 6.324e-07 | 0.00011786 | 4.4777e-06 | 2.348e-05 | 2.6331e-05 | 1.6566e-05 | 3.6559e-05 | 1.2986e-07
4.9968e-05 | 3.2454e-05 | 5.5954e-05 | 5.1061e-05 | 4.6077e-05 | 2.4019e-05 | 2.7864e-05 | 0.00013232 | 1.6496e-05 | 6.1485e-05 | 5.9912e-07 | 0.00011746 | 8.5428e-06 | 2.3531e-05 | 3.1472e-05 | 2.2418e-05 | 0.00010143 | 3.8301e-05
8.1028e-05 | 2.1929e-05 | 4.5209e-05 | 4.6248e-05 | 4.61e-05 | 2.4545e-05 | 3.3913e-05 | 0.00013065 | 1.9403e-05 | 7.6472e-05 | 5.9912e-07 | 0.00011812 | 5.6138e-05 | 2.3634e-05 | 7.068e-05 | 2.7759e-05 | 0.00010766 | 1.7531e-06
6.1719e-05 | 3.6967e-05 | 3.4449e-05 | 9.1567e-05 | 4.6858e-05 | 9.5393e-05 | 5.9655e-05 | 0.00013047 | 2.6579e-05 | 0.00010247 | 5.0292e-05 | 0.00011695 | 5.886e-05 | 2.3222e-05 | 9.5017e-05 | 3.399e-05 | 0.00016176 | 1.2986e-06
5.5417e-05 | 3.0244e-05 | 5.5358e-05 | 0.00012281 | 4.539e-05 | 2.4941e-05 | 9.7428e-05 | 0.00013254 | 3.2524e-05 | 0.00010104 | 0.00014346 | 0.00011577 | 4.7156e-05 | 1.2152e-05 | 6.8941e-05 | 6.3057e-05 | 0.00013095 | 9.4734e-05
5.341e-05 | 7.892e-05 | 7.6883e-05 | 0.00022117 | 4.61e-05 | 2.4774e-05 | 0.00013078 | 0.0001294 | 6.3214e-05 | 5.4387e-05 | 9.3262e-05 | 0.0001213 | 3.657e-05 | 2.2193e-05 | 0.00012438 | 5.2796e-05 | 0.00012269 | 6.032e-05
5.3625e-05 | 8.9107e-05 | 7.8586e-05 | 0.00032599 | 5.202e-05 | 2.4211e-05 | 0.00013016 | 0.00013041 | 5.9814e-05 | 8.2396e-05 | 0.00013758 | 0.00012892 | 7.3763e-05 | 1.0762e-05 | 7.0135e-05 | 5.5202e-05 | 0.00011721 | 0.00039056
5.982e-05 | 0.00017422 | 0.00011609 | 0.00050707 | 4.6858e-05 | 2.5276e-05 | 0.00014726 | 0.00014212 | 6.6757e-05 | 0.000168 | 0.00022623 | 0.00013653 | 0.00013538 | 1.0401e-05 | 0.0001269 | 0.00018019 | 8.0548e-05 | 0.00041852
5.3397e-05 | 0.00045158 | 0.00010291 | 0.00061376 | 4.6124e-05 | 2.4774e-05 | 0.00014106 | 0.00015052 | 6.8528e-05 | 0.00010327 | 0.00024747 | 0.00014572 | 0.00013005 | 0.00026026 | 0.00019791 | 0.00013853 | 5.172e-05 | 0.00033089
5.2131e-05 | 0.00063104 | 0.00013657 | 0.00057263 | 4.6858e-05 | 2.4111e-05 | 0.00010713 | 0.00015054 | 9.133e-05 | 6.217e-05 | 0.00024677 | 0.00014383 | 0.00016089 | 0.00027806 | 4.0603e-05 | 6.4356e-05 | 7.6431e-05 | 0.00064114
0.00014093 | 0.00089392 | 0.00024249 | 0.00067162 | 4.6858e-05 | 0.00028508 | 0.00010029 | 0.0001561 | 0.00011553 | 0.00011099 | 0.00024634 | 0.00014535 | 6.3249e-05 | 0.00019222 | 0.00015484 | 0.00026222 | 4.3847e-05 | 0.00054574
0.00058473 | 0.00079565 | 0.0003819 | 0.00091312 | 4.6858e-05 | 0.00030592 | 8.5031e-05 | 0.00016251 | 0.0001596 | 7.7334e-05 | 0.00021138 | 0.00014441 | 0.00015871 | 0.00028989 | 0.0001143 | 0.00067565 | 6.4319e-05 | 0.00015459
0.00090784 | 0.0010555 | 0.00059616 | 0.00093416 | 4.7615e-05 | 0.00058278 | 0.00013434 | 0.00016195 | 0.00020462 | 5.7017e-05 | 0.00023728 | 0.00015255 | 0.00014449 | 0.00042588 | 0.0001522 | 0.00083339 | 7.3875e-05 | 4.3715e-05
0.00043306 | 0.0013477 | 0.00066616 | 0.00099199 | 4.6858e-05 | 0.00057302 | 9.385e-05 | 0.00015718 | 0.00021502 | 0.00014837 | 0.00015155 | 0.00014657 | 0.00021304 | 5.0204e-05 | 0.00049995 | 0.00047012 | 0.00010049 | 0.00075554
0.00068929 | 0.0015267 | 0.00059873 | 0.0010497 | 4.7615e-05 | 0.00052131 | 0.00015958 | 0.00016275 | 0.0002866 | 0.00011968 | 6.9897e-07 | 0.00014765 | 0.00046002 | 4.1708e-06 | 0.00032337 | 0.00023298 | 0.00014953 | 0.00049083
0.00035756 | 0.0013364 | 0.00051386 | 0.00082632 | 4.5366e-05 | 0.00042713 | 0.00014305 | 0.00014899 | 0.00018885 | 5.561e-05 | 7.2766e-05 | 0.00014257 | 0.00027191 | 8.702e-05 | 0.00033111 | 0.00022462 | 0.0001442 | 0.0002636
7.6217e-05 | 0.0010964 | 0.00034285 | 0.00064238 | 4.6858e-05 | 0.00016672 | 0.00012578 | 0.00015476 | 0.00013688 | 7.7303e-05 | 0.00013116 | 0.00014278 | 0.00010608 | 0.00013434 | 0.00020192 | 0.00014351 | 0.00012264 | 1.2856e-05
8.1803e-05 | 0.00067601 | 0.00019092 | 0.0005571 | 4.6858e-05 | 2.494e-05 | 0.00017477 | 0.00015581 | 8.5673e-05 | 9.8125e-05 | 6.7767e-05 | 0.00014201 | 0.0001148 | 9.5825e-05 | 8.8127e-05 | 0.000111 | 0.00010361 | 1.2986e-07
6.144e-05 | 0.00027825 | 9.1958e-05 | 0.00040564 | 4.61e-05 | 2.4859e-05 | 9.2004e-05 | 0.00014453 | 6.4465e-05 | 7.096e-05 | 5.9912e-07 | 0.00013572 | 5.1969e-05 | 2.4304e-05 | 3.0427e-05 | 5.748e-05 | 0.00013575 | 1.8362e-05
0.00010302 | 0.00017971 | 0.00011124 | 0.00029524 | 4.6835e-05 | 2.4884e-05 | 9.428e-05 | 0.00014134 | 3.4803e-05 | 6.5836e-05 | 6.324e-07 | 0.00013268 | 8.9208e-06 | 2.3634e-05 | 5.7629e-06 | 2.4186e-05 | 5.9075e-05 | 0.00010414
0.00020634 | 8.6376e-05 | 5.5123e-05 | 0.00018544 | 4.6858e-05 | 2.436e-05 | 3.6664e-05 | 0.00013656 | 3.294e-05 | 5.4329e-05 | 5.9912e-07 | 0.00012813 | 1.0911e-05 | 1.2409e-05 | 5.4519e-06 | 1.8637e-05 | 4.4923e-05 | 2.3648e-05
4.8961e-05 | 9.3022e-05 | 3.6906e-05 | 0.0001539 | 4.5366e-05 | 2.4204e-05 | 2.1468e-05 | 0.00014306 | 2.2601e-05 | 7.2771e-05 | 6.9897e-07 | 0.00012137 | 1.0989e-05 | 2.3016e-05 | 5.141e-06 | 1.082e-05 | 2.8651e-05 | 3.8958e-07
5.1364e-05 | 3.8622e-05 | 3.0921e-05 | 0.0001367 | 4.7592e-05 | 2.5212e-05 | 1.205e-05 | 0.00013914 | 2.1662e-05 | 6.635e-05 | 5.9912e-07 | 0.00011304 | 3.2711e-05 | 2.3016e-05 | 5.7836e-06 | 1.1189e-05 | 2.5286e-05 | 2.5972e-07
5.0837e-05 | 4.3559e-05 | 5.2706e-05 | 9.7316e-05 | 4.61e-05 | 2.4031e-05 | 7.1466e-06 | 0.00013569 | 2.3245e-05 | 5.8418e-05 | 6.9897e-07 | 0.00011783 | 1.778e-05 | 2.3274e-05 | 6.6045e-06 | 1.0587e-05 | 1.4926e-05 | 6.4931e-08
5.1535e-05 | 3.4548e-05 | 2.9321e-05 | 8.1301e-05 | 4.61e-05 | 2.4699e-05 | 1.3147e-05 | 0.00013518 | 1.6544e-05 | 6.457e-05 | 5.9912e-07 | 0.00011498 | 1.6134e-05 | 1.2306e-05 | 2.7786e-05 | 1.0395e-05 | 3.2337e-05 | 5.1944e-07
4.9814e-05 | 2.7246e-05 | 2.446e-05 | 5.9199e-05 | 4.61e-05 | 2.4031e-05 | 3.3411e-05 | 0.00012863 | 1.6541e-05 | 5.4376e-05 | 5.9912e-07 | 0.00011104 | 4.171e-05 | 2.3634e-05 | 2.4656e-05 | 1.6582e-05 | 9.7742e-05 | 4.3301e-05
5.1535e-05 | 3.4942e-05 | 2.8745e-05 | 4.3752e-05 | 4.61e-05 | 2.5033e-05 | 5.7927e-05 | 0.00013811 | 1.8443e-05 | 6.0419e-05 | 6.324e-07 | 0.0001125 | 8.6098e-05 | 2.3737e-05 | 5.2973e-05 | 1.4626e-05 | 0.0001057 | 3.6751e-05
5.1364e-05 | 3.0174e-05 | 2.4724e-05 | 6.7663e-05 | 4.6858e-05 | 2.4884e-05 | 5.5169e-05 | 0.00013488 | 1.892e-05 | 8.2917e-05 | 0.00015309 | 0.00012106 | 7.9787e-05 | 2.348e-05 | 7.4731e-05 | 0.00012344 | 0.00016742 | 4.5386e-05
5.0837e-05 | 4.1377e-05 | 2.7123e-05 | 9.8101e-05 | 4.5343e-05 | 2.4959e-05 | 7.6653e-05 | 0.0001186 | 2.3131e-05 | 5.0478e-05 | 0.0002625 | 0.00011709 | 9.7334e-05 | 2.2347e-05 | 0.00013133 | 1.856e-05 | 0.000129 | 0.00073035
5.2489e-05 | 3.2848e-05 | 3.2587e-05 | 8.3624e-05 | 4.6124e-05 | 0.00013746 | 0.00010606 | 0.0001295 | 2.4222e-05 | 0.00030325 | 0.00021299 | 0.00012131 | 0.00016659 | 1.1585e-05 | 6.9456e-05 | 5.832e-05 | 0.00014049 | 0.00038129
4.983e-05 | 5.9473e-05 | 6.7013e-05 | 0.00017066 | 4.4655e-05 | 4.0186e-05 | 0.00011677 | 0.00013609 | 5.3259e-05 | 0.0004656 | 0.00024562 | 0.00012791 | 0.00015748 | 1.0556e-05 | 1.393e-05 | 3.7678e-05 | 9.5663e-05 | 0.00070883
5.0869e-05 | 0.00015052 | 9.0602e-05 | 0.00022453 | 4.6124e-05 | 2.4445e-05 | 9.5604e-05 | 0.0001451 | 7.5283e-05 | 0.00051562 | 0.00015285 | 0.00013537 | 0.00014523 | 1.0401e-05 | 9.5784e-05 | 7.4893e-05 | 8.811e-05 | 7.3112e-05
4.9318e-05 | 0.00032612 | 0.00011217 | 0.00029616 | 4.61e-05 | 2.4031e-05 | 0.0001154 | 0.00014943 | 3.1745e-05 | 0.00031291 | 0.0002478 | 0.00013825 | 9.1933e-05 | 0.00026662 | 9.5585e-05 | 7.3789e-05 | 7.745e-05 | 0.00014682
5.1908e-05 | 0.00040634 | 0.00012618 | 0.00042157 | 4.6124e-05 | 2.4774e-05 | 0.00013462 | 0.0001463 | 7.4313e-05 | 0.00017026 | 0.00025111 | 0.0001373 | 0.00010133 | 0.00024904 | 5.6136e-05 | 0.00010839 | 8.9798e-05 | 0.00010616
5.6591e-05 | 0.00052175 | 0.00022722 | 0.00059458 | 4.6858e-05 | 0.00020056 | 0.00011271 | 0.00014666 | 0.00010522 | 6.5045e-05 | 0.00025442 | 0.00013809 | 0.00014282 | 0.00019323 | 6.2832e-05 | 0.00011487 | 7.3234e-05 | 0.00016765
5.991e-05 | 0.00071843 | 0.00027595 | 0.00079236 | 4.6881e-05 | 0.00021378 | 0.00013039 | 0.00016305 | 6.5643e-05 | 7.4653e-05 | 0.00032282 | 0.00014736 | 0.00017712 | 0.00017851 | 7.7869e-05 | 0.00013649 | 6.7907e-05 | 0.00068846
7.0736e-05 | 0.00074596 | 0.00035443 | 0.00086393 | 4.6835e-05 | 0.00025535 | 0.00013362 | 0.00015688 | 7.9637e-05 | 6.3068e-05 | 0.00033461 | 0.00014618 | 0.00021227 | 1.1174e-05 | 0.00018742 | 0.00034212 | 8.2459e-05 | 0.0004476
6.173e-05 | 0.0010358 | 0.00036807 | 0.00090506 | 4.539e-05 | 0.00020058 | 0.00013376 | 0.00015591 | 0.00014703 | 0.00013032 | 0.00021483 | 0.00014569 | 0.00026564 | 0.00011987 | 0.00044378 | 0.00035859 | 9.8574e-05 | 0.00038658
0.00013529 | 0.0011575 | 0.00039696 | 0.00081154 | 4.7715e-05 | 0.00014722 | 0.00010519 | 0.00015473 | 0.00014826 | 7.9398e-05 | 0.0001852 | 0.00013916 | 0.00041939 | 0.00030048 | 0.00046601 | 0.00042488 | 0.00014058 | 0.0002658
4.9745e-05 | 0.0010907 | 0.00034922 | 0.00068733 | 4.7615e-05 | 8.9099e-05 | 6.1173e-05 | 0.00015274 | 9.659e-05 | 7.3396e-05 | 0.00018987 | 0.00014397 | 0.00022214 | 0.0002211 | 0.00042761 | 0.00017146 | 0.00011484 | 0.00021748
5.0869e-05 | 0.00073552 | 0.00025052 | 0.00057645 | 4.5736e-05 | 2.4859e-05 | 8.2994e-05 | 0.00014762 | 3.9857e-05 | 8.4349e-05 | 0.00024705 | 0.00014255 | 0.00014356 | 0.00027834 | 9.465e-05 | 0.00019992 | 0.00014416 | 6.4931e-08
5.3975e-05 | 0.00058369 | 0.00011875 | 0.0005551 | 4.6858e-05 | 2.4445e-05 | 9.4891e-05 | 0.00014717 | 5.45e-05 | 0.00011366 | 0.00027399 | 0.00013614 | 5.314e-05 | 7.5331e-05 | 4.289e-05 | 0.00018158 | 0.00012668 | 7.0813e-05
5.0869e-05 | 0.00026437 | 0.00011322 | 0.00035103 | 4.61e-05 | 2.5198e-05 | 7.8897e-05 | 0.00015032 | 5.8412e-05 | 0.0001018 | 0.00019851 | 0.00014314 | 2.2101e-05 | 2.5848e-05 | 2.3935e-05 | 0.00018141 | 7.5938e-05 | 8.1722e-05
5.0922e-05 | 0.0002162 | 8.8976e-05 | 0.00029991 | 4.7592e-05 | 2.4031e-05 | 5.3984e-05 | 0.00013722 | 3.9278e-05 | 5.8323e-05 | 0.00011132 | 0.00012915 | 9.6219e-06 | 5.8175e-05 | 5.4519e-06 | 0.0001308 | 8.0806e-05 | 3.8815e-05
8.9214e-05 | 7.2409e-05 | 6.3288e-05 | 0.00023126 | 4.61e-05 | 2.4533e-05 | 2.497e-05 | 0.00013347 | 2.9894e-05 | 5.3562e-05 | 8.0348e-05 | 0.00012592 | 4.2973e-06 | 1.6838e-05 | 5.4727e-06 | 0.00012233 | 4.3455e-05 | 1.9479e-07
4.9404e-05 | 9.0873e-05 | 4.9323e-05 | 0.00017834 | 4.6835e-05 | 2.4296e-05 | 4.7086e-06 | 0.00013574 | 2.5492e-05 | 4.7149e-05 | 8.0581e-05 | 0.00012345 | 1.124e-05 | 2.3737e-05 | 5.4934e-06 | 0.00012021 | 1.4075e-05 | 2.5972e-07
4.9899e-05 | 4.8195e-05 | 2.7848e-05 | 0.00015548 | 4.5366e-05 | 2.4204e-05 | 3.8452e-06 | 0.00011932 | 2.3053e-05 | 5.0652e-05 | 8.0282e-05 | 0.00011556 | 3.3986e-06 | 2.487e-05 | 5.5556e-06 | 0.00011966 | 2.9822e-05 | 4.5451e-07
4.9899e-05 | 3.7938e-05 | 3.2686e-05 | 0.00010328 | 4.7592e-05 | 2.5033e-05 | 3.9952e-06 | 0.00013479 | 1.8646e-05 | 4.9205e-05 | 8.0481e-05 | 0.00011677 | 4.6533e-06 | 2.5128e-05 | 5.9495e-06 | 5.7489e-05 | 2.7424e-05 | 2.5972e-07
5.1518e-05 | 3.384e-05 | 2.3646e-05 | 8.8765e-05 | 4.5343e-05 | 2.3796e-05 | 7.0269e-06 | 0.00012482 | 1.9413e-05 | 4.3021e-05 | 8.0282e-05 | 0.00011494 | 2.8155e-05 | 2.4046e-05 | 6.5133e-06 | 1.2896e-05 | 3.2285e-05 | 3.2465e-07
5.1381e-05 | 3.4405e-05 | 2.2691e-05 | 4.7403e-05 | 4.61e-05 | 2.4619e-05 | 1.7456e-05 | 0.0001284 | 1.8844e-05 | 6.1012e-05 | 8.0115e-05 | 0.00011275 | 1.633e-05 | 2.3531e-05 | 4.4374e-05 | 4.3599e-05 | 8.8868e-05 | 7.1424e-07
5.0325e-05 | 3.4383e-05 | 2.3996e-05 | 5.1522e-05 | 4.7592e-05 | 2.4031e-05 | 4.576e-05 | 0.00012745 | 1.6486e-05 | 6.7843e-05 | 8.0049e-05 | 0.00011274 | 4.3246e-05 | 2.3789e-05 | 8.0887e-05 | 0.0001182 | 0.00014358 | 1.2986e-06
5e-05 | 4.7653e-05 | 2.9633e-05 | 8.2377e-05 | 4.61e-05 | 2.5613e-05 | 6.775e-05 | 0.00012269 | 2.3365e-05 | 7.9574e-05 | 6.9331e-05 | 0.00011623 | 6.276e-05 | 1.9258e-05 | 4.7502e-05 | 8.9769e-05 | 0.00019491 | 5.1944e-07
5.1364e-05 | 5.5697e-05 | 3.2762e-05 | 9.8743e-05 | 4.6124e-05 | 2.4803e-05 | 8.172e-05 | 0.00012647 | 1.5984e-05 | 0.00028244 | 0.00014382 | 0.00011565 | 6.9442e-05 | 1.485e-05 | 0.00012164 | 6.1319e-05 | 0.00014786 | 2.7336e-05
4.9814e-05 | 5.456e-05 | 3.6121e-05 | 0.000155 | 4.6858e-05 | 2.4754e-05 | 0.00015215 | 0.00012721 | 3.0158e-05 | 0.00033704 | 9.9999e-05 | 0.00011709 | 7.9469e-05 | 6.3128e-05 | 0.00010448 | 0.00023701 | 0.00014169 | 0.00014512
5.0971e-05 | 0.00011481 | 4.0097e-05 | 0.00018311 | 4.6124e-05 | 2.4031e-05 | 0.00014486 | 0.00013042 | 4.9036e-05 | 0.00013974 | 0.00016734 | 0.00011984 | 8.7405e-05 | 1.071e-05 | 4.3961e-05 | 0.00010388 | 0.0001098 | 8.7332e-05
4.9318e-05 | 0.00015826 | 4.269e-05 | 0.00016669 | 4.61e-05 | 2.5447e-05 | 0.00012606 | 0.00013238 | 3.3322e-05 | 6.2575e-05 | 0.00018639 | 0.0001286 | 0.00011908 | 1.1225e-05 | 7.6311e-05 | 4.329e-05 | 9.8017e-05 | 0.00010713
5.2761e-05 | 0.00017006 | 8.0476e-05 | 0.0002333 | 4.7615e-05 | 0.00013455 | 0.00012128 | 0.00014676 | 3.8765e-05 | 4.5961e-05 | 0.00025428 | 0.00013754 | 0.00014083 | 0.00027928 | 0.00015133 | 9.9671e-05 | 7.631e-05 | 0.00064797
5.0885e-05 | 0.00037382 | 0.00016139 | 0.00017365 | 4.4609e-05 | 2.5688e-05 | 0.0001311 | 0.00015312 | 6.9029e-05 | 5.7639e-05 | 0.00014605 | 0.00013674 | 7.9293e-05 | 0.00017399 | 6.4325e-05 | 0.00013865 | 6.6007e-05 | 3.0907e-05
0.00014288 | 0.00046067 | 0.00013558 | 0.00027638 | 4.7615e-05 | 0.00011682 | 0.00011617 | 0.00015128 | 7.3562e-05 | 8.1859e-05 | 0.00025202 | 0.00013987 | 9.8159e-05 | 0.00019207 | 6.2617e-05 | 0.0002754 | 4.2894e-05 | 0.00035747
0.00021843 | 0.00060006 | 0.00018891 | 0.00039915 | 4.6124e-05 | 0.00045409 | 0.00010274 | 0.00015998 | 8.9883e-05 | 8.5032e-05 | 0.00029388 | 0.00014724 | 5.9388e-05 | 0.00017809 | 5.3598e-05 | 0.00043399 | 4.7204e-05 | 0.00041172
0.00010917 | 0.00081106 | 0.00016843 | 0.00040765 | 4.6881e-05 | 0.00034058 | 0.00012964 | 0.00015435 | 0.00012939 | 8.3991e-05 | 0.00027643 | 0.00014062 | 0.00012576 | 2.1925e-05 | 0.00022232 | 0.00041916 | 7.5357e-05 | 0.00076619
0.00011184 | 0.00081942 | 0.00021868 | 0.00053293 | 4.8326e-05 | 0.00028829 | 0.00012691 | 0.00015336 | 8.9869e-05 | 0.00017387 | 0.00016918 | 0.00013596 | 0.00036615 | 9.5258e-06 | 0.00035633 | 0.00051158 | 7.1678e-05 | 0.00013931
5.2265e-05 | 0.00080874 | 0.00017247 | 0.00047606 | 4.6124e-05 | 0.00023574 | 0.00011654 | 0.00016475 | 0.00013608 | 0.00021887 | 0.00014094 | 0.00014244 | 0.00042556 | 0.00022173 | 0.00025202 | 0.00021541 | 0.00012551 | 0.00036782
0.00018735 | 0.0005441 | 0.00011733 | 0.00041721 | 4.7615e-05 | 0.00036392 | 0.00014772 | 0.00015145 | 9.3407e-05 | 0.00011327 | 0.00010924 | 0.00014145 | 0.00022831 | 0.00012615 | 0.00022966 | 0.00015529 | 0.00012148 | 0.00028724
5.0187e-05 | 0.00036064 | 0.00013031 | 0.00040945 | 4.6858e-05 | 3.5797e-05 | 9.5696e-05 | 0.00016106 | 7.015e-05 | 0.00011929 | 0.0001464 | 0.00013653 | 0.00016717 | 6.5806e-05 | 0.00017789 | 0.00022126 | 0.0001445 | 0.00013559
0.00011274 | 0.00024509 | 0.0001125 | 0.00033016 | 4.61e-05 | 0.00026945 | 0.00011103 | 0.00014869 | 3.651e-05 | 5.12e-05 | 6.7381e-05 | 0.00013624 | 8.0887e-05 | 2.8217e-05 | 4.48e-05 | 0.00020778 | 0.00010855 | 7.38e-05
5.0325e-05 | 0.0002196 | 9.203e-05 | 0.00030111 | 4.6858e-05 | 2.5447e-05 | 9.1717e-05 | 0.0001439 | 4.6699e-05 | 6.574e-05 | 6.324e-07 | 0.00013387 | 0.00012585 | 1.174e-05 | 3.2807e-05 | 0.00013083 | 9.8256e-05 | 1.2986e-07
5.6663e-05 | 0.00015377 | 7.5779e-05 | 0.00021982 | 4.7592e-05 | 2.413e-05 | 3.8681e-05 | 0.00014252 | 2.2289e-05 | 6.012e-05 | 5.9912e-07 | 0.00013103 | 5.8547e-05 | 2.209e-05 | 1.6538e-05 | 0.00013474 | 6.1308e-05 | 1.9479e-07
5.0938e-05 | 0.00022309 | 4.2058e-05 | 0.00014628 | 4.61e-05 | 2.437e-05 | 1.3073e-05 | 0.00013884 | 2.071e-05 | 4.6191e-05 | 5.9912e-07 | 0.00012482 | 4.7156e-05 | 1.1585e-05 | 7.2347e-06 | 0.00013152 | 6.4749e-05 | 2.5972e-07
5.2915e-05 | 0.0001555 | 2.8687e-05 | 7.4615e-05 | 4.61e-05 | 2.4947e-05 | 2.9979e-06 | 0.0001329 | 1.6543e-05 | 4.533e-05 | 8.3211e-07 | 0.00012171 | 3.1315e-05 | 2.2296e-05 | 5.7422e-06 | 8.4325e-05 | 3.2543e-05 | 1.4285e-06
5.0938e-05 | 0.00012445 | 2.5586e-05 | 4.8587e-05 | 4.6835e-05 | 2.4197e-05 | 1.2162e-05 | 0.0001394 | 1.4298e-05 | 5.3104e-05 | 5.9912e-07 | 0.0001216 | 4.1666e-05 | 2.3171e-05 | 7.3176e-06 | 1.0382e-05 | 3.0463e-05 | 2.5972e-07
5.0905e-05 | 6.1772e-05 | 2.2521e-05 | 4.32e-05 | 4.6858e-05 | 2.4204e-05 | 1.7491e-05 | 0.00012958 | 1.4365e-05 | 4.6991e-05 | 6.324e-07 | 0.00011885 | 3.1574e-05 | 1.2821e-05 | 7.0067e-06 | 2.3291e-05 | 2.335e-05 | 2.5972e-07
5.2479e-05 | 6.599e-05 | 2.0879e-05 | 2.7029e-05 | 4.61e-05 | 2.5047e-05 | 9.9625e-06 | 0.00013162 | 1.431e-05 | 4.299e-05 | 6.6568e-07 | 0.00011741 | 3.4962e-05 | 2.3325e-05 | 8.0639e-06 | 1.8658e-05 | 6.1391e-05 | 2.1222e-06
5.2615e-05 | 5.579e-05 | 2.2343e-05 | 4.0076e-05 | 4.4609e-05 | 2.3782e-05 | 8.7748e-06 | 0.00013425 | 1.4181e-05 | 9.4408e-05 | 5.9912e-07 | 0.00011394 | 8.7624e-06 | 2.3737e-05 | 3.3914e-05 | 1.7748e-05 | 9.32e-05 | 5.8437e-07
8.5976e-05 | 3.1882e-05 | 3.5198e-05 | 5.3935e-05 | 4.6858e-05 | 2.5033e-05 | 6.3791e-05 | 0.00012813 | 1.4299e-05 | 0.00030539 | 5.9912e-07 | 0.00011492 | 6.182e-05 | 2.3789e-05 | 4.2893e-05 | 1.6919e-05 | 0.00011511 | 3.3115e-06
6.9861e-05 | 3.6303e-05 | 6.9084e-05 | 3.6127e-05 | 4.6858e-05 | 2.4031e-05 | 7.6784e-05 | 0.00012831 | 1.4151e-05 | 5.1247e-05 | 4.9094e-05 | 0.00011594 | 9.834e-05 | 2.1832e-05 | 9.8533e-05 | 2.5986e-05 | 0.00014066 | 4.4036e-05
7.7515e-05 | 5.2478e-05 | 3.6853e-05 | 4.8008e-05 | 4.6858e-05 | 2.5298e-05 | 0.00011952 | 0.00012236 | 2.0384e-05 | 0.00010304 | 0.00014395 | 0.00011876 | 9.9983e-05 | 1.3233e-05 | 0.00013297 | 1.8237e-05 | 0.00017603 | 1.4791e-05
6.9603e-05 | 0.00014075 | 4.4074e-05 | 0.0001109 | 4.6124e-05 | 2.4445e-05 | 0.0001205 | 0.00013636 | 1.8525e-05 | 8.771e-05 | 9.4328e-05 | 0.0001183 | 9.2069e-05 | 2.1008e-05 | 0.00010739 | 5.7036e-05 | 0.00011114 | 7.4086e-05
5.2394e-05 | 0.00016645 | 4.1333e-05 | 0.00015685 | 4.6835e-05 | 2.5198e-05 | 0.00010146 | 0.00013834 | 2.1011e-05 | 4.8528e-05 | 0.00013071 | 0.00012251 | 9.3403e-05 | 1.0813e-05 | 5.381e-05 | 0.00015614 | 9.3214e-05 | 6.4931e-08
5.1892e-05 | 0.00026311 | 4.0069e-05 | 0.00013137 | 4.6858e-05 | 2.4859e-05 | 0.00016399 | 0.00014204 | 4.4053e-05 | 4.7779e-05 | 0.00014965 | 0.00013476 | 0.00012888 | 9.9378e-06 | 0.00016579 | 0.00015291 | 9.2487e-05 | 0
5.0606e-05 | 0.00034574 | 0.0001317 | 0.00027342 | 4.6858e-05 | 2.4031e-05 | 0.00015355 | 0.00014823 | 2.4728e-05 | 7.5664e-05 | 0.00025709 | 0.00013778 | 0.00014546 | 0.0002658 | 0.00013744 | 0.00010444 | 8.8721e-05 | 6.4931e-08
5.2995e-05 | 0.00039968 | 0.00024131 | 0.00040394 | 4.6835e-05 | 0.00037659 | 0.00015953 | 0.00015468 | 5.4682e-05 | 5.8319e-05 | 0.00024078 | 0.00014289 | 6.4213e-05 | 0.00022074 | 4.2083e-05 | 0.00021637 | 5.8862e-05 | 1.4233e-05
5.8343e-05 | 0.00077017 | 0.00025422 | 0.00057148 | 4.7615e-05 | 0.00064498 | 0.00011169 | 0.00016056 | 0.00012747 | 7.0052e-05 | 0.00014688 | 0.00014064 | 6.5998e-05 | 0.00018923 | 5.2878e-05 | 0.00022184 | 4.2859e-05 | 0.00099006
6.6701e-05 | 0.00093194 | 0.00035854 | 0.00081557 | 4.6858e-05 | 0.00066883 | 8.7754e-05 | 0.00015797 | 0.00020275 | 5.4657e-05 | 0.00014692 | 0.00015137 | 9.1736e-05 | 0.00017426 | 5.74e-05 | 0.00044277 | 4.7221e-05 | 0.00025083
8.0109e-05 | 0.0011325 | 0.00041252 | 0.0011023 | 0.00044919 | 0.00063266 | 0.00010497 | 0.00016874 | 0.00020415 | 0.00017666 | 0.00012934 | 0.00014479 | 0.00016807 | 1.3872e-05 | 5.5473e-05 | 0.00044932 | 7.7966e-05 | 0.00025751
8.3134e-05 | 0.00094325 | 0.00050235 | 0.0010684 | 0.00014232 | 0.00063626 | 0.00010883 | 0.00016003 | 0.00018536 | 7.5767e-05 | 0.00010172 | 0.00014975 | 0.00029893 | 8.0841e-06 | 0.00015344 | 0.00029721 | 7.6281e-05 | 0.00024078
8.2596e-05 | 0.00073863 | 0.00048793 | 0.0010817 | 4.7592e-05 | 0.00060914 | 9.4739e-05 | 0.00015695 | 0.00022945 | 0.00010674 | 5.1591e-05 | 0.00015279 | 0.0003874 | 4.7835e-05 | 0.00020701 | 0.00051256 | 0.00011084 | 0.00036035
9.9178e-05 | 0.0009033 | 0.00036958 | 0.00096292 | 4.6124e-05 | 0.00040271 | 0.00010285 | 0.00014746 | 0.00021978 | 0.00011011 | 7.4477e-05 | 0.00014245 | 0.00023976 | 0.00032307 | 0.00028918 | 0.00018657 | 0.00012605 | 0.00030472
9.4736e-05 | 0.00084639 | 0.00025584 | 0.00092315 | 4.7615e-05 | 0.00031558 | 0.00013831 | 0.00014997 | 0.00011627 | 9.5997e-05 | 0.00012956 | 0.00014071 | 0.00022281 | 0.00022964 | 4.3043e-05 | 0.00012699 | 0.00013341 | 0.00015918
0.00036181 | 0.00033457 | 0.00016035 | 0.00062866 | 4.6858e-05 | 3.7602e-05 | 0.0001444 | 0.00014835 | 6.8424e-05 | 6.3948e-05 | 6.7414e-05 | 0.00014887 | 3.946e-05 | 7.1992e-05 | 6.1568e-05 | 8.883e-05 | 0.00010792 | 5.1944e-07
0.0001608 | 0.00040977 | 0.00010148 | 0.00047106 | 4.5343e-05 | 2.4525e-05 | 9.7145e-05 | 0.00014633 | 5.1658e-05 | 5.3885e-05 | 5.9912e-07 | 0.00014747 | 2.1831e-05 | 2.9813e-05 | 5.9938e-05 | 6.927e-05 | 7.1385e-05 | 3.5062e-05
0.00013893 | 0.0002291 | 7.1336e-05 | 0.00027696 | 4.7592e-05 | 2.4718e-05 | 8.8637e-05 | 0.00013344 | 3.7393e-05 | 5.8768e-05 | 6.324e-07 | 0.0001321 | 8.5434e-06 | 2.2296e-05 | 2.7778e-05 | 6.846e-05 | 4.5164e-05 | 1.4324e-05
5.2089e-05 | 0.00016157 | 4.4493e-05 | 0.0002037 | 4.7592e-05 | 2.5362e-05 | 5.1799e-05 | 0.00015064 | 2.6788e-05 | 4.2696e-05 | 5.9912e-07 | 0.00012959 | 2.3583e-05 | 1.1997e-05 | 3.9159e-05 | 0.00012223 | 4.1233e-05 | 6.4931e-08
5.0336e-05 | 8.1957e-05 | 2.5813e-05 | 0.00017172 | 4.61e-05 | 2.4197e-05 | 1.4971e-05 | 0.00013121 | 2.5414e-05 | 4.2617e-05 | 6.6568e-07 | 0.0001227 | 1.0597e-05 | 2.2862e-05 | 1.4179e-05 | 0.00011292 | 3.1668e-05 | 1.9479e-07
5.0853e-05 | 3.7625e-05 | 3.0447e-05 | 9.2448e-05 | 4.7592e-05 | 2.4119e-05 | 1.9816e-05 | 0.00013264 | 2.4861e-05 | 5.6385e-05 | 6.324e-07 | 0.00012098 | 6.4806e-05 | 2.3119e-05 | 5.9287e-06 | 2.8376e-05 | 3.6878e-05 | 6.4931e-08
5.0325e-05 | 5.7357e-05 | 2.5062e-05 | 4.0957e-05 | 4.5366e-05 | 2.4884e-05 | 2.2608e-05 | 0.00012885 | 2.2423e-05 | 6.3906e-05 | 6.9897e-07 | 0.00012121 | 1.2098e-05 | 2.348e-05 | 5.7007e-06 | 1.0204e-05 | 4.3369e-05 | 2.5972e-07
5.2533e-05 | 2.5563e-05 | 2.2804e-05 | 3.1382e-05 | 4.6858e-05 | 2.4445e-05 | 8.063e-06 | 0.00012541 | 1.9941e-05 | 4.7615e-05 | 6.324e-07 | 0.00011654 | 2.0533e-05 | 2.3737e-05 | 6.1982e-06 | 1.0133e-05 | 2.9767e-05 | 2.5972e-07
5.1871e-05 | 1.8409e-05 | 2.2424e-05 | 2.6811e-05 | 4.61e-05 | 2.4218e-05 | 6.2698e-06 | 0.00011774 | 1.8586e-05 | 6.038e-05 | 3.2153e-05 | 0.00011167 | 3.1298e-05 | 2.4716e-05 | 1.449e-05 | 1.077e-05 | 4.6059e-05 | 1.2986e-07
5.868e-05 | 2.013e-05 | 2.5382e-05 | 5.0552e-05 | 4.61e-05 | 2.5198e-05 | 2.82e-05 | 0.00013008 | 1.603e-05 | 7.8679e-05 | 5.3455e-05 | 0.00011159 | 7.6539e-05 | 2.5385e-05 | 5.5689e-05 | 1.0409e-05 | 8.7979e-05 | 7.6761e-05
5.4828e-05 | 2.368e-05 | 2.2185e-05 | 2.7416e-05 | 4.6858e-05 | 2.4545e-05 | 6.0981e-05 | 0.00013441 | 1.6313e-05 | 9.3263e-05 | 0.00010095 | 0.00011164 | 0.00013373 | 2.6106e-05 | 0.00011428 | 1.0125e-05 | 0.00013908 | 3.7439e-05
5.3597e-05 | 6.9749e-05 | 2.3562e-05 | 4.4262e-05 | 4.6858e-05 | 6.6308e-05 | 0.00014726 | 0.00012186 | 1.8391e-05 | 5.6814e-05 | 0.00019445 | 0.00011731 | 0.00014177 | 0.00015877 | 0.00010045 | 2.6815e-05 | 0.00013033 | 9.3825e-05
5.0853e-05 | 3.7752e-05 | 3.1555e-05 | 7.1695e-05 | 4.61e-05 | 0.00022452 | 0.00026114 | 0.00012117 | 2.7983e-05 | 7.8588e-05 | 0.00014615 | 0.0001182 | 9.6831e-05 | 0.00021312 | 0.00016553 | 4.3798e-05 | 0.00018566 | 0.00050222
9.1473e-05 | 4.2492e-05 | 3.8052e-05 | 0.000105 | 4.6858e-05 | 0.00010044 | 0.00021311 | 0.00013689 | 2.2726e-05 | 7.3676e-05 | 0.00016928 | 0.00011889 | 0.00013109 | 0.00015415 | 0.00017358 | 0.00010153 | 0.00016461 | 0.00013011
5.5651e-05 | 0.0001804 | 5.8381e-05 | 0.00015504 | 4.6835e-05 | 2.4611e-05 | 0.00028411 | 0.00013568 | 3.118e-05 | 8.0068e-05 | 0.00022973 | 0.00013223 | 0.00014876 | 0.00012484 | 0.00016012 | 9.8391e-05 | 0.0001627 | 0.00014004
7.9046e-05 | 0.00036008 | 0.00011581 | 0.00027454 | 4.6858e-05 | 2.3946e-05 | 0.00023065 | 0.00014357 | 8.5948e-05 | 0.00010061 | 0.00035884 | 0.00013335 | 0.00012556 | 0.00037095 | 9.938e-05 | 8.6649e-05 | 0.00013873 | 4.5062e-05
8.0093e-05 | 0.0004325 | 7.8705e-05 | 0.00037244 | 4.7615e-05 | 0.00013959 | 0.0001514 | 0.00014582 | 7.1115e-05 | 6.7094e-05 | 0.00033431 | 0.00013847 | 9.6529e-05 | 0.00033434 | 0.000132 | 5.0625e-05 | 0.00011204 | 0.00010816
0.00017535 | 0.00042251 | 9.6583e-05 | 0.0005724 | 4.5366e-05 | 0.00026752 | 0.000181 | 0.00015502 | 9.7222e-05 | 6.832e-05 | 0.00033521 | 0.00013776 | 9.6846e-05 | 0.0003253 | 0.00018561 | 0.00012438 | 9.2407e-05 | 0.00028375
0.00022525 | 0.00046768 | 0.00012676 | 0.00074013 | 4.7615e-05 | 6.5284e-05 | 0.00016823 | 0.00015288 | 0.00010179 | 6.4859e-05 | 0.00033407 | 0.00014479 | 0.00015398 | 0.00040938 | 0.0001126 | 0.00019151 | 7.9563e-05 | 0.00036635
0.0003067 | 0.00062142 | 0.00026916 | 0.00075333 | 4.6858e-05 | 0.00045987 | 0.00015578 | 0.00014825 | 9.8765e-05 | 0.00017073 | 0.00032232 | 0.00014024 | 0.00022376 | 0.00047249 | 0.0001066 | 0.0001457 | 9.3542e-05 | 0.00037827
0.00074007 | 0.00097713 | 0.00027483 | 0.00086238 | 4.6858e-05 | 0.00057866 | 0.00013431 | 0.00016723 | 0.0001215 | 0.00018867 | 0.00014109 | 0.00014272 | 0.00025895 | 0.00036663 | 0.00026982 | 0.00019788 | 9.0571e-05 | 0.00028734
0.00042926 | 0.0010426 | 0.00022502 | 0.00083474 | 4.7615e-05 | 0.00054499 | 0.00010218 | 0.00015869 | 0.00012894 | 0.00018106 | 0.00010405 | 0.00014288 | 0.00035599 | 0.00038179 | 0.0004261 | 8.9051e-05 | 0.00016291 | 0.00033791
0.00013924 | 0.00083149 | 0.00018305 | 0.00067177 | 4.7592e-05 | 0.0004756 | 0.00012208 | 0.00016245 | 7.9797e-05 | 0.00012711 | 7.3478e-05 | 0.00014393 | 0.00021539 | 0.00026875 | 0.00020812 | 8.5649e-05 | 0.00014805 | 0.00062471
0.00020658 | 0.00045733 | 0.00011448 | 0.00056278 | 4.61e-05 | 8.1164e-05 | 0.00011526 | 0.00015326 | 4.5837e-05 | 6.9232e-05 | 0.0001295 | 0.0001344 | 0.00011008 | 0.00030552 | 7.8515e-05 | 7.5423e-05 | 0.00013657 | 0.00023985
0.00019256 | 0.00028481 | 0.00011108 | 0.00046991 | 4.539e-05 | 2.7925e-05 | 9.3618e-05 | 0.00014414 | 4.506e-05 | 7.355e-05 | 6.6948e-05 | 0.00012922 | 6.4408e-05 | 0.00018522 | 0.00010399 | 7.6772e-05 | 9.011e-05 | 8.3111e-07
0.00025113 | 0.00034396 | 5.315e-05 | 0.00023174 | 4.6858e-05 | 2.4848e-05 | 0.00010206 | 0.00013845 | 3.576e-05 | 6.8449e-05 | 5.6583e-07 | 0.00013059 | 2.7249e-05 | 2.9916e-05 | 5.9043e-05 | 8.6028e-05 | 7.8687e-05 | 0.00011656
7.6168e-05 | 0.00015293 | 4.634e-05 | 0.00012936 | 4.6835e-05 | 2.4197e-05 | 4.1023e-05 | 0.00012821 | 2.8399e-05 | 7.4512e-05 | 4.9926e-07 | 0.00012726 | 1.4674e-05 | 3.6559e-05 | 5.6298e-05 | 0.00012717 | 7.9675e-05 | 7.467e-05
5.0837e-05 | 6.1251e-05 | 3.3006e-05 | 6.9368e-05 | 4.61e-05 | 2.4947e-05 | 3.952e-05 | 0.0001302 | 2.009e-05 | 5.1032e-05 | 5.9912e-07 | 0.00012199 | 1.2377e-05 | 2.487e-05 | 1.2571e-05 | 0.00011873 | 3.282e-05 | 1.9479e-07
7.4643e-05 | 6.725e-05 | 2.508e-05 | 5.5823e-05 | 4.6858e-05 | 2.4784e-05 | 1.4106e-05 | 0.00012534 | 1.9672e-05 | 4.3345e-05 | 5.6583e-07 | 0.00011573 | 1.382e-05 | 2.5282e-05 | 5.8044e-06 | 8.7677e-05 | 3.0804e-05 | 3.2465e-07
5.1551e-05 | 2.6096e-05 | 2.3418e-05 | 4.2336e-05 | 4.6835e-05 | 2.4119e-05 | 3.6312e-06 | 0.00011633 | 1.4275e-05 | 7.8434e-05 | 5.3255e-07 | 0.0001143 | 2.5439e-06 | 2.5591e-05 | 5.9495e-06 | 1.3526e-05 | 4.3156e-05 | 2.5972e-07
5.1332e-05 | 2.5499e-05 | 2.2435e-05 | 3.8005e-05 | 4.61e-05 | 2.4445e-05 | 2.7926e-06 | 0.00013027 | 1.4373e-05 | 4.9339e-05 | 5.3255e-07 | 0.00011372 | 2.6301e-06 | 3.7485e-05 | 3.1099e-05 | 1.3164e-05 | 4.2718e-05 | 6.4931e-08
5.9719e-05 | 1.6742e-05 | 2.1883e-05 | 2.9266e-05 | 4.6835e-05 | 2.437e-05 | 1.3425e-05 | 0.00011973 | 1.4276e-05 | 4.034e-05 | 5.3255e-07 | 0.00010563 | 2.6693e-06 | 2.4664e-05 | 3.9428e-05 | 1.3198e-05 | 4.619e-05 | 1.0389e-06
6.7392e-05 | 1.6482e-05 | 2.2839e-05 | 2.5828e-05 | 4.61e-05 | 2.4031e-05 | 8.5228e-06 | 0.00011148 | 1.4388e-05 | 5.3789e-05 | 3.2086e-05 | 0.00010499 | 6.9619e-06 | 2.4304e-05 | 6.675e-06 | 1.2939e-05 | 5.6224e-05 | 4.3049e-05
5.1466e-05 | 1.6409e-05 | 2.55e-05 | 2.5734e-05 | 4.61e-05 | 2.5212e-05 | 2.9936e-05 | 0.0001297 | 1.4252e-05 | 8.2065e-05 | 5.2689e-05 | 0.00010681 | 2.8053e-05 | 2.4355e-05 | 4.7571e-05 | 1.3617e-05 | 8.4413e-05 | 9.0903e-07
5.1348e-05 | 2.1123e-05 | 2.2204e-05 | 3.09e-05 | 4.8326e-05 | 2.463e-05 | 5.0334e-05 | 0.00012142 | 1.429e-05 | 0.00010024 | 9.8288e-05 | 0.00010698 | 8.2674e-05 | 3.764e-05 | 6.5809e-05 | 1.7839e-05 | 0.00012238 | 0.00012573
5.0938e-05 | 3.106e-05 | 2.2948e-05 | 3.5562e-05 | 4.4632e-05 | 2.5298e-05 | 0.00011799 | 0.00012597 | 1.8368e-05 | 6.8035e-05 | 0.00019791 | 0.00010527 | 0.0001025 | 2.4613e-05 | 0.00011059 | 1.6878e-05 | 0.00012017 | 7.5748e-05
0.00020891 | 3.4491e-05 | 2.1831e-05 | 4.3426e-05 | 4.6858e-05 | 2.4459e-05 | 0.00015933 | 0.00011814 | 1.8962e-05 | 7.8066e-05 | 0.00015467 | 0.00011382 | 0.00019132 | 1.0968e-05 | 0.00022629 | 3.5584e-05 | 0.00019396 | 3.9543e-05
0.00023856 | 3.3002e-05 | 2.923e-05 | 7.1712e-05 | 4.7592e-05 | 2.4445e-05 | 0.00020921 | 0.0001269 | 1.9115e-05 | 8.6345e-05 | 0.00020006 | 0.00012125 | 0.00014332 | 2.0545e-05 | 0.00012188 | 3.9837e-05 | 0.00015323 | 0.00059074
0.00014733 | 5.5503e-05 | 3.5354e-05 | 7.2948e-05 | 4.5366e-05 | 2.4947e-05 | 0.00022217 | 0.00013731 | 2.2752e-05 | 6.3012e-05 | 0.00035612 | 0.00014043 | 0.00011111 | 1.0269e-05 | 8.4594e-05 | 4.9233e-05 | 0.00012547 | 0.0010269
9.1627e-05 | 7.3732e-05 | 0.0001017 | 0.00011637 | 4.835e-05 | 7.343e-05 | 0.0001785 | 0.00014375 | 3.2617e-05 | 0.00011144 | 0.00042319 | 0.00013295 | 0.00019963 | 0.00026348 | 0.00021168 | 0.00012012 | 0.00012587 | 0.0005713
9.72e-05 | 0.00015949 | 0.00013339 | 0.00023579 | 4.6835e-05 | 0.00074137 | 0.00021989 | 0.00014817 | 4.5673e-05 | 6.8826e-05 | 0.00040913 | 0.0001472 | 0.00015998 | 0.00017684 | 9.7993e-05 | 0.00014804 | 0.00010015 | 0.00026196
7.3831e-05 | 0.00017968 | 0.00012374 | 0.00028256 | 4.6124e-05 | 0.00083635 | 0.00018965 | 0.00014595 | 6.0416e-05 | 6.3251e-05 | 0.00043245 | 0.0001464 | 9.3203e-05 | 0.00031089 | 6.3707e-05 | 0.00023394 | 9.3195e-05 | 0.00016707
0.00011216 | 0.00039478 | 0.00015646 | 0.00049097 | 0.00020103 | 0.00091431 | 0.00015675 | 0.00014937 | 7.3563e-05 | 7.9685e-05 | 0.00041161 | 0.00014272 | 0.00012722 | 0.0004161 | 4.6335e-05 | 0.00012262 | 4.3653e-05 | 9.8954e-05
9.7027e-05 | 0.00036637 | 0.00031487 | 0.00062665 | 0.00046752 | 0.00095538 | 0.00012805 | 0.00015472 | 7.729e-05 | 0.00011282 | 0.00033488 | 0.00014364 | 0.00020777 | 0.00031975 | 0.00017406 | 0.00026543 | 5.2543e-05 | 9.9149e-05
0.00048923 | 0.00068364 | 0.00042348 | 0.00069517 | 0.00018999 | 0.00086501 | 0.00015322 | 0.00015661 | 7.8078e-05 | 0.00013235 | 0.0002595 | 0.00015263 | 0.00037048 | 0.00029959 | 0.00034634 | 0.00051019 | 0.00010592 | 0.00013376
0.00057885 | 0.00056074 | 0.00035326 | 0.00080098 | 4.6858e-05 | 0.00081683 | 0.00018199 | 0.0001537 | 0.00011889 | 0.0001616 | 0.00025199 | 0.00014955 | 0.00032668 | 0.00038762 | 0.00040722 | 0.00043828 | 0.00014057 | 5.8827e-05
0.00042699 | 0.00037025 | 0.00023921 | 0.00058037 | 4.6124e-05 | 0.00060381 | 0.00016258 | 0.00015805 | 0.00011722 | 9.6146e-05 | 0.00025012 | 0.0001474 | 0.00013597 | 0.00030808 | 0.00038302 | 0.00025026 | 0.00016166 | 6.7787e-05
0.00056111 | 0.00031899 | 0.00027501 | 0.00039277 | 4.6124e-05 | 0.00046271 | 0.00015837 | 0.00014104 | 6.8998e-05 | 9.2278e-05 | 0.00028968 | 0.00013743 | 9.6961e-05 | 0.000381 | 0.00021779 | 0.00018877 | 0.00013573 | 4.3633e-05
0.0003854 | 0.00036306 | 0.00014029 | 0.00031639 | 4.61e-05 | 5.8073e-05 | 0.00016955 | 0.00014886 | 4.7953e-05 | 6.7911e-05 | 0.00015741 | 0.000139 | 8.7198e-05 | 0.00017575 | 9.6837e-05 | 0.00016147 | 0.00011991 | 0.00013819
0.00016415 | 0.00029293 | 9.4311e-05 | 0.00024017 | 4.6124e-05 | 7.4483e-05 | 0.00010594 | 0.00013541 | 2.6963e-05 | 6.6068e-05 | 9.1245e-05 | 0.00013889 | 3.7626e-05 | 2.832e-05 | 4.78e-05 | 4.9644e-05 | 8.7198e-05 | 0.00011315
0.00034971 | 6.9188e-05 | 0.0001075 | 0.00014257 | 4.6858e-05 | 2.8427e-05 | 0.00010244 | 0.00014611 | 1.423e-05 | 4.9151e-05 | 9.1305e-05 | 0.00013355 | 1.1719e-05 | 1.0762e-05 | 1.5378e-05 | 3.7467e-05 | 8.7783e-05 | 2.5894e-05
0.00010643 | 5.4271e-05 | 9.5698e-05 | 6.8753e-05 | 4.6835e-05 | 4.9728e-05 | 2.929e-05 | 0.00013097 | 1.4118e-05 | 4.7654e-05 | 7.1628e-05 | 0.00012524 | 2.1544e-05 | 2.0751e-05 | 7.5591e-06 | 0.00010426 | 4.156e-05 | 5.8191e-05
4.9302e-05 | 3.1979e-05 | 5.225e-05 | 4.8081e-05 | 4.61e-05 | 2.4204e-05 | 1.5265e-05 | 0.00012243 | 1.4231e-05 | 4.3619e-05 | 5.5485e-05 | 0.00011947 | 2.6113e-06 | 1.1277e-05 | 7.3328e-06 | 0.00011733 | 1.9172e-05 | 0
5.1364e-05 | 2.5855e-05 | 3.7326e-05 | 3.2099e-05 | 4.61e-05 | 2.4632e-05 | 1.1662e-05 | 0.00012862 | 1.4188e-05 | 4.3732e-05 | 5.5452e-05 | 0.00011909 | 3.0928e-06 | 2.2141e-05 | 7.3066e-06 | 3.95e-05 | 3.516e-05 | 3.2465e-07
5.0512e-05 | 2.051e-05 | 3.1759e-05 | 2.8426e-05 | 4.7592e-05 | 2.3782e-05 | 1.6497e-05 | 0.00012357 | 1.4091e-05 | 4.3999e-05 | 5.5185e-05 | 0.00011621 | 2.5439e-06 | 2.2811e-05 | 8.4992e-06 | 1.5031e-05 | 2.9565e-05 | 2.5972e-07
7.4632e-05 | 1.6427e-05 | 2.2109e-05 | 2.5245e-05 | 4.6858e-05 | 2.4718e-05 | 1.2141e-05 | 0.00011162 | 1.4154e-05 | 3.8621e-05 | 5.5152e-05 | 0.00011359 | 2.5517e-06 | 2.3428e-05 | 2.1144e-05 | 2.4873e-05 | 3.3613e-05 | 0
5.0837e-05 | 1.5583e-05 | 2.4993e-05 | 1.8659e-05 | 4.5343e-05 | 2.4119e-05 | 1.8504e-05 | 0.00012372 | 1.414e-05 | 4.3332e-05 | 5.5019e-05 | 0.00010937 | 6.901e-06 | 1.7198e-05 | 3.6087e-05 | 2.3942e-05 | 8.9218e-05 | 3.8958e-07
0.00017692 | 1.6285e-05 | 2.2936e-05 | 4.5777e-05 | 4.6858e-05 | 2.471e-05 | 3.4981e-05 | 0.00012409 | 1.4097e-05 | 5.0052e-05 | 5.5052e-05 | 0.00011505 | 6.2617e-05 | 1.8897e-05 | 5.1372e-05 | 2.1652e-05 | 0.00012907 | 5.8437e-07
0.00016105 | 1.685e-05 | 3.803e-05 | 3.7202e-05 | 4.61e-05 | 2.4704e-05 | 6.2602e-05 | 0.00011843 | 1.4042e-05 | 7.329e-05 | 0.00010052 | 0.00011753 | 0.00010904 | 2.3016e-05 | 0.00013352 | 3.279e-05 | 0.00019879 | 0.00011577
0.00015394 | 3.0898e-05 | 8.3187e-05 | 3.5444e-05 | 4.6858e-05 | 2.5546e-05 | 9.3208e-05 | 0.00012102 | 1.414e-05 | 8.9007e-05 | 0.00022593 | 0.00011488 | 7.4732e-05 | 2.2244e-05 | 0.00015801 | 2.7057e-05 | 0.00014652 | 0.00048193
6.97e-05 | 3.9588e-05 | 3.5724e-05 | 7.1357e-05 | 4.6124e-05 | 0.00022883 | 0.00015009 | 0.00012426 | 1.4215e-05 | 7.5421e-05 | 0.00023189 | 0.00011362 | 9.0179e-05 | 1.1174e-05 | 8.9697e-05 | 6.373e-05 | 0.00015393 | 0.00033495
5.0358e-05 | 5.5502e-05 | 4.097e-05 | 0.00010024 | 4.8326e-05 | 0.00019976 | 0.0002102 | 0.00013534 | 4.4274e-05 | 6.3248e-05 | 0.00026155 | 0.00012704 | 0.00011001 | 1.0504e-05 | 8.7315e-05 | 9.8808e-05 | 0.00011848 | 8.3669e-05
7.3135e-05 | 9.9131e-05 | 0.00010013 | 0.00014844 | 4.61e-05 | 4.7073e-05 | 0.0002188 | 0.0001429 | 5.114e-05 | 8.6743e-05 | 0.00026387 | 0.00014095 | 0.00014435 | 2.4664e-05 | 0.00013773 | 0.00024508 | 9.9186e-05 | 0.00084925
5.121e-05 | 0.00034188 | 0.0001479 | 0.00027293 | 4.6858e-05 | 0.00055973 | 0.00018339 | 0.00015132 | 9.8274e-05 | 9.8764e-05 | 0.00035132 | 0.00014025 | 9.0499e-05 | 3.0706e-05 | 0.00010142 | 0.00015799 | 0.00010037 | 0.00019922
0.00057377 | 0.00066302 | 0.00034057 | 0.00032262 | 0.00018488 | 0.0010377 | 0.00020519 | 0.00014474 | 0.00018635 | 6.7034e-05 | 0.00032926 | 0.00014908 | 0.00011124 | 0.00015344 | 2.5071e-05 | 0.00023886 | 7.0733e-05 | 6.8424e-05
0.00097136 | 0.00063502 | 0.00050827 | 0.0005503 | 0.001116 | 0.0011189 | 0.00016164 | 0.00015815 | 0.00027171 | 7.7272e-05 | 0.00031517 | 0.00014736 | 8.381e-05 | 0.00020599 | 8.2122e-05 | 0.00034858 | 5.2961e-05 | 8.7968e-05
0.0012164 | 0.00068494 | 0.00085944 | 0.00080906 | 0.0019962 | 0.0014269 | 0.00013179 | 0.00016449 | 0.0003026 | 9.7197e-05 | 0.00031976 | 0.00015492 | 4.7181e-05 | 0.00019503 | 9.5301e-05 | 0.00080917 | 4.4744e-05 | 3.8958e-07
0.0021547 | 0.00082516 | 0.0011517 | 0.0007652 | 0.0018628 | 0.0012693 | 0.00016197 | 0.00016793 | 0.00033551 | 0.00015664 | 0.00030638 | 0.00017315 | 0.0001698 | 0.00013645 | 0.00020219 | 0.001392 | 8.9357e-05 | 3.8958e-07
0.0019832 | 0.00097682 | 0.0014218 | 0.00078758 | 0.0021986 | 0.0016676 | 0.00017417 | 0.00016311 | 0.00033331 | 0.00014291 | 0.00019791 | 0.00017171 | 0.00032634 | 0.00019398 | 0.00045461 | 0.0013894 | 9.3406e-05 | 1.9479e-07
0.0022331 | 0.0011739 | 0.0015064 | 0.00093119 | 0.0022944 | 0.0016725 | 0.00017681 | 0.00016551 | 0.00036585 | 0.00014924 | 0.00026171 | 0.00017462 | 0.00033534 | 0.00017981 | 0.00038837 | 0.0014633 | 0.00013384 | 3.2985e-05
0.001742 | 0.0009882 | 0.0012905 | 0.0007296 | 0.0021537 | 0.0014312 | 0.00013853 | 0.00016213 | 0.00029736 | 0.00010587 | 0.00030746 | 0.00015374 | 0.00017215 | 0.00071586 | 0.00024267 | 0.00073766 | 0.00017098 | 4.8308e-05
0.0010197 | 0.00074216 | 0.00090766 | 0.00064982 | 0.00095388 | 0.00061825 | 0.00015928 | 0.00015498 | 0.00023207 | 0.00011508 | 0.00036241 | 0.00014718 | 7.5153e-05 | 0.0008433 | 0.00014512 | 0.00052419 | 0.00013873 | 6.4931e-08
0.00077872 | 0.00046953 | 0.00074988 | 0.00070966 | 0.00036045 | 0.00046041 | 0.00014645 | 0.0001459 | 0.00013821 | 6.8163e-05 | 0.00030076 | 0.00014648 | 0.00011281 | 0.00034829 | 4.1514e-05 | 0.00053293 | 0.00011191 | 6.4931e-08
0.00063614 | 0.00047128 | 0.00058805 | 0.00047445 | 4.539e-05 | 0.00018857 | 9.545e-05 | 0.00015871 | 8.1865e-05 | 5.9505e-05 | 0.00021945 | 0.00014438 | 3.7187e-05 | 3.8361e-05 | 3.1483e-05 | 0.00028696 | 6.8656e-05 | 6.4931e-07
0.00043835 | 0.0002987 | 0.00035942 | 0.00026868 | 4.5366e-05 | 0.00011102 | 4.5265e-05 | 0.00014203 | 3.6387e-05 | 4.4989e-05 | 8.0548e-05 | 0.00013647 | 3.503e-05 | 1.8691e-05 | 4.0256e-05 | 0.00017459 | 9.352e-05 | 1.2986e-07
0.00022462 | 0.00019949 | 0.00021301 | 0.00015577 | 4.6835e-05 | 0.00018168 | 1.9999e-05 | 0.00014185 | 1.4188e-05 | 4.6184e-05 | 8.0681e-05 | 0.00012838 | 3.0975e-06 | 3.4139e-05 | 8.6858e-06 | 0.00013593 | 5.0045e-05 | 1.9479e-07
5.1843e-05 | 0.00020235 | 0.00018408 | 9.8014e-05 | 4.6858e-05 | 8.7489e-05 | 4.4048e-06 | 0.00013961 | 1.4285e-05 | 3.6913e-05 | 8.0881e-05 | 0.00012279 | 6.7047e-06 | 3.2594e-05 | 3.9822e-05 | 0.00012337 | 2.1974e-05 | 2.5972e-07
0.00011322 | 0.00011489 | 0.00019162 | 5.4621e-05 | 4.61e-05 | 4.833e-05 | 3.358e-06 | 0.00012783 | 1.426e-05 | 6.1779e-05 | 8.0748e-05 | 0.00012502 | 3.2261e-06 | 3.2233e-05 | 1.2293e-05 | 0.00011612 | 3.6151e-05 | 4.5451e-07
4.8774e-05 | 3.132e-05 | 0.00014631 | 4.8778e-05 | 4.6858e-05 | 2.4218e-05 | 3.0615e-06 | 0.00013003 | 1.4177e-05 | 4.006e-05 | 8.0481e-05 | 0.00011692 | 3.7703e-06 | 3.0843e-05 | 5.6973e-06 | 1.6733e-05 | 2.6419e-05 | 1.9479e-07
5.0837e-05 | 2.5726e-05 | 4.8801e-05 | 3.1936e-05 | 4.4609e-05 | 2.4296e-05 | 5.1826e-06 | 0.00012966 | 1.4095e-05 | 4.0155e-05 | 8.0248e-05 | 0.00011947 | 2.7399e-06 | 2.5694e-05 | 5.9469e-06 | 1.706e-05 | 3.9795e-05 | 0
5.1977e-05 | 1.577e-05 | 3.5164e-05 | 2.3029e-05 | 4.6858e-05 | 2.4718e-05 | 3.4234e-05 | 0.00013057 | 1.4245e-05 | 4.7404e-05 | 0.00011117 | 0.00011824 | 8.4017e-06 | 3.2645e-05 | 3.1194e-05 | 1.9681e-05 | 9.3024e-05 | 5.1944e-07
0.00020155 | 1.6629e-05 | 4.3305e-05 | 4.2314e-05 | 4.7592e-05 | 2.4784e-05 | 5.1859e-05 | 0.00013192 | 1.4217e-05 | 6.2309e-05 | 8.9601e-05 | 0.00012212 | 6.0073e-05 | 2.8063e-05 | 3.7559e-05 | 2.6973e-05 | 9.6964e-05 | 9.0903e-07
0.00011276 | 2.7781e-05 | 3.6815e-05 | 4.0408e-05 | 4.5366e-05 | 2.4619e-05 | 4.9818e-05 | 0.00011787 | 1.409e-05 | 0.00013109 | 0.00012721 | 0.00012412 | 0.0001201 | 1.3645e-05 | 0.00012097 | 2.205e-05 | 0.00015108 | 8.441e-07
7.8351e-05 | 0.00017276 | 5.4796e-05 | 6.7411e-05 | 0.0004915 | 2.4197e-05 | 0.00011752 | 0.00013831 | 3.2577e-05 | 7.9399e-05 | 0.0002382 | 0.00012152 | 8.9383e-05 | 2.4664e-05 | 6.867e-05 | 2.5922e-05 | 0.00013509 | 2.8535e-06
5.1721e-05 | 0.00026398 | 0.00014039 | 8.8987e-05 | 0.00050665 | 2.5348e-05 | 0.00011654 | 0.00013678 | 3.6477e-05 | 6.9901e-05 | 0.00021603 | 0.00012381 | 4.9687e-05 | 1.313e-05 | 4.7574e-05 | 0.00022647 | 0.00010237 | 0.00013129
7.4681e-05 | 0.00024111 | 0.0001498 | 0.0001865 | 0.00058621 | 2.4031e-05 | 0.00012896 | 0.00013959 | 5.588e-05 | 6.9021e-05 | 0.00025013 | 0.00012758 | 4.4458e-05 | 1.4417e-05 | 4.9631e-05 | 0.00039474 | 0.00011359 | 0.00030829
0.00017491 | 0.00037672 | 0.0003239 | 0.0002533 | 0.0010906 | 3.596e-05 | 0.00010827 | 0.0001434 | 9.1628e-05 | 0.00010291 | 0.00027159 | 0.0001398 | 6.9763e-05 | 2.1884e-05 | 0.00016207 | 0.00048639 | 7.347e-05 | 0.00033317
0.0006282 | 0.00059452 | 0.00043602 | 0.00038765 | 0.0017028 | 0.00045081 | 0.00011777 | 0.00014939 | 9.9098e-05 | 0.00010692 | 0.00032823 | 0.00013978 | 0.00014314 | 3.0912e-05 | 0.00019281 | 0.00057124 | 6.2539e-05 | 0.00041341
0.0015464 | 0.0011128 | 0.00067011 | 0.00049128 | 0.0021796 | 0.00070374 | 0.00011599 | 0.00015723 | 0.00028419 | 0.00013446 | 0.00024228 | 0.00014688 | 5.5833e-05 | 0.00042884 | 7.1251e-05 | 0.00057405 | 6.5781e-05 | 4.0647e-06
0.0021187 | 0.0014132 | 0.00083956 | 0.0006327 | 0.0031925 | 0.00092546 | 7.4257e-05 | 0.00015587 | 0.00036773 | 9.0779e-05 | 0.00032362 | 0.00014912 | 0.00016587 | 0.00023066 | 0.00010218 | 0.00089079 | 6.7787e-05 | 0.00060963
0.0023781 | 0.001591 | 0.0012738 | 0.0008069 | 0.003815 | 0.001236 | 8.7291e-05 | 0.00017268 | 0.00036614 | 6.0329e-05 | 0.00032266 | 0.00015361 | 0.00015758 | 0.00019145 | 0.00013307 | 0.0014736 | 8.6624e-05 | 1.3635e-06
0.0025729 | 0.0015443 | 0.0016715 | 0.00099837 | 0.0043716 | 0.0015047 | 9.4036e-05 | 0.00017432 | 0.00035874 | 6.4893e-05 | 0.00031733 | 0.00015773 | 0.00016213 | 0.00013165 | 0.00016096 | 0.0019209 | 9.3214e-05 | 1.9479e-07
0.0021215 | 0.0017451 | 0.0019522 | 0.0010568 | 0.0032371 | 0.0012529 | 8.803e-05 | 0.00017027 | 0.00036764 | 9.5142e-05 | 0.00022464 | 0.00015108 | 0.00021873 | 0.00019481 | 0.0002862 | 0.0019503 | 9.9046e-05 | 3.2972e-05
0.0012751 | 0.002128 | 0.0020954 | 0.0010934 | 0.0026136 | 0.0011154 | 9.516e-05 | 0.00018108 | 0.00041292 | 9.7754e-05 | 0.00022713 | 0.00015188 | 0.00040222 | 0.00017517 | 0.00027931 | 0.0011934 | 0.00014843 | 0.00013396
0.00073323 | 0.0019129 | 0.0016522 | 0.00094474 | 0.0018794 | 0.00092429 | 6.5329e-05 | 0.00017144 | 0.00029668 | 9.3985e-05 | 0.00025943 | 0.00015599 | 0.00019327 | 0.00017701 | 0.00025262 | 0.0012771 | 0.00010561 | 6.8956e-06
0.00030828 | 0.0016054 | 0.0010407 | 0.00085228 | 0.00043874 | 0.00064754 | 0.0001128 | 0.0001597 | 0.00017183 | 9.038e-05 | 0.00021588 | 0.00015446 | 0.0001409 | 0.0001633 | 8.6515e-05 | 0.00068442 | 0.00011013 | 5.0711e-05
0.00037787 | 0.0011338 | 0.00058924 | 0.00069599 | 4.6858e-05 | 0.00030852 | 0.00015727 | 0.00015586 | 0.00011241 | 6.2548e-05 | 0.00013724 | 0.00015064 | 0.00012043 | 7.1006e-05 | 4.5794e-05 | 0.0005448 | 0.00013041 | 9.3097e-05
0.00027822 | 0.00074594 | 0.00046741 | 0.00051454 | 4.6835e-05 | 0.00030752 | 0.0001081 | 0.00014531 | 8.48e-05 | 5.0814e-05 | 5.3055e-05 | 0.0001388 | 4.5652e-05 | 4.1862e-05 | 7.1258e-05 | 0.00038339 | 8.3003e-05 | 9.4014e-05
0.00022892 | 0.00044965 | 0.00033365 | 0.00037478 | 4.6858e-05 | 0.0003405 | 7.1113e-05 | 0.00015761 | 7.2966e-05 | 5.1766e-05 | 5.2889e-05 | 0.00013392 | 1.3413e-05 | 0.00013166 | 3.5762e-05 | 0.00037535 | 7.0115e-05 | 4.5451e-07
0.00025023 | 0.00022073 | 0.0002197 | 0.00023083 | 4.7592e-05 | 5.3042e-05 | 2.4632e-05 | 0.0001409 | 5.564e-05 | 4.3938e-05 | 5.3255e-05 | 0.00012646 | 7.8684e-06 | 1.416e-05 | 3.3821e-05 | 0.00026331 | 4.6375e-05 | 1.2986e-07
0.00013182 | 0.00021573 | 0.00017265 | 0.00015425 | 4.5366e-05 | 4.833e-05 | 3.7795e-05 | 0.00013675 | 3.9193e-05 | 4.6158e-05 | 5.3321e-05 | 0.00012192 | 4.716e-06 | 2.1935e-05 | 3.056e-05 | 0.00012021 | 3.8013e-05 | 3.8958e-07
7.5245e-05 | 0.00014469 | 0.00013067 | 9.7888e-05 | 4.7592e-05 | 2.4546e-05 | 8.2497e-06 | 0.00012398 | 2.1389e-05 | 5.9881e-05 | 5.3355e-05 | 0.00012215 | 4.4808e-06 | 2.2605e-05 | 2.7819e-05 | 0.00012193 | 5.3782e-05 | 3.2465e-07
5.1876e-05 | 0.00011257 | 7.9786e-05 | 8.816e-05 | 4.6077e-05 | 2.4892e-05 | 4.0018e-06 | 0.00013945 | 1.6673e-05 | 5.0705e-05 | 5.3288e-05 | 0.00012061 | 1.3507e-05 | 1.2512e-05 | 2.4101e-05 | 0.0001178 | 1.5237e-05 | 1.2986e-07
5.0427e-05 | 4.5122e-05 | 4.582e-05 | 4.7765e-05 | 4.61e-05 | 2.3716e-05 | 4.9297e-06 | 0.00012616 | 1.3894e-05 | 4.5715e-05 | 5.3155e-05 | 0.00011874 | 4.1593e-06 | 2.3325e-05 | 3.7923e-05 | 6.3968e-05 | 3.7505e-05 | 1.2986e-07
5.041e-05 | 2.0984e-05 | 2.8998e-05 | 2.9714e-05 | 4.539e-05 | 2.4884e-05 | 1.6717e-05 | 0.0001304 | 1.3942e-05 | 4.0896e-05 | 5.2989e-05 | 0.00011262 | 2.3034e-05 | 2.348e-05 | 5.3529e-05 | 1.4743e-05 | 9.4821e-05 | 3.8958e-07
0.00016003 | 2.0727e-05 | 3.1045e-05 | 3.6034e-05 | 4.6858e-05 | 2.4718e-05 | 2.7395e-05 | 0.0001227 | 1.3832e-05 | 7.399e-05 | 5.3022e-05 | 0.00011627 | 6.7345e-05 | 2.4149e-05 | 6.7439e-05 | 5.1807e-05 | 0.00011037 | 1.5583e-06
0.00012818 | 5.348e-05 | 4.7535e-05 | 7.0583e-05 | 4.6811e-05 | 2.5033e-05 | 3.6696e-05 | 0.00012694 | 1.3888e-05 | 6.3444e-05 | 9.8555e-05 | 0.00012028 | 0.00010187 | 2.3428e-05 | 7.7996e-05 | 0.00018003 | 0.00016547 | 4.9849e-05
7.5181e-05 | 7.637e-05 | 3.9819e-05 | 8.9826e-05 | 5.0104e-05 | 2.4296e-05 | 0.0001017 | 0.00012727 | 1.3768e-05 | 5.8118e-05 | 0.00021692 | 0.00011703 | 5.081e-05 | 2.209e-05 | 0.00011783 | 7.6385e-05 | 0.00014278 | 0.00012833
6.5529e-05 | 0.00013629 | 7.2633e-05 | 0.00010787 | 4.8373e-05 | 2.5447e-05 | 0.00018591 | 0.00013184 | 4.4044e-05 | 5.5129e-05 | 0.00018908 | 0.00011863 | 6.4983e-05 | 1.1277e-05 | 8.8328e-05 | 0.00010166 | 0.00013648 | 7.7553e-05
5.0869e-05 | 0.00022363 | 7.0924e-05 | 0.00015935 | 4.7592e-05 | 2.4545e-05 | 0.00020015 | 0.00012877 | 8.3034e-05 | 7.5814e-05 | 0.00023688 | 0.00012007 | 8.6559e-05 | 1.0401e-05 | 0.00016938 | 0.00011675 | 0.00013604 | 0.00010867
7.39e-05 | 0.00036896 | 0.00011017 | 0.00030737 | 4.61e-05 | 2.5113e-05 | 0.00016268 | 0.00013995 | 0.00011441 | 0.00010589 | 0.00026737 | 0.00011974 | 0.00012717 | 2.5282e-05 | 0.00017783 | 0.00019739 | 8.1306e-05 | 3.3387e-05
8.3383e-05 | 0.00049011 | 0.00015891 | 0.00048897 | 4.6858e-05 | 7.8188e-05 | 0.00013263 | 0.00015031 | 9.3211e-05 | 6.0022e-05 | 0.00034956 | 0.00014084 | 0.00018997 | 3.1066e-05 | 0.00010207 | 0.00039957 | 5.5699e-05 | 0.00027867
0.00032942 | 0.00070709 | 0.00027016 | 0.00072299 | 4.7592e-05 | 2.426e-05 | 0.00010478 | 0.00014946 | 0.00010614 | 8.1902e-05 | 0.00022987 | 0.00013056 | 0.00011453 | 0.00056677 | 7.0408e-05 | 0.0003413 | 6.2397e-05 | 0.00041685
0.00023163 | 0.00086473 | 0.00042177 | 0.00099716 | 4.61e-05 | 0.00042008 | 0.00011288 | 0.00015735 | 0.00018981 | 7.7517e-05 | 0.00022144 | 0.0001401 | 0.0001385 | 0.00024173 | 2.3297e-05 | 0.00068851 | 6.4999e-05 | 0.00028843
0.00044403 | 0.0010931 | 0.00063953 | 0.0012157 | 4.6858e-05 | 0.0006782 | 8.0863e-05 | 0.00015991 | 0.00020911 | 6.0053e-05 | 0.00022181 | 0.00013908 | 0.00014684 | 0.00025969 | 8.3055e-05 | 0.00085631 | 5.2511e-05 | 0.00032491
0.00055198 | 0.0011011 | 0.00089026 | 0.0012484 | 4.6124e-05 | 0.00075461 | 7.3589e-05 | 0.00016538 | 0.00020386 | 0.00012855 | 0.0002053 | 0.00014238 | 0.00019897 | 0.00024561 | 0.00019068 | 0.00093967 | 8.3013e-05 | 0.00038374
0.00048599 | 0.0015598 | 0.0010508 | 0.001374 | 4.7615e-05 | 0.00087328 | 0.00013528 | 0.0001636 | 0.00020863 | 0.00011267 | 0.00012052 | 0.00014351 | 0.00031993 | 0.00030747 | 0.00038628 | 0.00092936 | 9.8591e-05 | 0.00030308
0.00036369 | 0.0019369 | 0.0011568 | 0.0014092 | 4.6858e-05 | 0.00065353 | 9.2133e-05 | 0.00016214 | 0.0002671 | 0.00015038 | 0.0001109 | 0.00015282 | 0.00030937 | 0.00029551 | 0.00057092 | 0.00091258 | 0.00011981 | 0.00042018
9.1239e-05 | 0.0016681 | 0.00097454 | 0.0011514 | 4.6124e-05 | 0.00063298 | 9.7066e-05 | 0.00016131 | 0.0002719 | 7.1147e-05 | 0.00023847 | 0.00014718 | 0.00015177 | 0.00027666 | 0.00030385 | 0.00073906 | 0.00013372 | 0.00022102
5.0336e-05 | 0.0012311 | 0.00062022 | 0.00092618 | 4.5366e-05 | 0.00032341 | 9.6969e-05 | 0.00015157 | 0.00018723 | 7.5552e-05 | 0.00024889 | 0.00014879 | 0.00011688 | 0.00039628 | 0.0001439 | 0.00038407 | 0.00010699 | 0.00022076
9.7905e-05 | 0.00066889 | 0.00043712 | 0.00084948 | 4.7615e-05 | 5.4345e-05 | 0.00010168 | 0.00015425 | 0.00012718 | 8.7459e-05 | 0.00012178 | 0.00014345 | 9.138e-05 | 0.00027068 | 5.2342e-05 | 0.00052826 | 0.0001036 | 7.7917e-07
7.9745e-05 | 0.00066454 | 0.0003722 | 0.00067789 | 4.5366e-05 | 0.00010853 | 0.00010501 | 0.00015036 | 7.8231e-05 | 9.4009e-05 | 5.5352e-05 | 0.00014232 | 6.3304e-05 | 9.5681e-05 | 8.4578e-06 | 0.00023449 | 7.5898e-05 | 2.2886e-05
7.5683e-05 | 0.00032045 | 0.00013624 | 0.00035356 | 4.61e-05 | 0.0005187 | 6.0531e-05 | 0.00013847 | 4.4595e-05 | 4.8073e-05 | 5.5252e-05 | 0.00013779 | 5.8289e-05 | 1.9309e-05 | 5.7422e-06 | 0.00012234 | 6.8506e-05 | 1.9479e-07
7.6411e-05 | 0.00027869 | 9.8197e-05 | 0.00021276 | 4.7592e-05 | 5.1164e-05 | 2.2935e-05 | 0.00014258 | 3.8154e-05 | 5.0636e-05 | 5.5651e-05 | 0.00013191 | 2.3339e-05 | 1.1277e-05 | 5.8458e-06 | 0.00011721 | 5.0261e-05 | 1.2986e-07
0.00011428 | 0.00016793 | 6.8777e-05 | 0.0001583 | 4.61e-05 | 2.3882e-05 | 1.8609e-05 | 0.00013588 | 2.4712e-05 | 6.543e-05 | 5.5452e-05 | 0.0001204 | 1.449e-05 | 2.1523e-05 | 6.8616e-06 | 0.00011602 | 4.031e-05 | 1.9479e-07
4.9814e-05 | 6.7953e-05 | 9.3829e-05 | 0.00012724 | 4.6858e-05 | 2.4533e-05 | 1.804e-05 | 0.00013766 | 1.9163e-05 | 4.775e-05 | 5.5485e-05 | 0.00011982 | 1.5444e-05 | 2.2605e-05 | 6.5437e-06 | 7.6107e-05 | 1.5306e-05 | 1.9479e-07
9.5354e-05 | 2.3018e-05 | 5.6467e-05 | 9.7847e-05 | 4.6077e-05 | 2.4469e-05 | 6.1095e-06 | 0.00012606 | 2.1428e-05 | 5.6675e-05 | 5.5385e-05 | 0.00011703 | 6.2766e-06 | 2.2759e-05 | 1.8002e-05 | 1.2819e-05 | 2.9301e-05 | 2.5972e-07
7.5176e-05 | 5.2502e-05 | 3.7988e-05 | 9.114e-05 | 4.6124e-05 | 2.4031e-05 | 7.8029e-06 | 0.00012067 | 1.7715e-05 | 5.4271e-05 | 5.5019e-05 | 0.00011376 | 3.9789e-06 | 2.4252e-05 | 9.0873e-06 | 1.2161e-05 | 4.0886e-05 | 2.5777e-05
5.0325e-05 | 2.6453e-05 | 4.224e-05 | 6.1221e-05 | 4.61e-05 | 2.4898e-05 | 2.062e-05 | 0.00012361 | 1.6182e-05 | 4.9232e-05 | 5.5019e-05 | 0.0001152 | 3.2288e-05 | 2.3531e-05 | 1.5923e-05 | 1.4685e-05 | 9.9461e-05 | 3.9737e-05
0.00017968 | 2.6336e-05 | 2.451e-05 | 3.7722e-05 | 4.61e-05 | 2.4903e-05 | 4.2122e-05 | 0.00012487 | 1.6381e-05 | 5.5762e-05 | 5.5119e-05 | 0.00011387 | 0.00010793 | 2.3377e-05 | 3.3063e-05 | 1.2589e-05 | 0.0001199 | 6.8112e-05
0.00014839 | 3.1446e-05 | 2.7071e-05 | 4.7159e-05 | 4.6124e-05 | 2.5729e-05 | 8.3819e-05 | 0.00011783 | 1.9705e-05 | 7.0577e-05 | 9.9087e-05 | 0.00011394 | 9.055e-05 | 2.2296e-05 | 9.9311e-05 | 2.4285e-05 | 0.00017695 | 7.2172e-05
0.00015747 | 6.1856e-05 | 4.1451e-05 | 7.0285e-05 | 4.6858e-05 | 2.6093e-05 | 9.5937e-05 | 0.0001291 | 2.3445e-05 | 0.00010245 | 0.00022373 | 0.00011863 | 0.00014109 | 4.2223e-05 | 9.2647e-05 | 4.62e-05 | 9.8439e-05 | 0.0001011
6.7602e-05 | 6.2893e-05 | 9.9614e-05 | 8.9587e-05 | 4.6124e-05 | 2.4445e-05 | 0.00013417 | 0.00012708 | 2.8786e-05 | 5.3106e-05 | 0.0001833 | 0.00011896 | 0.00012799 | 7.7957e-05 | 8.7932e-05 | 5.6881e-05 | 0.00013875 | 0.00020186
7.6486e-05 | 7.7361e-05 | 0.00011564 | 0.00017619 | 4.6124e-05 | 2.8562e-05 | 0.00016115 | 0.00014375 | 6.2074e-05 | 0.00011838 | 0.00025328 | 0.00012737 | 0.00010464 | 0.00011498 | 2.4943e-05 | 8.5293e-05 | 7.9952e-05 | 0.00060271
6.8428e-05 | 9.3094e-05 | 0.00014067 | 0.00024017 | 4.61e-05 | 2.553e-05 | 0.00015039 | 0.00013859 | 5.2589e-05 | 0.00036899 | 0.00028225 | 0.00013117 | 7.3878e-05 | 7.6619e-05 | 0.00021457 | 8.6993e-05 | 7.6561e-05 | 0.0010186
0.00022577 | 0.00016073 | 0.00015222 | 0.00037015 | 4.539e-05 | 2.426e-05 | 0.00011589 | 0.00014502 | 5.3666e-05 | 0.00039501 | 0.00028216 | 0.00013225 | 0.00014156 | 2.2931e-05 | 7.7133e-05 | 0.00014843 | 5.6049e-05 | 0.0001477
0.00046622 | 0.00064308 | 0.00024927 | 0.00049587 | 4.6124e-05 | 0.00045039 | 8.6725e-05 | 0.00015232 | 8.785e-05 | 5.6113e-05 | 0.00031619 | 0.00013196 | 5.3733e-05 | 0.00063834 | 2.3987e-05 | 0.00040446 | 8.9847e-05 | 9.7396e-07
0.0004931 | 0.00099694 | 0.00036182 | 0.00076038 | 4.6124e-05 | 0.00054612 | 0.00014718 | 0.00015427 | 0.00011169 | 7.1025e-05 | 0.00036159 | 0.00014392 | 5.3646e-05 | 0.00023386 | 3.9427e-05 | 0.00040647 | 5.066e-05 | 0.00040121
0.00025555 | 0.00091676 | 0.00074739 | 0.00079728 | 0.00054982 | 0.00062278 | 9.5259e-05 | 0.00016198 | 0.00019396 | 9.2271e-05 | 0.00031946 | 0.00014818 | 0.00010879 | 0.00019526 | 4.9498e-05 | 0.00059208 | 4.8218e-05 | 5.3999e-05
0.00016932 | 0.001205 | 0.00091196 | 0.00094903 | 0.00078088 | 0.00060936 | 8.6489e-05 | 0.00015587 | 0.00019443 | 0.00012639 | 0.00028215 | 0.00014435 | 0.00018116 | 0.00013531 | 8.1408e-05 | 0.00085131 | 0.00011503 | 0.00048621
0.00039243 | 0.0015713 | 0.0010878 | 0.0012729 | 0.00076573 | 0.00062547 | 0.00011545 | 0.00016292 | 0.00024783 | 0.00013761 | 0.00012052 | 0.00015877 | 0.00030811 | 0.00028507 | 0.00027241 | 0.0010892 | 8.1738e-05 | 0.00032967
0.00053779 | 0.0014835 | 0.00099853 | 0.0012729 | 0.00067176 | 0.00078445 | 7.5061e-05 | 0.00016126 | 0.00030494 | 8.9435e-05 | 9.1835e-05 | 0.00015683 | 0.00031103 | 0.00028608 | 0.00026273 | 0.00084908 | 0.00012851 | 0.00087442
0.00019796 | 0.0013343 | 0.00078897 | 0.0010325 | 4.6124e-05 | 0.00057006 | 6.8292e-05 | 0.00015558 | 0.00022901 | 0.0001015 | 0.00014122 | 0.00015332 | 0.0001187 | 0.00024163 | 0.00024941 | 0.00057234 | 0.00014891 | 0.00049003
0.00010809 | 0.0010674 | 0.00057603 | 0.00079932 | 4.5366e-05 | 2.4346e-05 | 9.0299e-05 | 0.00015496 | 0.00012065 | 7.4824e-05 | 0.00014814 | 0.00014449 | 9.9832e-05 | 0.00042014 | 0.00025707 | 0.00035186 | 0.00014979 | 0.00025258
8.8647e-05 | 0.0006474 | 0.00042788 | 0.0006275 | 4.539e-05 | 2.3683e-05 | 0.00013676 | 0.00015445 | 9.8537e-05 | 9.2211e-05 | 6.9304e-05 | 0.00014285 | 6.211e-05 | 0.00012785 | 0.00010092 | 0.00026886 | 9.5632e-05 | 0.00013869
5.0853e-05 | 0.00049219 | 0.00029296 | 0.00047156 | 4.5366e-05 | 2.5033e-05 | 0.00011419 | 0.00014033 | 7.9079e-05 | 5.0182e-05 | 2.5962e-06 | 0.00014128 | 2.6545e-05 | 1.0556e-05 | 4.912e-05 | 0.0002062 | 0.00010633 | 8.054e-05
5.0853e-05 | 0.00042372 | 0.00018025 | 0.00035857 | 4.6124e-05 | 2.436e-05 | 7.773e-05 | 0.00013855 | 5.9135e-05 | 4.5748e-05 | 2.6627e-06 | 0.00013136 | 3.061e-05 | 1.9361e-05 | 1.0334e-05 | 0.00015236 | 5.5561e-05 | 2.4492e-05
5.1348e-05 | 0.00022683 | 6.9234e-05 | 0.0002055 | 4.6077e-05 | 5.2638e-05 | 3.8736e-05 | 0.00012898 | 4.3389e-05 | 4.8327e-05 | 2.5962e-06 | 0.00012838 | 1.4314e-05 | 1.2409e-05 | 8.3179e-06 | 0.00014666 | 3.5515e-05 | 1.9479e-07
5.956e-05 | 0.00022377 | 6.4889e-05 | 0.00014292 | 4.6858e-05 | 2.4718e-05 | 2.8146e-05 | 0.00013751 | 4.0935e-05 | 4.2812e-05 | 2.6627e-06 | 0.00012126 | 1.5451e-05 | 2.106e-05 | 2.5129e-05 | 0.00014294 | 3.8035e-05 | 1.2986e-07
5.0325e-05 | 9.0801e-05 | 7.6733e-05 | 0.00012312 | 4.61e-05 | 2.4884e-05 | 1.0067e-05 | 0.00013361 | 3.0262e-05 | 4.9561e-05 | 2.6627e-06 | 0.0001198 | 7.9061e-06 | 2.0854e-05 | 2.4414e-05 | 0.00013837 | 3.6797e-05 | 4.5451e-07
5.041e-05 | 2.9178e-05 | 4.796e-05 | 7.6584e-05 | 4.6858e-05 | 2.4304e-05 | 6.0704e-06 | 0.00012584 | 2.5298e-05 | 4.0535e-05 | 2.6627e-06 | 0.00011744 | 3.8817e-06 | 2.1935e-05 | 2.436e-05 | 6.4096e-05 | 3.3089e-05 | 1.2986e-07
5.0922e-05 | 4.9023e-05 | 3.1852e-05 | 4.793e-05 | 4.5343e-05 | 2.4211e-05 | 4.7161e-06 | 0.00012827 | 2.2438e-05 | 4.2124e-05 | 2.6295e-06 | 0.00012055 | 6.6686e-06 | 1.5293e-05 | 2.776e-05 | 4.1207e-05 | 3.222e-05 | 2.5972e-07
5.0938e-05 | 2.0626e-05 | 3.1862e-05 | 3.6511e-05 | 4.539e-05 | 2.4619e-05 | 4.7395e-06 | 0.00012611 | 1.8958e-05 | 4.6637e-05 | 2.7293e-06 | 0.00011818 | 2.3677e-05 | 1.8176e-05 | 3.3324e-05 | 3.979e-05 | 6.7442e-05 | 6.4931e-07
0.00010009 | 1.6458e-05 | 2.5698e-05 | 3.6507e-05 | 4.6077e-05 | 2.4718e-05 | 4.6337e-05 | 0.00013264 | 1.943e-05 | 4.4469e-05 | 2.5962e-06 | 0.00011389 | 6.8846e-05 | 2.209e-05 | 9.9689e-05 | 3.589e-05 | 0.00014612 | 4.0543e-05
0.00010099 | 1.6871e-05 | 3.9782e-05 | 5.0364e-05 | 4.6858e-05 | 2.4685e-05 | 6.4622e-05 | 0.00012343 | 1.7911e-05 | 8.2621e-05 | 4.6631e-05 | 0.00011654 | 7.5113e-05 | 2.1987e-05 | 0.00011335 | 3.5451e-05 | 0.00015931 | 8.9656e-05
8.4021e-05 | 3.5741e-05 | 8.9223e-05 | 6.1877e-05 | 4.6858e-05 | 2.4531e-05 | 0.00010682 | 0.00012262 | 2.371e-05 | 7.1838e-05 | 0.00013826 | 0.00011343 | 0.0001012 | 2.0596e-05 | 0.00011788 | 2.8013e-05 | 0.00013065 | 0.00041366
7.697e-05 | 5.1692e-05 | 0.00010297 | 9.4543e-05 | 4.539e-05 | 2.4685e-05 | 0.00014572 | 0.00013126 | 2.5383e-05 | 0.00035937 | 0.00010427 | 0.00011504 | 5.5162e-05 | 1.035e-05 | 3.1506e-05 | 2.9113e-05 | 0.00012389 | 2.1687e-05
6.2991e-05 | 8.9375e-05 | 0.00011282 | 0.00015831 | 4.7592e-05 | 2.4459e-05 | 0.0001636 | 0.0001386 | 3.3973e-05 | 0.00038234 | 0.00025036 | 0.00012181 | 8.6101e-05 | 9.4743e-06 | 6.4259e-05 | 0.0001065 | 0.0001081 | 0.00055782
6.2268e-05 | 0.00014063 | 0.00015322 | 0.00028568 | 4.5366e-05 | 6.9522e-05 | 0.00017439 | 0.00014336 | 0.00010923 | 8.2939e-05 | 0.00028154 | 0.00013782 | 0.00010611 | 2.4664e-05 | 8.4354e-05 | 0.00023791 | 0.00011019 | 0.00047033
5.8801e-05 | 0.00031579 | 0.00017085 | 0.00049138 | 4.6858e-05 | 0.00045395 | 0.00014425 | 0.0001472 | 6.3139e-05 | 5.3814e-05 | 0.00028087 | 0.00014209 | 7.4077e-05 | 2.2982e-05 | 9.8646e-05 | 0.00024258 | 9.0608e-05 | 0.00012428
7.5909e-05 | 0.00055884 | 0.0003086 | 0.0006252 | 0.00064148 | 0.00058703 | 0.00012986 | 0.00014272 | 6.7912e-05 | 0.00026268 | 0.00027515 | 0.00014028 | 9.168e-05 | 0.00053671 | 3.7963e-05 | 0.0002461 | 6.6754e-05 | 0.00016212
0.00028255 | 0.00098168 | 0.00055654 | 0.00077786 | 0.00087857 | 0.0006222 | 0.00010967 | 0.00015689 | 8.7842e-05 | 0.00027535 | 0.00024457 | 0.00014303 | 5.6558e-05 | 0.00023371 | 3.9054e-05 | 0.00058176 | 4.6474e-05 | 0.00039669
0.00064678 | 0.0011143 | 0.00086573 | 0.0010275 | 0.0011833 | 0.00064126 | 0.00013941 | 0.00016507 | 0.00018501 | 7.4327e-05 | 0.00022632 | 0.0001531 | 5.8506e-05 | 0.00019533 | 7.6752e-05 | 0.00083459 | 3.455e-05 | 0.00065272
0.00079903 | 0.0014189 | 0.00098929 | 0.00113 | 0.0013066 | 0.00067369 | 0.00014355 | 0.0001604 | 0.0002162 | 0.0001132 | 0.00019169 | 0.00016291 | 8.9622e-05 | 0.00020542 | 9.0577e-05 | 0.00073971 | 7.3252e-05 | 0.00039245
0.0010703 | 0.0014685 | 0.0011055 | 0.0012397 | 0.0013502 | 0.00077326 | 0.0001493 | 0.00016408 | 0.00021295 | 9.0935e-05 | 7.1949e-05 | 0.0001588 | 0.00022924 | 0.00025685 | 0.00034316 | 0.00053424 | 0.00010432 | 0.00043738
0.00064392 | 0.0014944 | 0.0010931 | 0.0012032 | 0.00098248 | 0.00067499 | 0.00014642 | 0.00016209 | 0.00027085 | 9.3768e-05 | 2.3638e-05 | 0.00015488 | 0.00023729 | 0.00020792 | 0.00038017 | 0.00078703 | 0.00011289 | 0.00042949
0.00037598 | 0.0012626 | 0.00079398 | 0.001218 | 0.00080888 | 0.00063112 | 0.00012004 | 0.00016264 | 0.00027582 | 0.00010799 | 0.00011247 | 0.00014716 | 0.0001314 | 0.00021764 | 0.00013347 | 0.00048661 | 0.00013144 | 0.00025667
0.00017683 | 0.0011707 | 0.00060509 | 0.0010885 | 0.00077103 | 0.0002936 | 0.00013372 | 0.00015389 | 0.00017864 | 6.8213e-05 | 0.00015385 | 0.00014037 | 0.00013143 | 0.00021051 | 0.00012539 | 0.00035208 | 0.00013324 | 0.00024323
0.00021921 | 0.00069408 | 0.00036432 | 0.00074616 | 0.00015821 | 2.5033e-05 | 0.000141 | 0.0001543 | 0.00017359 | 9.9005e-05 | 7.0137e-05 | 0.00013879 | 4.384e-05 | 9.9944e-05 | 3.8539e-05 | 0.00023147 | 0.00011974 | 0.00011512
0.00015015 | 0.00044525 | 0.00023558 | 0.00056473 | 4.6124e-05 | 0.00010517 | 8.6308e-05 | 0.00013882 | 0.00010944 | 4.9019e-05 | 3.2286e-06 | 0.00013872 | 4.0475e-05 | 1.0659e-05 | 2.6813e-05 | 0.00019914 | 9.4182e-05 | 7.2709e-05
7.7709e-05 | 0.00018439 | 0.00016472 | 0.00028216 | 4.5366e-05 | 2.5298e-05 | 4.4313e-05 | 0.00014091 | 7.039e-05 | 6.831e-05 | 2.8624e-06 | 0.00014133 | 1.9347e-05 | 0.00014968 | 2.2749e-05 | 0.00027351 | 5.995e-05 | 0
8.6137e-05 | 0.00020738 | 7.5205e-05 | 0.00017973 | 4.7592e-05 | 4.9987e-05 | 4.5647e-05 | 0.00014667 | 3.8348e-05 | 5.5948e-05 | 2.8891e-06 | 0.00013183 | 4.0181e-06 | 3.6219e-05 | 6.7538e-06 | 0.00011033 | 6.1044e-05 | 1.9479e-07
5.0853e-05 | 0.00019286 | 4.6914e-05 | 0.00013328 | 4.6858e-05 | 2.4625e-05 | 1.4085e-05 | 0.0001329 | 2.0872e-05 | 5.6418e-05 | 2.7293e-06 | 0.00012735 | 3.6182e-06 | 1.4932e-05 | 6.9788e-06 | 0.00019098 | 3.3648e-05 | 6.4931e-08
5.1449e-05 | 0.00012044 | 3.8795e-05 | 9.528e-05 | 4.6124e-05 | 2.4304e-05 | 1.7422e-05 | 0.00013067 | 2.6792e-05 | 7.0993e-05 | 2.8957e-06 | 0.00012433 | 1.544e-05 | 2.106e-05 | 7.0611e-06 | 0.00021343 | 2.1081e-05 | 1.2986e-07
4.9883e-05 | 7.3569e-05 | 3.0796e-05 | 7.8758e-05 | 4.6835e-05 | 2.5132e-05 | 1.6945e-05 | 0.00012692 | 2.1813e-05 | 5.6291e-05 | 2.7626e-06 | 0.00012186 | 6.3471e-06 | 2.1678e-05 | 6.4097e-06 | 7.6255e-05 | 4.7009e-05 | 2.5972e-07
5.1859e-05 | 1.7072e-05 | 2.4184e-05 | 7.4944e-05 | 4.61e-05 | 2.4884e-05 | 6.3103e-06 | 0.00013405 | 1.9507e-05 | 4.5164e-05 | 2.8292e-06 | 0.00011309 | 4.9905e-06 | 2.2038e-05 | 7.1559e-06 | 2.3598e-05 | 3.1197e-05 | 4.5451e-07
5.1946e-05 | 1.6599e-05 | 2.4255e-05 | 6.1453e-05 | 4.6858e-05 | 2.4304e-05 | 9.3713e-06 | 0.00011917 | 2.0763e-05 | 5.808e-05 | 2.8292e-06 | 0.00011327 | 1.7365e-05 | 2.2605e-05 | 7.869e-06 | 1.4419e-05 | 7.3569e-05 | 5.8437e-07
5.0837e-05 | 1.6698e-05 | 2.5014e-05 | 4.2142e-05 | 4.6835e-05 | 2.5198e-05 | 3.4078e-05 | 0.00012284 | 1.8671e-05 | 9.7378e-05 | 2.919e-05 | 0.00011489 | 4.039e-05 | 2.3789e-05 | 2.16e-05 | 1.5663e-05 | 9.9092e-05 | 1.1038e-06
5.1876e-05 | 1.6295e-05 | 2.2281e-05 | 9.2213e-05 | 4.6124e-05 | 6.0935e-05 | 6.142e-05 | 0.00012268 | 1.8441e-05 | 7.0157e-05 | 9.8455e-05 | 0.00011562 | 7.1631e-05 | 1.9927e-05 | 5.6525e-05 | 1.4545e-05 | 0.00014725 | 2.9738e-05
5.0496e-05 | 1.7762e-05 | 2.3733e-05 | 5.9317e-05 | 4.7639e-05 | 2.4012e-05 | 0.00014885 | 0.00013901 | 1.6515e-05 | 8.122e-05 | 0.00019714 | 0.00011393 | 0.00017237 | 0.00012744 | 0.00015141 | 1.705e-05 | 0.00015327 | 1.4415e-05
0.00010954 | 0.00011712 | 2.4855e-05 | 9.7551e-05 | 4.61e-05 | 2.4931e-05 | 0.00020993 | 0.00012921 | 1.921e-05 | 6.2547e-05 | 0.00025789 | 0.00011982 | 0.00011019 | 0.00010695 | 9.093e-05 | 6.2652e-05 | 0.00017876 | 1.7726e-05
6.5779e-05 | 0.00011206 | 2.7881e-05 | 0.0001672 | 4.6858e-05 | 3.8676e-05 | 0.00026258 | 0.00013407 | 1.4123e-05 | 7.8012e-05 | 0.00036054 | 0.00012647 | 0.00010714 | 1.9103e-05 | 0.00011552 | 0.00013034 | 0.00017622 | 0.00011311
5.1096e-05 | 0.00024996 | 8.5746e-05 | 0.00035542 | 4.5366e-05 | 2.7789e-05 | 0.00028012 | 0.00013431 | 4.2955e-05 | 0.0005676 | 0.00038824 | 0.00013778 | 0.00011032 | 8.8785e-06 | 0.00017517 | 0.00011016 | 0.00012019 | 8.6397e-05
6.7169e-05 | 0.00030945 | 0.00014303 | 0.00052068 | 4.61e-05 | 0.00020702 | 0.00023179 | 0.00015285 | 0.00010421 | 0.00012518 | 0.00048252 | 0.00014353 | 0.00020166 | 1.2873e-06 | 0.00015041 | 7.5496e-05 | 0.00011048 | 0.00013767
0.00035917 | 0.00058009 | 0.00031768 | 0.00064885 | 4.7592e-05 | 0.00016658 | 0.00018144 | 0.00014846 | 0.0001333 | 0.00013415 | 0.00036087 | 0.0001441 | 9.7332e-05 | 0.00061042 | 4.9629e-05 | 0.00022287 | 8.3234e-05 | 0.00026984
0.00064637 | 0.00085894 | 0.0003055 | 0.00083028 | 4.6124e-05 | 0.00030114 | 0.00014312 | 0.00015651 | 0.00015715 | 0.00045836 | 0.00036073 | 0.00014257 | 0.0001848 | 0.00033964 | 3.4158e-05 | 0.00017153 | 6.1627e-05 | 0.000389
0.00088134 | 0.00087279 | 0.00049709 | 0.0010328 | 4.61e-05 | 0.00081776 | 0.00015603 | 0.0001647 | 0.00021119 | 0.00012172 | 0.00036173 | 0.00015558 | 9.0126e-05 | 0.00041902 | 8.9026e-05 | 0.00046453 | 5.5098e-05 | 0.00042389
0.00076396 | 0.0012656 | 0.00077816 | 0.0010878 | 0.00027943 | 0.0007519 | 0.00015721 | 0.00015805 | 0.00023604 | 0.00019363 | 0.00030602 | 0.00015176 | 0.00019504 | 0.00055088 | 0.00010427 | 0.00062176 | 8.583e-05 | 0.0007978
0.00056259 | 0.0013413 | 0.00084584 | 0.0010071 | 0.00067104 | 0.00078559 | 0.00014079 | 0.00015186 | 0.00026631 | 0.00018297 | 0.00020575 | 0.0001583 | 0.00023075 | 0.00056113 | 0.00034074 | 0.00058082 | 0.00011211 | 0.00041776
0.00084058 | 0.0011703 | 0.00075236 | 0.0010238 | 0.00034 | 0.00064114 | 8.6801e-05 | 0.00016107 | 0.00026997 | 0.00015514 | 8.9887e-05 | 0.00015054 | 0.00030097 | 0.00062425 | 0.00043721 | 0.00034912 | 0.00014584 | 0.00036796
0.0005615 | 0.00086658 | 0.0005937 | 0.00090187 | 4.61e-05 | 0.00055209 | 8.0252e-05 | 0.00015952 | 0.00024922 | 8.7974e-05 | 0.00012461 | 0.00015778 | 0.0002705 | 0.00044602 | 0.00018118 | 0.00033117 | 0.00013799 | 0.0002115
0.00018563 | 0.00062899 | 0.00039175 | 0.0006659 | 4.6124e-05 | 0.00018938 | 0.00012826 | 0.00015179 | 0.00017954 | 7.6624e-05 | 0.00017815 | 0.00014651 | 0.00020156 | 0.00035386 | 0.00011265 | 0.00014862 | 0.00014027 | 0.00015853
0.00013347 | 0.00041579 | 0.00021501 | 0.00053623 | 4.61e-05 | 0.00012479 | 0.00011358 | 0.00014584 | 8.435e-05 | 7.892e-05 | 0.00010903 | 0.00014142 | 5.7053e-05 | 0.00017343 | 6.7181e-05 | 6.433e-05 | 0.00010422 | 0.00017592
0.00015643 | 0.00029998 | 0.00017345 | 0.00044893 | 4.7592e-05 | 2.394e-05 | 0.00012185 | 0.00015622 | 7.3599e-05 | 7.0283e-05 | 1.3027e-05 | 0.00013788 | 2.2564e-05 | 5.9833e-05 | 2.7474e-05 | 4.8755e-05 | 8.7486e-05 | 0.00029647
6.3483e-05 | 0.00026888 | 0.0001051 | 0.00027851 | 4.6124e-05 | 6.1729e-05 | 0.00010045 | 0.00013846 | 3.905e-05 | 6.5861e-05 | 3.0289e-06 | 0.00012984 | 1.3998e-05 | 3.8876e-05 | 2.8253e-05 | 9.6798e-05 | 5.0857e-05 | 0.0002893
5.0837e-05 | 0.00020475 | 6.7854e-05 | 0.00014184 | 4.4609e-05 | 2.4218e-05 | 3.9327e-05 | 0.00013561 | 3.5066e-05 | 4.8645e-05 | 2.8957e-06 | 0.00012732 | 5.5998e-05 | 2.1266e-05 | 9.2123e-06 | 0.00011749 | 5.664e-05 | 2.4037e-05
6.6568e-05 | 0.00021035 | 4.0909e-05 | 9.4981e-05 | 4.7592e-05 | 2.5127e-05 | 2.6204e-05 | 0.00013506 | 2.4369e-05 | 4.503e-05 | 2.8624e-06 | 0.00012119 | 6.2075e-05 | 2.1781e-05 | 6.7708e-06 | 0.00011444 | 3.123e-05 | 2.9323e-05
5.1348e-05 | 0.00024764 | 3.1935e-05 | 7.1711e-05 | 4.61e-05 | 2.3631e-05 | 3.1402e-05 | 0.00013443 | 1.7522e-05 | 4.4967e-05 | 2.9956e-06 | 0.00012127 | 2.6422e-05 | 2.2193e-05 | 5.4063e-06 | 2.2399e-05 | 4.5665e-05 | 3.2465e-07
5.7858e-05 | 0.00013823 | 2.4406e-05 | 4.6419e-05 | 4.61e-05 | 2.5047e-05 | 2.6106e-05 | 0.00013134 | 1.6439e-05 | 4.5054e-05 | 2.9623e-06 | 0.00011835 | 1.5163e-05 | 2.245e-05 | 6.5612e-06 | 9.8485e-06 | 3.3261e-05 | 3.2465e-07
5.7411e-05 | 0.0001065 | 3.6529e-05 | 4.9522e-05 | 4.61e-05 | 2.4469e-05 | 1.6487e-05 | 0.00013518 | 1.5726e-05 | 4.2261e-05 | 2.929e-06 | 0.00011592 | 2.9527e-05 | 2.2605e-05 | 3.8394e-05 | 1.0154e-05 | 2.9048e-05 | 6.4931e-08
5.0837e-05 | 0.00010152 | 2.9397e-05 | 3.41e-05 | 4.5366e-05 | 2.4732e-05 | 3.8394e-06 | 0.00012957 | 1.5991e-05 | 5.8712e-05 | 4.0307e-05 | 0.00011154 | 1.106e-05 | 2.2605e-05 | 5.0286e-05 | 9.662e-06 | 6.0947e-05 | 7.1424e-07
5.1535e-05 | 0.00010128 | 2.4743e-05 | 3.4408e-05 | 4.6858e-05 | 2.4947e-05 | 1.5683e-05 | 0.00013232 | 1.4525e-05 | 8.9533e-05 | 5.5551e-05 | 0.0001077 | 4.7548e-05 | 2.2759e-05 | 4.7509e-05 | 1.3941e-05 | 8.3414e-05 | 6.4931e-07
5.1876e-05 | 8.1115e-05 | 2.1651e-05 | 3.3421e-05 | 4.61e-05 | 2.437e-05 | 8.7692e-05 | 0.0001235 | 1.7681e-05 | 6.9161e-05 | 0.00010235 | 0.00011548 | 6.5179e-05 | 2.209e-05 | 0.0001704 | 2.4885e-05 | 0.00010077 | 7.1787e-05
6.1197e-05 | 0.0001045 | 2.2711e-05 | 5.6313e-05 | 4.61e-05 | 2.4619e-05 | 0.00014503 | 0.00012269 | 2.308e-05 | 7.5083e-05 | 0.00022061 | 0.00011476 | 0.00010262 | 4.3098e-05 | 0.00017568 | 1.2199e-05 | 0.00016336 | 9.1137e-05
7.1128e-05 | 4.5722e-05 | 2.53e-05 | 8.2128e-05 | 4.6858e-05 | 2.4512e-05 | 9.9453e-05 | 0.0001257 | 2.6606e-05 | 8.6793e-05 | 0.00015627 | 0.00011921 | 0.00018687 | 0.00012662 | 0.00014263 | 2.2564e-05 | 0.00020934 | 0.00017942
9.8999e-05 | 6.4996e-05 | 6.3422e-05 | 0.00014029 | 4.6835e-05 | 2.5132e-05 | 0.00015668 | 0.00013056 | 2.8233e-05 | 9.1029e-05 | 0.00025309 | 0.0001224 | 9.1415e-05 | 5.2057e-05 | 9.0715e-05 | 4.8297e-05 | 0.00017817 | 0.00010543
9.6144e-05 | 8.2875e-05 | 6.8915e-05 | 0.00027655 | 4.7592e-05 | 2.3946e-05 | 0.00020173 | 0.00013972 | 2.7053e-05 | 0.00010061 | 0.00025273 | 0.00013189 | 0.00010014 | 9.7024e-06 | 8.3583e-05 | 7.617e-05 | 0.00012344 | 0.00019088
7.702e-05 | 0.00015378 | 0.00011435 | 0.00039677 | 4.5366e-05 | 2.4346e-05 | 0.00012931 | 0.00015214 | 5.8146e-05 | 0.00010071 | 0.0002476 | 0.00013533 | 0.00014145 | 8.9079e-06 | 0.0001288 | 0.00012989 | 0.00010001 | 0.00015939
6.4889e-05 | 0.00031818 | 7.9039e-05 | 0.000609 | 4.61e-05 | 0.00020676 | 0.00021012 | 0.0001461 | 6.6732e-05 | 5.0879e-05 | 0.00035076 | 0.00013565 | 0.00014592 | 0.00048158 | 4.172e-05 | 0.00015984 | 8.7234e-05 | 0.00024318
5.4148e-05 | 0.00083078 | 0.00013927 | 0.00078157 | 4.6858e-05 | 0.00024971 | 0.00015277 | 0.00015465 | 7.4746e-05 | 8.7052e-05 | 0.00040197 | 0.00014059 | 9.6526e-05 | 0.0003325 | 5.5335e-05 | 0.00028188 | 7.8375e-05 | 0.00028033
0.00026474 | 0.000944 | 0.00024063 | 0.00084804 | 4.6835e-05 | 0.00062238 | 0.00016184 | 0.00014915 | 6.9726e-05 | 7.159e-05 | 0.0004053 | 0.0001449 | 0.00013476 | 0.00040471 | 5.2401e-05 | 0.00011185 | 4.3421e-05 | 0.00031199
0.00027991 | 0.0011682 | 0.00036116 | 0.00092184 | 4.7592e-05 | 0.00062043 | 0.00011295 | 0.00016041 | 0.0001491 | 0.00012193 | 0.00033728 | 0.00013911 | 0.00020214 | 0.00042251 | 9.4162e-05 | 0.00016664 | 0.00011296 | 0.00040935
0.00030711 | 0.0014509 | 0.00050399 | 0.0010043 | 4.6858e-05 | 0.00060427 | 0.00012098 | 0.00015265 | 0.00014356 | 0.00063562 | 0.00014651 | 0.0001373 | 0.00029931 | 0.00027909 | 0.00028562 | 0.00019407 | 0.00011364 | 0.00033342
0.00023675 | 0.0013281 | 0.0005007 | 0.00086134 | 4.61e-05 | 0.00060137 | 0.0001186 | 0.00016279 | 0.00018733 | 0.00021634 | 0.00015019 | 0.000142 | 0.000229 | 0.00035085 | 0.00029588 | 0.0001912 | 0.00012702 | 0.00030565
0.00027542 | 0.0010943 | 0.00032443 | 0.00080193 | 4.6858e-05 | 0.00052322 | 0.00010898 | 0.0001447 | 0.00016097 | 8.3672e-05 | 0.00017708 | 0.00014257 | 0.00021974 | 0.00029763 | 0.00025408 | 0.00031774 | 0.00013392 | 0.00014637
6.6996e-05 | 0.00086486 | 0.00018768 | 0.00070832 | 4.61e-05 | 0.00022319 | 0.00014982 | 0.00014755 | 0.00010952 | 0.00039481 | 0.00028378 | 0.00013851 | 0.00010086 | 0.00056819 | 0.00017125 | 0.00034459 | 0.00015826 | 7.6462e-05
5.8452e-05 | 0.00050716 | 0.00017415 | 0.00062152 | 4.5366e-05 | 0.00017996 | 0.0001279 | 0.00014592 | 9.6251e-05 | 0.00040094 | 0.00018612 | 0.00013613 | 4.5588e-05 | 0.00014532 | 0.00012355 | 0.00019851 | 0.0001701 | 0.00010768
5.8441e-05 | 0.0003267 | 0.00013131 | 0.00031811 | 4.6858e-05 | 2.4776e-05 | 0.00010708 | 0.00013624 | 2.7409e-05 | 0.00012914 | 6.9897e-07 | 0.00014081 | 3.77e-05 | 2.2296e-05 | 2.7217e-05 | 0.00011358 | 9.5425e-05 | 4.127e-05
6.9761e-05 | 0.00022884 | 8.1247e-05 | 0.00016047 | 4.6858e-05 | 2.4613e-05 | 4.9065e-05 | 0.00013738 | 3.0702e-05 | 7.4781e-05 | 6.324e-07 | 0.00013186 | 4.0217e-05 | 1.5396e-05 | 7.8732e-06 | 0.00018883 | 5.7774e-05 | 9.0903e-07
5.0652e-05 | 0.0001749 | 5.5399e-05 | 0.00013392 | 4.5342e-05 | 2.4354e-05 | 4.1489e-05 | 0.00013911 | 2.0669e-05 | 4.468e-05 | 6.9897e-07 | 0.00012313 | 5.6339e-06 | 2.2759e-05 | 1.8852e-05 | 0.00012321 | 4.6554e-05 | 7.48e-07
5.9436e-05 | 0.00021029 | 3.2609e-05 | 0.00014372 | 4.6796e-05 | 2.5478e-05 | 2.3854e-05 | 0.00012368 | 1.9127e-05 | 4.0703e-05 | 6.6568e-07 | 0.0001194 | 1.3853e-05 | 2.3943e-05 | 6.829e-06 | 0.00017197 | 2.7883e-05 | 4.9867e-07
4.9709e-05 | 0.00011757 | 3.0886e-05 | 8.333e-05 | 4.755e-05 | 2.5139e-05 | 1.9164e-05 | 0.00013234 | 1.6512e-05 | 3.7215e-05 | 6.9897e-07 | 0.00011656 | 8.6461e-06 | 2.4252e-05 | 6.3397e-06 | 0.00010963 | 3.9253e-05 | 5.61e-07
5.1246e-05 | 0.00011009 | 2.6054e-05 | 5.9609e-05 | 4.6069e-05 | 2.5256e-05 | 2.8391e-06 | 0.00012989 | 1.6013e-05 | 4.8019e-05 | 6.6568e-07 | 0.00011082 | 3.3679e-06 | 2.3686e-05 | 6.9428e-06 | 7.9062e-05 | 2.8686e-05 | 1.87e-07
5.1702e-05 | 2.8933e-05 | 2.7114e-05 | 3.3496e-05 | 4.5315e-05 | 2.5159e-05 | 4.5262e-06 | 0.00012726 | 1.4636e-05 | 4.1366e-05 | 5.9912e-07 | 0.00011152 | 1.3757e-05 | 3.1255e-05 | 1.2756e-05 | 9.5665e-06 | 3.1409e-05 | 6.2333e-08
5.921e-05 | 1.7568e-05 | 2.6506e-05 | 1.7606e-05 | 4.6823e-05 | 2.4446e-05 | 1.6662e-05 | 0.00012911 | 1.4567e-05 | 4.4473e-05 | 3.821e-05 | 0.00010911 | 8.4229e-06 | 2.7857e-05 | 4.2039e-05 | 1.1122e-05 | 9.6055e-05 | 4.4194e-05
9.7622e-05 | 1.5962e-05 | 2.3211e-05 | 1.6881e-05 | 4.6796e-05 | 7.9282e-05 | 4.8653e-05 | 0.00012699 | 1.4445e-05 | 3.888e-05 | 5.3222e-05 | 0.00010988 | 3.5339e-05 | 2.451e-05 | 0.0001037 | 8.3424e-06 | 0.00016071 | 6.2333e-07
8.6277e-05 | 1.2536e-05 | 2.2925e-05 | 2.6651e-05 | 4.5315e-05 | 2.5401e-05 | 7.7347e-05 | 0.00011968 | 1.4576e-05 | 7.902e-05 | 9.8588e-05 | 0.00011144 | 4.9595e-05 | 2.5128e-05 | 4.8933e-05 | 2.8984e-05 | 0.00020681 | 3.6227e-05
7.7852e-05 | 2.3084e-05 | 4.7114e-05 | 2.6119e-05 | 4.6069e-05 | 2.6194e-05 | 0.00010321 | 0.00011873 | 1.4519e-05 | 0.0001367 | 0.00022377 | 0.00011728 | 0.0001184 | 3.1821e-05 | 9.779e-05 | 1.6984e-05 | 0.00015392 | 0.00011794
6.5089e-05 | 2.7967e-05 | 6.5141e-05 | 3.8915e-05 | 4.7522e-05 | 6.0408e-05 | 0.00014798 | 0.00012548 | 1.869e-05 | 0.00044714 | 0.00016013 | 0.00011223 | 0.00010857 | 3.903e-05 | 0.00011212 | 3.2914e-05 | 0.00018909 | 0.00019223
5.0721e-05 | 3.6844e-05 | 8.4183e-05 | 8.3737e-05 | 4.6796e-05 | 0.00024096 | 0.00019064 | 0.00013717 | 1.8932e-05 | 8.7617e-05 | 0.00028547 | 0.00011349 | 0.00012676 | 1.967e-05 | 0.00011296 | 4.4321e-05 | 0.00013198 | 0.00015849
6.4779e-05 | 0.00010217 | 5.8916e-05 | 0.00013691 | 4.6796e-05 | 2.6653e-05 | 0.00016513 | 0.00014269 | 2.6579e-05 | 0.0001077 | 0.0003268 | 0.00012949 | 0.00011744 | 9.8863e-06 | 0.00014013 | 6.6942e-05 | 7.1318e-05 | 0.000183
5.0964e-05 | 0.00012267 | 7.9178e-05 | 0.00023761 | 4.6069e-05 | 2.6179e-05 | 0.00014603 | 0.00014446 | 2.1775e-05 | 6.714e-05 | 0.00035845 | 0.00013663 | 0.00011724 | 8.7535e-06 | 0.00014017 | 8.9998e-05 | 6.2927e-05 | 6.5832e-05
5.1664e-05 | 0.00019841 | 0.00010667 | 0.00034264 | 4.5315e-05 | 2.5308e-05 | 0.0001389 | 0.00014694 | 3.0147e-05 | 7.1717e-05 | 0.00036488 | 0.00013886 | 0.00011827 | 0.00056234 | 5.3144e-05 | 0.00018589 | 5.4159e-05 | 7.0661e-05
0.00018374 | 0.00036451 | 8.9998e-05 | 0.00041711 | 4.6042e-05 | 7.5576e-05 | 0.00011786 | 0.00016213 | 6.228e-05 | 5.5856e-05 | 0.00036669 | 0.00014379 | 9.8573e-05 | 0.00020205 | 6.3959e-05 | 0.000391 | 3.3158e-05 | 6.6059e-05
0.00039799 | 0.00046501 | 0.00017941 | 0.00046916 | 4.6069e-05 | 0.00057311 | 9.3902e-05 | 0.00015407 | 6.5102e-05 | 5.8681e-05 | 0.00034234 | 0.00014117 | 0.00010974 | 0.00018259 | 0.00011962 | 0.0003564 | 3.9796e-05 | 0.00010914
0.00010329 | 0.00058486 | 0.00039616 | 0.00065621 | 4.6768e-05 | 0.00056416 | 8.474e-05 | 0.00016586 | 0.00010782 | 9.7462e-05 | 0.00024893 | 0.00014258 | 0.00016784 | 1.5777e-05 | 0.00015608 | 0.00048085 | 9.9138e-05 | 9.1275e-05
0.00025836 | 0.0009083 | 0.00043269 | 0.00068794 | 4.5315e-05 | 0.00055042 | 0.00012951 | 0.00016486 | 8.7067e-05 | 0.00011037 | 0.00010854 | 0.00013941 | 0.00026253 | 5.3551e-06 | 0.00028936 | 0.00052377 | 0.0001156 | 9.6866e-06
0.00017999 | 0.00091961 | 0.0005645 | 0.00077929 | 4.6796e-05 | 0.00059484 | 0.00014016 | 0.00016654 | 9.64e-05 | 0.00060862 | 0.0001034 | 0.00014349 | 0.0004131 | 8.5475e-06 | 0.00030397 | 0.00074715 | 0.00015699 | 0.0001409
0.00010053 | 0.00074945 | 0.00036834 | 0.00067947 | 4.6796e-05 | 0.00025198 | 0.00014514 | 0.00015208 | 6.8064e-05 | 0.00013281 | 0.00026145 | 0.0001411 | 0.00029928 | 9.4743e-06 | 0.00021977 | 0.00031659 | 0.00010463 | 0.00010074
0.00011013 | 0.00048701 | 0.00017066 | 0.00071274 | 4.4561e-05 | 0.00044234 | 0.00013779 | 0.00015876 | 9.1546e-05 | 0.00012133 | 0.00034738 | 0.00014232 | 9.767e-05 | 1.761e-05 | 0.0001318 | 0.00011116 | 0.00016401 | 0.00012418
5.2539e-05 | 0.00030437 | 0.00015554 | 0.00048189 | 4.6069e-05 | 2.7607e-05 | 8.2725e-05 | 0.00014789 | 7.4196e-05 | 6.9302e-05 | 0.00022365 | 0.00013966 | 1.129e-05 | 1.0607e-05 | 0.00017736 | 7.2118e-05 | 0.00011004 | 8.6846e-05
7.1112e-05 | 0.00030812 | 0.00018115 | 0.0003672 | 4.6042e-05 | 2.8486e-05 | 5.1762e-05 | 0.00014789 | 5.801e-05 | 7.3594e-05 | 8.0148e-05 | 0.00014673 | 1.5878e-05 | 1.9773e-05 | 2.8271e-05 | 3.1796e-05 | 0.00010045 | 7.4426e-05
5.1177e-05 | 8.1334e-05 | 0.00010747 | 0.00024175 | 4.5342e-05 | 2.5514e-05 | 4.9647e-05 | 0.00014464 | 3.7524e-05 | 6.3776e-05 | 7.9949e-05 | 0.00013358 | 6.9638e-06 | 1.2049e-05 | 2.9681e-05 | 6.7404e-05 | 7.1095e-05 | 1.87e-07
5.2315e-05 | 4.4532e-05 | 7.4221e-05 | 0.00010667 | 4.755e-05 | 5.1807e-05 | 4.5174e-05 | 0.00013645 | 3.0083e-05 | 6.2268e-05 | 8.0115e-05 | 0.0001281 | 7.7133e-06 | 2.1832e-05 | 8.409e-06 | 0.00012343 | 4.8085e-05 | 3.3448e-05
7.0869e-05 | 3.4736e-05 | 3.3273e-05 | 7.605e-05 | 4.5342e-05 | 2.588e-05 | 3.4122e-05 | 0.0001285 | 2.5425e-05 | 6.9708e-05 | 7.9915e-05 | 0.00011749 | 2.5621e-05 | 2.1987e-05 | 6.9528e-06 | 0.00012084 | 3.0001e-05 | 1.3215e-05
5.1702e-05 | 2.7896e-05 | 2.7057e-05 | 5.8528e-05 | 4.755e-05 | 2.5106e-05 | 7.9023e-06 | 0.0001374 | 2.2267e-05 | 3.874e-05 | 8.0348e-05 | 0.000116 | 2.738e-06 | 2.2656e-05 | 7.271e-06 | 6.3395e-05 | 3.7588e-05 | 3.1167e-07
5.0827e-05 | 2.7238e-05 | 2.6375e-05 | 4.5681e-05 | 4.5342e-05 | 2.5901e-05 | 4.192e-06 | 0.00012768 | 2.1738e-05 | 4.2865e-05 | 8.0115e-05 | 0.00011261 | 2.6503e-06 | 2.2965e-05 | 7.0964e-06 | 1.3936e-05 | 3.5389e-05 | 5.61e-07
5.2733e-05 | 2.2173e-05 | 2.578e-05 | 3.2269e-05 | 4.4561e-05 | 2.6178e-05 | 3.0266e-06 | 0.00012774 | 1.8573e-05 | 6.6535e-05 | 7.9816e-05 | 0.00011159 | 7.0595e-06 | 2.3789e-05 | 7.4699e-06 | 1.3878e-05 | 3.3519e-05 | 6.2333e-08
4.9184e-05 | 1.7655e-05 | 2.3451e-05 | 2.0693e-05 | 4.5342e-05 | 2.5565e-05 | 2.3773e-05 | 0.00012104 | 1.8222e-05 | 5.0777e-05 | 0.00011729 | 0.00011317 | 2.5913e-05 | 2.3274e-05 | 4.3701e-05 | 8.2481e-05 | 0.00010816 | 8.1033e-07
0.00014493 | 1.7747e-05 | 2.6044e-05 | 1.5354e-05 | 4.6796e-05 | 2.5596e-05 | 4.335e-05 | 0.00012605 | 1.47e-05 | 4.8557e-05 | 0.00013221 | 0.00011103 | 5.6641e-05 | 2.3789e-05 | 5.5671e-05 | 2.6493e-05 | 0.00012681 | 1.0597e-06
0.00013354 | 1.7915e-05 | 2.2468e-05 | 2.0908e-05 | 4.6796e-05 | 0.00013112 | 5.8085e-05 | 0.0001223 | 1.6249e-05 | 8.7106e-05 | 0.00017824 | 0.00011233 | 8.929e-05 | 2.2965e-05 | 6.6095e-05 | 2.3598e-05 | 0.00018124 | 4.2087e-05
9.3522e-05 | 2.7233e-05 | 2.7239e-05 | 6.6859e-05 | 4.6796e-05 | 2.5452e-05 | 0.00010382 | 0.00012455 | 1.9428e-05 | 4.5881e-05 | 0.00029743 | 0.00011262 | 6.117e-05 | 3.1513e-05 | 0.0001059 | 2.0866e-05 | 0.00015546 | 0.00011875
5.5187e-05 | 6.0871e-05 | 3.1233e-05 | 7.4409e-05 | 4.5315e-05 | 2.6807e-05 | 0.00021222 | 0.00012244 | 2.2232e-05 | 6.8813e-05 | 0.00023129 | 0.00011449 | 3.7744e-05 | 3.4782e-05 | 6.4389e-05 | 2.3757e-05 | 0.00015294 | 0.0007287
7.221e-05 | 7.4312e-05 | 3.9921e-05 | 7.7327e-05 | 4.6796e-05 | 2.7883e-05 | 0.00014479 | 0.00014189 | 2.4733e-05 | 5.1175e-05 | 0.00032463 | 0.00011469 | 6.5883e-05 | 1.0092e-05 | 0.00017971 | 3.6727e-05 | 0.00013395 | 0.0004908
5.0177e-05 | 0.00010416 | 6.305e-05 | 0.00014718 | 4.755e-05 | 2.7134e-05 | 0.0001584 | 0.00015435 | 4.7792e-05 | 4.6577e-05 | 0.00034298 | 0.00014037 | 9.7653e-05 | 9.4743e-06 | 0.00021387 | 9.848e-05 | 0.00011626 | 0.00012993
5.1664e-05 | 0.00018082 | 0.00010486 | 0.0001416 | 4.6796e-05 | 2.6447e-05 | 0.00015928 | 0.00015774 | 1.4981e-05 | 5.6237e-05 | 0.0004095 | 0.00014824 | 5.9842e-05 | 1.7507e-06 | 0.00024849 | 7.4426e-05 | 5.2881e-05 | 7.7426e-05
6.8896e-05 | 0.00027081 | 0.00021711 | 0.00026026 | 4.6069e-05 | 2.3082e-05 | 0.00012334 | 0.00015048 | 8.4286e-05 | 7.4125e-05 | 0.00036529 | 0.00014795 | 8.2392e-05 | 0.00047784 | 0.00020217 | 0.00012957 | 4.859e-05 | 7.5103e-05
5.0702e-05 | 0.00062909 | 0.00026543 | 0.00046038 | 4.755e-05 | 0.00039261 | 7.6738e-05 | 0.00015903 | 0.00014983 | 6.9377e-05 | 0.00036592 | 0.0001497 | 0.00013985 | 0.00020347 | 4.0048e-05 | 8.8927e-05 | 4.9726e-05 | 0.00032342
5.1208e-05 | 0.00061107 | 0.000498 | 0.0006806 | 0.00012595 | 0.0005951 | 6.9456e-05 | 0.00015927 | 0.00011303 | 6.6949e-05 | 0.00035044 | 0.000146 | 0.0001386 | 0.00017686 | 6.7033e-05 | 0.00021261 | 3.3675e-05 | 0.00036064
0.00033691 | 0.00074662 | 0.00067821 | 0.00080488 | 0.00063798 | 0.00059313 | 0.00010949 | 0.00016794 | 8.5334e-05 | 6.3818e-05 | 0.00026464 | 0.00014487 | 0.00016471 | 1.1184e-05 | 0.00027027 | 0.00038534 | 6.4063e-05 | 0.00067063
0.00046729 | 0.0010435 | 0.00092272 | 0.00086424 | 0.00025564 | 0.00065726 | 8.34e-05 | 0.00017163 | 0.00013452 | 9.2541e-05 | 0.00021099 | 0.00014965 | 0.00043583 | 8.0326e-06 | 0.00035082 | 0.00041568 | 0.00011028 | 0.00027079
0.00017543 | 0.0011122 | 0.00079198 | 0.00091884 | 4.6796e-05 | 0.00069318 | 0.00011448 | 0.00016798 | 0.0001471 | 7.1678e-05 | 0.00017372 | 0.00014859 | 0.00038344 | 1.9567e-06 | 0.00028209 | 0.00070023 | 0.00015027 | 0.00036864
0.00032586 | 0.0010813 | 0.0004922 | 0.00071988 | 4.5315e-05 | 0.00064577 | 0.00011919 | 0.00016732 | 0.00016097 | 4.9062e-05 | 0.00019248 | 0.00014024 | 0.00026898 | 9.2684e-06 | 0.00017041 | 0.00056946 | 0.00012015 | 0.00027769
0.00026031 | 0.0006799 | 0.0003424 | 0.00063063 | 4.6796e-05 | 0.00056492 | 0.00010291 | 0.00014748 | 9.5266e-05 | 0.00010016 | 0.00025303 | 0.00014065 | 0.00014682 | 9.3714e-06 | 0.00010302 | 0.00017699 | 0.00013098 | 0.00023029
0.00030172 | 0.00048463 | 0.00027794 | 0.00047315 | 4.3834e-05 | 0.00056317 | 8.9299e-05 | 0.00015183 | 8.6292e-05 | 9.5673e-05 | 0.00021188 | 0.00013894 | 0.00014037 | 1.8331e-05 | 5.6819e-05 | 0.00010015 | 0.00011222 | 0.00035224
0.00034929 | 0.00035183 | 0.00025986 | 0.00042061 | 4.755e-05 | 0.00049163 | 8.1475e-05 | 0.00015187 | 9.8878e-05 | 0.00012375 | 7.9982e-05 | 0.00013721 | 0.00010553 | 1.0401e-05 | 4.3586e-05 | 0.000115 | 0.00011303 | 0.00023313
5.2676e-05 | 0.0001754 | 0.00022131 | 0.00028341 | 4.6796e-05 | 2.922e-05 | 8.6257e-05 | 0.00014262 | 6.1823e-05 | 5.2741e-05 | 8.0015e-05 | 0.00012821 | 5.6312e-05 | 1.0813e-05 | 4.1231e-05 | 0.00012387 | 6.7383e-05 | 7.8353e-05
5.0827e-05 | 0.00021304 | 0.00012726 | 0.00012893 | 4.6069e-05 | 2.2917e-05 | 2.4177e-05 | 0.00013852 | 4.9412e-05 | 5.7505e-05 | 7.9682e-05 | 0.00012024 | 1.1835e-05 | 2.1008e-05 | 3.308e-05 | 0.00011658 | 4.1498e-05 | 1.6207e-06
5.2208e-05 | 0.00010978 | 8.863e-05 | 9.3268e-05 | 4.6042e-05 | 2.7482e-05 | 7.6968e-06 | 0.00012979 | 3.3993e-05 | 5.226e-05 | 8.0049e-05 | 0.00011846 | 5.0821e-06 | 1.174e-05 | 1.4816e-05 | 7.0977e-05 | 3.5296e-05 | 9.35e-07
5.1177e-05 | 6.7805e-05 | 5.789e-05 | 7.7772e-05 | 4.6823e-05 | 2.3346e-05 | 3.8393e-06 | 0.00014049 | 2.3449e-05 | 7.0139e-05 | 8.0182e-05 | 0.0001156 | 4.7074e-06 | 2.2141e-05 | 1.2665e-05 | 1.2009e-05 | 3.9811e-05 | 9.35e-07
5.1702e-05 | 2.8343e-05 | 5.0788e-05 | 8.132e-05 | 4.6069e-05 | 2.2978e-05 | 3.2151e-06 | 0.00013135 | 2.1406e-05 | 4.8118e-05 | 8.0348e-05 | 0.00011301 | 1.1245e-05 | 2.348e-05 | 1.1438e-05 | 1.2704e-05 | 4.4125e-05 | 1.4711e-05
6.9101e-05 | 2.7555e-05 | 5.0719e-05 | 4.3661e-05 | 4.5315e-05 | 2.3366e-05 | 4.8257e-06 | 0.00013396 | 1.7235e-05 | 4.3048e-05 | 8.0215e-05 | 0.0001159 | 4.0137e-06 | 2.451e-05 | 1.5709e-05 | 1.2743e-05 | 3.0685e-05 | 1.3277e-05
5.1196e-05 | 2.2476e-05 | 7.2073e-05 | 2.1315e-05 | 4.6069e-05 | 2.3072e-05 | 1.2279e-05 | 0.00013242 | 1.8264e-05 | 4.4995e-05 | 0.00011766 | 0.00011213 | 6.0153e-05 | 2.2862e-05 | 3.8361e-05 | 1.9525e-05 | 7.389e-05 | 4.2217e-06
9.5524e-05 | 2.1901e-05 | 2.7496e-05 | 2.7617e-05 | 4.6069e-05 | 2.3118e-05 | 3.8292e-05 | 0.00012609 | 1.6396e-05 | 5.7463e-05 | 0.00013314 | 0.00011532 | 5.0887e-05 | 1.2564e-05 | 2.2896e-05 | 1.6646e-05 | 0.00011865 | 5.6212e-05
0.00010526 | 2.1901e-05 | 2.2164e-05 | 2.1424e-05 | 4.6796e-05 | 2.2907e-05 | 8.3521e-05 | 0.00013008 | 1.8049e-05 | 7.0305e-05 | 0.00017887 | 0.00011413 | 5.6576e-05 | 2.2553e-05 | 7.4343e-05 | 2.484e-05 | 0.00013754 | 0.00010138
8.882e-05 | 3.6893e-05 | 2.7741e-05 | 2.9773e-05 | 4.6796e-05 | 2.4237e-05 | 0.00012306 | 0.00013287 | 2.0566e-05 | 6.115e-05 | 0.00032425 | 0.00011462 | 7.1631e-05 | 3.3572e-05 | 0.00019779 | 2.5593e-05 | 0.00012587 | 8.282e-05
6.8353e-05 | 4.9699e-05 | 5.3892e-05 | 5.8061e-05 | 4.4561e-05 | 2.3386e-05 | 0.0001504 | 0.00012809 | 2.868e-05 | 5.2086e-05 | 0.0002761 | 0.00012022 | 9.8404e-05 | 3.8321e-05 | 9.3082e-05 | 2.8327e-05 | 0.00011928 | 2.528e-05
6.7934e-05 | 0.00011841 | 8.5699e-05 | 9.918e-05 | 4.755e-05 | 2.6041e-05 | 0.00014396 | 0.00012884 | 4.2287e-05 | 5.3221e-05 | 0.00037409 | 0.00011662 | 0.00012577 | 1.0092e-05 | 4.9141e-05 | 5.4814e-05 | 0.00011446 | 9.4252e-05
5.0614e-05 | 0.00020934 | 8.3978e-05 | 0.00014347 | 4.6069e-05 | 0.0004086 | 0.00015982 | 0.00014366 | 7.8133e-05 | 6.8026e-05 | 0.0003734 | 0.00013438 | 0.00016086 | 9.2684e-06 | 9.3502e-05 | 9.4252e-05 | 7.9687e-05 | 0.00019884
6.3144e-05 | 0.00036897 | 0.00015332 | 0.00025708 | 4.755e-05 | 0.00058542 | 0.00011887 | 0.00015317 | 4.5511e-05 | 0.0005709 | 0.00036638 | 0.00012902 | 0.0001211 | 1.9567e-06 | 9.6334e-05 | 8.8979e-05 | 9.0355e-05 | 0.00027071
6.4496e-05 | 0.00045989 | 0.00020372 | 0.00036712 | 4.6796e-05 | 0.00058857 | 0.00010532 | 0.00016048 | 0.00014156 | 0.0001845 | 0.00031332 | 0.00013489 | 0.00011162 | 0.00044585 | 5.5818e-05 | 0.00046569 | 5.7157e-05 | 0.00035166
5.0089e-05 | 0.00065414 | 0.00037945 | 0.00053664 | 4.6796e-05 | 0.00064295 | 0.00010356 | 0.00015867 | 0.00011612 | 6.8987e-05 | 0.00030933 | 0.0001425 | 7.3381e-05 | 0.00020322 | 2.5824e-05 | 0.00046833 | 6.4766e-05 | 0.00044468
0.00034433 | 0.00098315 | 0.00061651 | 0.00076 | 0.00061689 | 0.00068487 | 0.00011264 | 0.00017033 | 0.0001399 | 6.9004e-05 | 0.0003084 | 0.00014406 | 9.3294e-05 | 0.00017608 | 7.7923e-05 | 0.00068453 | 5.0147e-05 | 0.00043568
0.00078712 | 0.0012141 | 0.0010515 | 0.0008265 | 0.0011129 | 0.00068211 | 0.00013522 | 0.00016764 | 0.00014543 | 6.7248e-05 | 0.00028346 | 0.00015041 | 0.00013571 | 9.6803e-06 | 0.00015054 | 0.00086298 | 8.0503e-05 | 0.00048876
0.00069518 | 0.0015338 | 0.0013212 | 0.00095399 | 0.0015199 | 0.00067546 | 0.00012626 | 0.00017006 | 0.00018166 | 6.4381e-05 | 0.00023957 | 0.00014833 | 0.00030358 | 2.2656e-06 | 0.00037003 | 0.0008221 | 9.0564e-05 | 0.00040111
0.00076459 | 0.0014914 | 0.0012012 | 0.00091352 | 0.0025571 | 0.00074139 | 0.00014475 | 0.00016942 | 0.00023623 | 0.00013619 | 0.00036143 | 0.00014414 | 0.00039414 | 8.3415e-06 | 0.00022337 | 0.00090948 | 0.00011287 | 0.00011825
0.00038964 | 0.0011483 | 0.00089969 | 0.00075776 | 0.0023859 | 0.00085606 | 0.00010066 | 0.00016636 | 0.00018589 | 9.3303e-05 | 0.00032911 | 0.0001436 | 0.00033663 | 1.0195e-05 | 0.00013179 | 0.0010512 | 0.00011474 | 9.4579e-05
0.00030822 | 0.00079717 | 0.00050199 | 0.00057731 | 0.001576 | 0.00073246 | 0.00011761 | 0.00016184 | 0.0001257 | 6.7049e-05 | 0.00032304 | 0.00014223 | 0.00015288 | 1.071e-05 | 4.8862e-05 | 0.00048331 | 0.0001099 | 1.0335e-05
0.00021471 | 0.00054011 | 0.00045708 | 0.00054768 | 0.0012634 | 0.00047082 | 0.00018885 | 0.00015749 | 0.00010686 | 5.7211e-05 | 0.00025976 | 0.00013891 | 8.2878e-05 | 3.5096e-05 | 4.9259e-05 | 0.00028504 | 0.00010303 | 1.6791e-06
0.00025392 | 0.00040013 | 0.00039098 | 0.00037637 | 0.0012212 | 0.00012463 | 0.00013344 | 0.00015304 | 7.5325e-05 | 5.4481e-05 | 0.00019001 | 0.00014735 | 2.9325e-05 | 0.0001389 | 4.1151e-05 | 0.00023071 | 9.6153e-05 | 1.87e-07
0.00027186 | 0.00023801 | 0.00019456 | 0.0002411 | 0.000884 | 5.9088e-05 | 6.0116e-05 | 0.00014529 | 2.0137e-05 | 4.8433e-05 | 0.00018997 | 0.00012824 | 7.2907e-06 | 1.071e-05 | 1.7698e-05 | 0.0001211 | 5.4926e-05 | 4.3633e-07
0.00014852 | 0.00019351 | 0.00013334 | 0.00013299 | 0.00044796 | 5.2545e-05 | 4.6571e-05 | 0.00014357 | 1.4686e-05 | 6.3652e-05 | 9.4807e-05 | 0.00012895 | 1.6261e-05 | 1.1431e-05 | 3.7664e-05 | 0.00011628 | 5.2203e-05 | 3.74e-07
7.0314e-05 | 7.1656e-05 | 6.1842e-05 | 8.8426e-05 | 4.755e-05 | 2.3359e-05 | 7.5157e-06 | 0.00013938 | 1.457e-05 | 6.6452e-05 | 7.9583e-05 | 0.00012141 | 4.0443e-05 | 1.1946e-05 | 9.4369e-06 | 5.2839e-05 | 3.7239e-05 | 3.1167e-07
5.1265e-05 | 8.0898e-05 | 4.8024e-05 | 5.7577e-05 | 4.5315e-05 | 2.2978e-05 | 1.5293e-05 | 0.00013825 | 1.4574e-05 | 5.5848e-05 | 7.9449e-05 | 0.00012325 | 5.4556e-05 | 2.1214e-05 | 8.4203e-06 | 1.2989e-05 | 2.8013e-05 | 1.2467e-07
5.1683e-05 | 2.6417e-05 | 4.6782e-05 | 4.2329e-05 | 4.5315e-05 | 2.4988e-05 | 1.3425e-05 | 0.00013426 | 1.4599e-05 | 5.3636e-05 | 7.9749e-05 | 0.00011892 | 1.7846e-05 | 1.2255e-05 | 8.7319e-06 | 1.2178e-05 | 2.8679e-05 | 3.74e-07
0.00025366 | 2.1544e-05 | 3.4981e-05 | 3.6449e-05 | 4.6823e-05 | 2.3195e-05 | 2.9278e-05 | 0.00012295 | 1.4718e-05 | 4.9278e-05 | 7.9549e-05 | 0.0001194 | 1.3518e-05 | 2.2244e-05 | 1.7583e-05 | 1.2584e-05 | 2.4399e-05 | 2.9583e-05
0.00020001 | 2.1797e-05 | 2.524e-05 | 3.9802e-05 | 4.4588e-05 | 2.3149e-05 | 3.2618e-05 | 0.00013066 | 1.4638e-05 | 5.3743e-05 | 0.00011699 | 0.00011118 | 1.9227e-05 | 1.2667e-05 | 4.0877e-05 | 1.441e-05 | 8.9034e-05 | 5.3607e-05
0.00015211 | 2.1288e-05 | 2.3207e-05 | 2.9211e-05 | 4.6796e-05 | 2.3041e-05 | 5.2923e-05 | 0.00012774 | 1.4509e-05 | 5.1573e-05 | 0.00013207 | 0.00011454 | 8.3791e-05 | 2.2141e-05 | 4.6446e-05 | 1.7693e-05 | 0.00014105 | 4.8433e-05
0.00013327 | 2.6831e-05 | 3.534e-05 | 4.7196e-05 | 4.6796e-05 | 6.96e-05 | 0.00010433 | 0.00012723 | 1.4689e-05 | 8.042e-05 | 0.00017721 | 0.00011703 | 8.4372e-05 | 1.1946e-05 | 2.8231e-05 | 3.4355e-05 | 0.00015389 | 0.00012206
0.00012853 | 4.3477e-05 | 7.6052e-05 | 5.3677e-05 | 4.5315e-05 | 8.0416e-05 | 0.00012949 | 0.00013027 | 1.4718e-05 | 0.00012599 | 0.00030342 | 0.00011791 | 7.5259e-05 | 2.142e-05 | 0.00010637 | 2.9869e-05 | 0.00011626 | 0.00054432
0.00011549 | 4.1642e-05 | 6.4336e-05 | 8.7087e-05 | 0.00053223 | 0.00011337 | 0.00016515 | 0.00013738 | 1.4605e-05 | 0.00021467 | 0.00023675 | 0.00011801 | 5.3787e-05 | 3.0766e-05 | 0.00010036 | 4.5714e-05 | 0.00011747 | 0.00010296
0.00032202 | 7.1759e-05 | 0.00010537 | 0.00017653 | 0.00056644 | 0.00016699 | 0.00016191 | 0.0001346 | 4.6876e-05 | 0.00021502 | 0.00036828 | 0.00011886 | 7.4886e-05 | 6.3849e-06 | 9.3984e-05 | 8.1576e-05 | 0.00012901 | 0.00040799
0.00024394 | 0.00012756 | 0.00011902 | 0.00027595 | 0.00060054 | 0.0001765 | 0.00018711 | 0.00015645 | 7.3814e-05 | 6.8764e-05 | 0.00036719 | 0.00013059 | 9.7677e-05 | 9.8863e-06 | 0.00017232 | 0.00013561 | 7.7374e-05 | 0.00085709
0.00017564 | 0.00032843 | 0.0002651 | 0.00039782 | 0.00094729 | 0.00061853 | 0.00016717 | 0.00015315 | 9.2091e-05 | 7.4306e-05 | 0.00036713 | 0.00013516 | 0.00011714 | 1.9567e-06 | 8.2556e-05 | 0.00015741 | 9.3711e-05 | 0.0010569
0.00011641 | 0.00072233 | 0.00037892 | 0.00051844 | 0.001321 | 0.00067836 | 0.00012636 | 0.00015454 | 0.00011346 | 4.6514e-05 | 0.00037292 | 0.00013787 | 0.00012122 | 0.00041071 | 5.3134e-05 | 0.0003581 | 7.8059e-05 | 0.0010699
0.00030663 | 0.00083204 | 0.00063388 | 0.00056435 | 0.0021347 | 0.0006703 | 0.00012286 | 0.00015285 | 0.00012876 | 3.6213e-05 | 0.00035647 | 0.00014555 | 8.6656e-05 | 0.00019993 | 4.748e-05 | 0.00056197 | 6.871e-05 | 0.00081195
0.00083387 | 0.00089627 | 0.00090586 | 0.00074093 | 0.0030593 | 0.00066213 | 0.00011151 | 0.00016822 | 0.00021024 | 4.4779e-05 | 0.00035763 | 0.00015239 | 5.3848e-05 | 0.00017289 | 6.7786e-05 | 0.00089061 | 3.7446e-05 | 0.00032588
0.00093753 | 0.001498 | 0.0013902 | 0.00089695 | 0.0041841 | 0.00064544 | 0.00011022 | 0.00017297 | 0.00021763 | 7.535e-05 | 0.00026707 | 0.00015533 | 7.9176e-05 | 1.417e-05 | 0.00012784 | 0.0014642 | 7.4351e-05 | 0.0009448
0.00068223 | 0.002026 | 0.001479 | 0.0010633 | 0.0031225 | 0.00068057 | 0.00015355 | 0.00016261 | 0.00026936 | 0.00013663 | 0.00016446 | 0.00014928 | 0.00021546 | 2.0596e-06 | 0.00028217 | 0.0015581 | 0.00011603 | 0.00093925
0.00063951 | 0.0022466 | 0.0012946 | 0.0012267 | 0.0025927 | 0.00065939 | 9.8585e-05 | 0.00017585 | 0.00033479 | 0.0001397 | 0.00024987 | 0.00014947 | 0.00038038 | 8.6505e-06 | 0.00018373 | 0.0010099 | 9.2577e-05 | 0.00045541
0.00080302 | 0.0019839 | 0.00092818 | 0.0010646 | 0.0018826 | 0.00061106 | 9.663e-05 | 0.00016245 | 0.00030316 | 0.00011264 | 0.00024998 | 0.00014743 | 0.00020505 | 1.0092e-05 | 6.3092e-05 | 0.00096801 | 7.5166e-05 | 0.00028887
0.00051054 | 0.0014408 | 0.00042782 | 0.00090582 | 0.00081418 | 0.00033118 | 8.7492e-05 | 0.00015498 | 0.00018822 | 7.018e-05 | 0.00018748 | 0.0001455 | 0.00018983 | 2.8835e-06 | 5.7197e-05 | 0.00057669 | 9.0709e-05 | 0.00012427
0.00041289 | 0.0010924 | 0.00034843 | 0.00062363 | 0.00063473 | 0.00011081 | 7.4442e-05 | 0.0001483 | 0.00016764 | 6.2757e-05 | 7.0117e-05 | 0.00014214 | 0.00011201 | 1.8743e-05 | 0.00010355 | 0.00054364 | 0.00016566 | 9.8926e-05
0.00014908 | 0.00067589 | 0.00029853 | 0.0005617 | 0.00052892 | 0.00028819 | 8.0921e-05 | 0.00014192 | 0.00011313 | 4.4605e-05 | 5.3255e-07 | 0.00013812 | 3.6614e-05 | 1.1019e-05 | 4.2344e-05 | 0.00017042 | 9.688e-05 | 3.74e-07
7.6619e-05 | 0.00042099 | 0.00013604 | 0.0003547 | 4.6796e-05 | 5.9584e-05 | 5.9149e-05 | 0.00014781 | 5.1655e-05 | 5.3868e-05 | 5.9912e-07 | 0.00013324 | 3.3289e-05 | 1.1637e-05 | 2.5903e-05 | 7.0022e-05 | 6.7787e-05 | 4.3633e-07
7.7348e-05 | 0.00011268 | 9.6026e-05 | 0.00021343 | 4.6069e-05 | 2.3369e-05 | 1.8999e-05 | 0.00014428 | 1.4488e-05 | 3.7787e-05 | 5.9912e-07 | 0.00012545 | 2.3125e-05 | 2.1523e-05 | 2.0217e-05 | 3.0368e-05 | 5.5016e-05 | 2.4933e-07
5.7608e-05 | 0.00010807 | 7.8824e-05 | 0.00019907 | 4.755e-05 | 6.983e-05 | 1.576e-05 | 0.000144 | 1.4552e-05 | 4.1764e-05 | 6.324e-07 | 0.00012271 | 6.5731e-06 | 1.2152e-05 | 5.0371e-05 | 6.8495e-05 | 2.9217e-05 | 3.1167e-07
5.0671e-05 | 3.662e-05 | 4.8298e-05 | 0.00013505 | 4.5315e-05 | 2.8324e-05 | 3.7783e-06 | 0.00013206 | 1.4561e-05 | 4.5459e-05 | 5.9912e-07 | 0.00012158 | 2.5706e-06 | 2.5951e-05 | 8.1898e-06 | 0.00010276 | 3.198e-05 | 3.74e-07
5.2189e-05 | 5.4904e-05 | 4.0393e-05 | 7.3012e-05 | 4.6823e-05 | 2.6219e-05 | 3.1689e-06 | 0.00012996 | 1.4615e-05 | 6.3329e-05 | 5.6583e-07 | 0.00011564 | 2.3712e-06 | 2.4098e-05 | 8.155e-06 | 1.1433e-05 | 4.8114e-05 | 3.1167e-07
6.3456e-05 | 2.4799e-05 | 3.587e-05 | 4.5149e-05 | 4.5315e-05 | 2.4829e-05 | 6.6467e-06 | 0.00013354 | 1.4535e-05 | 4.328e-05 | 6.6568e-07 | 0.00011293 | 2.443e-06 | 1.3285e-05 | 1.6757e-05 | 2.1392e-05 | 3.6061e-05 | 3.1167e-07
5.1683e-05 | 2.1625e-05 | 3.0407e-05 | 3.4536e-05 | 4.5315e-05 | 2.5296e-05 | 2.7172e-05 | 0.00013129 | 1.4458e-05 | 3.8533e-05 | 3.811e-05 | 0.00011519 | 1.1301e-05 | 2.4201e-05 | 1.8388e-05 | 2.2114e-05 | 7.6834e-05 | 4.3633e-07
9.7009e-05 | 2.1896e-05 | 2.6136e-05 | 2.3463e-05 | 4.6069e-05 | 2.2417e-05 | 5.4354e-05 | 0.00011857 | 1.4528e-05 | 3.8267e-05 | 5.3188e-05 | 0.00011386 | 4.071e-05 | 2.4304e-05 | 4.7052e-05 | 1.8099e-05 | 0.0001279 | 0.00056935
0.00011035 | 2.3857e-05 | 2.9069e-05 | 3.4402e-05 | 4.6796e-05 | 2.3609e-05 | 8.5322e-05 | 0.00013098 | 1.4455e-05 | 8.6245e-05 | 0.00011916 | 0.00011422 | 7.1708e-05 | 2.3377e-05 | 0.0001576 | 2.6439e-05 | 0.00016459 | 0.00042017
7.2812e-05 | 2.2324e-05 | 6.7847e-05 | 7.9783e-05 | 4.5315e-05 | 2.3536e-05 | 0.00012892 | 0.00013592 | 1.4606e-05 | 4.3073e-05 | 0.00020773 | 0.00011685 | 7.6417e-05 | 3.1307e-05 | 0.00013193 | 2.4308e-05 | 0.00013463 | 7.8631e-05
4.9758e-05 | 3.6327e-05 | 6.3041e-05 | 0.00012297 | 4.8304e-05 | 0.00014837 | 0.00018282 | 0.0001331 | 1.4578e-05 | 5.7314e-05 | 0.00015817 | 0.00011604 | 0.00010584 | 2.6235e-05 | 6.6315e-05 | 0.00011772 | 0.00010463 | 5.6634e-05
5.2558e-05 | 0.00012454 | 0.00012145 | 0.00017793 | 4.6069e-05 | 4.648e-05 | 0.0001532 | 0.00013996 | 4.1166e-05 | 0.00042281 | 0.00025812 | 0.00012091 | 7.5152e-05 | 9.9893e-06 | 5.5494e-05 | 0.00015084 | 8.5769e-05 | 0.00013004
7.842e-05 | 0.00024704 | 0.00015645 | 0.00023355 | 4.6796e-05 | 3.3723e-05 | 0.00011857 | 0.00014596 | 5.7939e-05 | 0.00012291 | 0.00033491 | 0.00013019 | 0.00012841 | 2.1626e-06 | 0.00013622 | 0.00025213 | 0.0001052 | 8.4829e-05
0.00053234 | 0.00044398 | 0.00028885 | 0.00046409 | 0.00010354 | 0.00031293 | 0.0001396 | 0.00015582 | 9.9549e-05 | 0.0001665 | 0.00032865 | 0.00013611 | 0.0001355 | 9.3714e-06 | 0.00019342 | 0.00040776 | 8.2586e-05 | 0.00028804
0.00090736 | 0.00059369 | 0.00052856 | 0.00060925 | 0.0010671 | 0.00075429 | 0.00014225 | 0.0001637 | 0.00020207 | 0.00048468 | 0.00032908 | 0.00014165 | 9.9887e-05 | 0.00054709 | 8.1087e-05 | 0.00056121 | 5.6322e-05 | 0.00046574
0.00090887 | 0.00093455 | 0.00090188 | 0.00079995 | 0.0017013 | 0.00078066 | 0.00011449 | 0.0001646 | 0.00032956 | 7.167e-05 | 0.00032931 | 0.0001481 | 7.7863e-05 | 0.00030616 | 9.4921e-05 | 0.00089632 | 4.4097e-05 | 0.0005601
0.0014129 | 0.0010692 | 0.0011863 | 0.0011244 | 0.001889 | 0.00093951 | 9.0032e-05 | 0.00016895 | 0.00044232 | 5.1954e-05 | 0.00033055 | 0.00015709 | 6.2329e-05 | 0.00028134 | 0.00017312 | 0.0014554 | 5.6483e-05 | 0.00040074
0.0014009 | 0.0013298 | 0.0015233 | 0.0011501 | 0.0030543 | 0.00081066 | 0.00012119 | 0.00017357 | 0.00047004 | 6.3917e-05 | 0.00026924 | 0.00015136 | 0.00013809 | 0.0001223 | 0.00023426 | 0.0016344 | 6.4044e-05 | 0.00054436
0.0020759 | 0.0016103 | 0.0017415 | 0.001312 | 0.003362 | 0.001261 | 0.00011935 | 0.00017343 | 0.00047012 | 0.00018374 | 0.00011237 | 0.00014164 | 0.00034447 | 0.00011762 | 0.00046422 | 0.0015671 | 8.6897e-05 | 0.0005663
0.001966 | 0.0016469 | 0.0017182 | 0.0013071 | 0.0027839 | 0.0011795 | 0.0001086 | 0.00017979 | 0.00048348 | 0.00015319 | 0.00013927 | 0.00014949 | 0.00038954 | 0.00011627 | 0.00045239 | 0.001659 | 8.9619e-05 | 0.00046376
0.0012808 | 0.0012534 | 0.0014818 | 0.001108 | 0.0018794 | 0.0016405 | 0.00010099 | 0.00016752 | 0.00037773 | 8.2185e-05 | 0.00017269 | 0.00014643 | 0.00013495 | 0.00012075 | 0.00024706 | 0.001181 | 7.9254e-05 | 0.00019466
0.00098251 | 0.00090516 | 0.0010897 | 0.00090704 | 0.00083425 | 0.0013895 | 0.00010583 | 0.00016287 | 0.00029742 | 7.1324e-05 | 0.00013993 | 0.00014237 | 9.114e-05 | 0.00026849 | 4.9714e-05 | 0.00077495 | 0.00013072 | 0.00035852
0.00090311 | 0.0006425 | 0.00079773 | 0.00062082 | 0.00076993 | 0.00082942 | 0.00011977 | 0.00015577 | 0.00019732 | 7.8714e-05 | 7.3032e-05 | 0.00014388 | 5.8952e-05 | 1.1894e-05 | 5.7348e-05 | 0.00039103 | 0.00012823 | 0.00016124
0.00051672 | 0.00037372 | 0.00041353 | 0.00060849 | 0.0007474 | 0.00041509 | 6.8815e-05 | 0.00015716 | 0.00011976 | 6.7852e-05 | 2.5962e-06 | 0.00014039 | 3.568e-05 | 3.8587e-05 | 6.5108e-05 | 0.00022353 | 7.8172e-05 | 5.1188e-05
0.0004843 | 0.00020782 | 0.00024354 | 0.00034829 | 0.00072043 | 6.1278e-05 | 7.2719e-05 | 0.00014108 | 7.4533e-05 | 5.68e-05 | 2.6627e-06 | 0.00014042 | 3.0762e-05 | 8.8935e-05 | 2.1402e-05 | 0.00020354 | 6.4301e-05 | 1.4761e-05
0.00029491 | 0.00014255 | 0.00015632 | 0.00019641 | 0.00024956 | 0.00010346 | 4.5427e-05 | 0.00014361 | 5.2159e-05 | 4.6809e-05 | 2.5962e-06 | 0.00012902 | 2.724e-05 | 1.3027e-05 | 7.5068e-06 | 0.00018092 | 4.8768e-05 | 3.9071e-05
8.1353e-05 | 0.00011051 | 0.00015099 | 0.00012321 | 4.6069e-05 | 0.00019229 | 3.149e-05 | 0.00013793 | 4.0215e-05 | 5.226e-05 | 2.6627e-06 | 0.00012381 | 3.1367e-06 | 2.2553e-05 | 6.3207e-06 | 0.00016393 | 4.8331e-05 | 3.2388e-05
0.00010026 | 3.9371e-05 | 6.4234e-05 | 0.00010949 | 4.755e-05 | 5.6665e-05 | 8.028e-06 | 0.00012949 | 4.7319e-05 | 4.5425e-05 | 2.6295e-06 | 0.00012171 | 9.579e-06 | 1.3336e-05 | 6.3207e-06 | 0.0001503 | 3.7388e-05 | 3.1167e-07
6.2795e-05 | 4.139e-05 | 4.1399e-05 | 7.4466e-05 | 4.5315e-05 | 2.3958e-05 | 9.8203e-06 | 0.00013623 | 4.2648e-05 | 3.7505e-05 | 2.5962e-06 | 0.00011571 | 1.4116e-05 | 2.3428e-05 | 7.1435e-06 | 8.6138e-05 | 2.7796e-05 | 3.1167e-07
6.8199e-05 | 2.148e-05 | 3.6735e-05 | 5.6187e-05 | 4.6069e-05 | 2.4184e-05 | 1.6869e-05 | 0.00013821 | 3.3581e-05 | 4.3487e-05 | 2.6627e-06 | 0.00011431 | 1.9697e-05 | 2.3686e-05 | 6.2323e-06 | 2.0832e-05 | 2.5297e-05 | 4.9867e-07
5.0827e-05 | 1.8049e-05 | 3.2711e-05 | 3.0719e-05 | 4.755e-05 | 2.2756e-05 | 7.8935e-06 | 0.00012541 | 2.9799e-05 | 4.2559e-05 | 4.044e-05 | 0.00011381 | 3.108e-05 | 1.3233e-05 | 7.3342e-06 | 1.8844e-05 | 7.2371e-05 | 4.9867e-07
0.00010472 | 1.7748e-05 | 2.8607e-05 | 3.7415e-05 | 4.4588e-05 | 2.3773e-05 | 3.3349e-05 | 0.00012556 | 2.6957e-05 | 7.7678e-05 | 5.4653e-05 | 0.00011451 | 4.9893e-05 | 2.4355e-05 | 4.0669e-05 | 1.8347e-05 | 8.2754e-05 | 1.122e-06
0.00011752 | 1.795e-05 | 4.1832e-05 | 6.4279e-05 | 4.6796e-05 | 2.4108e-05 | 6.7391e-05 | 0.00013433 | 2.3134e-05 | 3.7687e-05 | 0.00012032 | 0.00011875 | 0.00011715 | 2.384e-05 | 9.2845e-05 | 2.3695e-05 | 0.00011984 | 7.5631e-06
8.5517e-05 | 3.3591e-05 | 8.5968e-05 | 9.2241e-05 | 4.6796e-05 | 2.3207e-05 | 0.00010393 | 0.00013833 | 2.748e-05 | 9.2301e-05 | 0.0002273 | 0.00011704 | 0.00015997 | 2.2244e-05 | 0.00013772 | 8.586e-05 | 0.00015421 | 0.00018631
7.5522e-05 | 6.3224e-05 | 0.00014537 | 0.00023806 | 4.4561e-05 | 2.3259e-05 | 0.00011345 | 0.00014025 | 3.0873e-05 | 5.9112e-05 | 0.00023918 | 0.00012073 | 0.00013845 | 2.9078e-05 | 0.00022007 | 0.00026969 | 0.00015532 | 0.00015532
6.7836e-05 | 0.00015932 | 0.00026798 | 0.00029773 | 0.00023578 | 6.0739e-05 | 0.00022423 | 0.00014699 | 3.9277e-05 | 0.00014275 | 0.00033903 | 0.00012455 | 9.2503e-05 | 1.1225e-05 | 0.00010594 | 0.00053044 | 0.00015951 | 0.00067122
0.00012246 | 0.00051396 | 0.00052316 | 0.0004245 | 0.0004552 | 6.5103e-05 | 0.00021388 | 0.00015516 | 0.0001085 | 0.00018168 | 0.0003416 | 0.00013601 | 0.00011527 | 9.9893e-06 | 0.00020188 | 0.0007549 | 0.00014187 | 0.0006631
0.00019989 | 0.00077637 | 0.00081895 | 0.00080056 | 0.0014091 | 0.00032298 | 0.00016289 | 0.00016126 | 0.00022382 | 0.00011001 | 0.00033851 | 0.00014578 | 9.7126e-05 | 2.832e-06 | 0.00019482 | 0.00083041 | 0.00015502 | 0.00079625
0.00067718 | 0.0010061 | 0.00095422 | 0.00084478 | 0.0022485 | 0.0012975 | 0.00022709 | 0.0001698 | 0.00033323 | 5.2191e-05 | 0.00043952 | 0.00015589 | 5.9189e-05 | 0.00047325 | 0.00016637 | 0.00098478 | 0.00012106 | 0.00074918
0.0015833 | 0.0014297 | 0.0012695 | 0.001009 | 0.0029297 | 0.0017759 | 0.00016289 | 0.00016992 | 0.0004255 | 7.1771e-05 | 0.00045063 | 0.00016618 | 5.3693e-05 | 0.0002593 | 0.00011608 | 0.0012706 | 9.6376e-05 | 0.00053502
0.0036625 | 0.0017019 | 0.0018922 | 0.0010958 | 0.0051154 | 0.0017686 | 0.00018263 | 0.00018124 | 0.00047452 | 6.1341e-05 | 0.00045053 | 0.00015941 | 0.00016518 | 0.00017119 | 4.7915e-05 | 0.0018167 | 9.1208e-05 | 0.00073298
0.0035657 | 0.001944 | 0.0022893 | 0.0012489 | 0.0065694 | 0.001785 | 0.000189 | 0.00017686 | 0.00043267 | 7.5557e-05 | 0.00037803 | 0.00015973 | 0.0001419 | 9.5876e-06 | 0.00010331 | 0.0021784 | 0.0001008 | 0.00066156
0.0035824 | 0.0024461 | 0.0024749 | 0.0012031 | 0.0066763 | 0.0012091 | 0.00010877 | 0.00017489 | 0.00045206 | 7.1001e-05 | 0.00023925 | 0.00017006 | 0.00021953 | 4.1965e-05 | 0.00012358 | 0.0021989 | 0.00012595 | 0.00059171
0.0039166 | 0.0023207 | 0.0024576 | 0.0012444 | 0.0064442 | 0.0013713 | 7.4868e-05 | 0.00018218 | 0.00049387 | 7.3005e-05 | 0.00027547 | 0.00016298 | 0.00023498 | 9.3714e-05 | 0.00018868 | 0.0023573 | 0.00013472 | 0.00033174
0.0032467 | 0.0019931 | 0.0020041 | 0.0010689 | 0.0049789 | 0.0013901 | 0.00010058 | 0.0001761 | 0.00039975 | 7.0363e-05 | 0.000326 | 0.00016685 | 0.00014322 | 0.00010556 | 0.00012692 | 0.001886 | 0.00010381 | 0.00051557
0.0023565 | 0.0014245 | 0.0018168 | 0.00093647 | 0.003323 | 0.0016281 | 0.00013031 | 0.00016484 | 0.00027918 | 9.3046e-05 | 0.0003296 | 0.00014926 | 0.00010105 | 0.00012762 | 0.00013061 | 0.0011352 | 0.00012214 | 0.000303
0.0014686 | 0.00095643 | 0.0012684 | 0.00073902 | 0.0017948 | 0.001094 | 8.4321e-05 | 0.00016308 | 0.00023012 | 6.1252e-05 | 0.00026892 | 0.00014168 | 3.8082e-05 | 9.2581e-05 | 4.7883e-05 | 0.00060635 | 0.0001195 | 0.00040806
0.00068716 | 0.00051251 | 0.00092391 | 0.00047785 | 0.0011694 | 0.00079604 | 9.1833e-05 | 0.00015601 | 0.00017711 | 7.6527e-05 | 0.00012455 | 0.00014086 | 3.9262e-05 | 1.071e-05 | 2.2383e-05 | 0.00042944 | 8.1234e-05 | 0.00063262
0.00089871 | 0.00031651 | 0.00061522 | 0.00027262 | 0.00072121 | 0.00033273 | 3.3838e-05 | 0.00016069 | 0.00010892 | 5.6229e-05 | 5.5452e-05 | 0.0001296 | 3.0979e-05 | 4.5487e-05 | 1.6836e-05 | 0.00024073 | 9.1544e-05 | 1.2467e-07
0.00087844 | 0.00011492 | 0.00034684 | 0.00024823 | 0.00024374 | 2.5478e-05 | 2.586e-05 | 0.00015852 | 9.3216e-05 | 6.3122e-05 | 5.5119e-05 | 0.00013628 | 6.1399e-06 | 1.1071e-05 | 1.1749e-05 | 0.00019363 | 3.5066e-05 | 4.3633e-07
0.00035539 | 7.1228e-05 | 0.00025197 | 0.00022237 | 0.00013398 | 9.3791e-05 | 2.3548e-05 | 0.00015152 | 7.6705e-05 | 5.6312e-05 | 5.5052e-05 | 0.00012476 | 1.5726e-05 | 1.21e-05 | 1.12e-05 | 0.00016556 | 3.7684e-05 | 4.3633e-07
0.00019631 | 4.1652e-05 | 0.00015823 | 0.0001567 | 4.755e-05 | 2.5379e-05 | 1.1683e-05 | 0.00014041 | 2.3689e-05 | 4.8839e-05 | 5.5119e-05 | 0.00012032 | 6.8841e-06 | 2.0854e-05 | 1.1704e-05 | 0.00015462 | 2.8012e-05 | 5.61e-07
0.00014982 | 3.3098e-05 | 7.5782e-05 | 9.4376e-05 | 4.6823e-05 | 2.5608e-05 | 3.0119e-06 | 0.00014834 | 1.9767e-05 | 5.772e-05 | 5.5052e-05 | 0.00012107 | 2.6104e-06 | 1.2461e-05 | 1.1559e-05 | 0.00011554 | 2.7135e-05 | 2.4933e-07
0.00014021 | 1.8107e-05 | 7.1174e-05 | 5.9954e-05 | 4.5315e-05 | 2.5153e-05 | 9.9997e-06 | 0.00014137 | 1.9275e-05 | 4.328e-05 | 5.4919e-05 | 0.00011668 | 2.4749e-06 | 2.2605e-05 | 1.2062e-05 | 1.4601e-05 | 3.885e-05 | 6.2333e-08
5.0146e-05 | 1.7928e-05 | 5.4818e-05 | 4.0758e-05 | 4.5315e-05 | 2.4597e-05 | 1.1605e-05 | 0.00013379 | 1.7055e-05 | 4.2087e-05 | 5.4586e-05 | 0.00011674 | 3.2483e-06 | 1.2667e-05 | 1.166e-05 | 9.9635e-06 | 6.0411e-05 | 3.74e-07
7.3433e-05 | 1.8273e-05 | 6.3083e-05 | 4.0742e-05 | 4.755e-05 | 2.5256e-05 | 2.6203e-05 | 0.00013177 | 1.6576e-05 | 4.4531e-05 | 5.4653e-05 | 0.00011661 | 4.0493e-05 | 2.3686e-05 | 1.8914e-05 | 1.9832e-05 | 7.9476e-05 | 9.9733e-07
6.2814e-05 | 3e-05 | 7.0296e-05 | 6.9052e-05 | 4.5315e-05 | 2.5724e-05 | 6.1292e-05 | 0.00013761 | 2.1311e-05 | 7.8324e-05 | 0.00011962 | 0.00011836 | 6.1723e-05 | 2.3325e-05 | 0.00010267 | 4.311e-05 | 0.00010501 | 0.00026866
0.00011517 | 0.00010524 | 9.4228e-05 | 0.00012686 | 4.6069e-05 | 2.457e-05 | 0.00011695 | 0.0001337 | 2.4831e-05 | 0.00056984 | 0.00027379 | 0.00012241 | 0.00012099 | 2.2193e-05 | 0.00031711 | 0.00010848 | 0.00014512 | 0.00030815
0.00023185 | 0.00010337 | 0.00018887 | 0.00020758 | 4.6069e-05 | 2.5118e-05 | 0.00016138 | 0.00014308 | 2.7725e-05 | 0.00010078 | 0.00026179 | 0.00012633 | 0.00017587 | 4.5261e-05 | 0.00020958 | 0.00036366 | 0.00019143 | 7.5988e-05
0.0004064 | 0.00015623 | 0.00038169 | 0.00042228 | 4.5288e-05 | 0.00036484 | 0.00015161 | 0.00014843 | 6.1127e-05 | 0.00012781 | 0.0003699 | 0.00013128 | 0.00016219 | 4.594e-05 | 9.3171e-05 | 0.00034235 | 0.00014689 | 0.00010044
0.00036606 | 0.00024502 | 0.00060381 | 0.00056563 | 0.00069941 | 0.00059639 | 0.00019262 | 0.00015743 | 6.7964e-05 | 6.3611e-05 | 0.00041099 | 0.00014237 | 0.00018174 | 2.4716e-06 | 0.00016168 | 0.00075923 | 0.00013388 | 0.0002246
0.00059302 | 0.00070701 | 0.00098293 | 0.00072051 | 0.00099282 | 0.00074093 | 0.00015124 | 0.00016736 | 0.00016903 | 9.2002e-05 | 0.00047267 | 0.00016024 | 8.5759e-05 | 9.2684e-06 | 0.0001327 | 0.0010847 | 0.00010371 | 0.00032046
0.0010408 | 0.0011243 | 0.0011355 | 0.00088502 | 0.0018992 | 0.0007448 | 0.00019327 | 0.00016171 | 0.00022967 | 6.5624e-05 | 0.00048265 | 0.00014979 | 0.0001381 | 0.00037395 | 6.7119e-05 | 0.0013913 | 0.00013461 | 0.00066158
0.002131 | 0.0013581 | 0.0014586 | 0.0011271 | 0.0024561 | 0.00076582 | 0.00016047 | 0.00017101 | 0.00024707 | 6.313e-05 | 0.00045581 | 0.00015753 | 0.00013462 | 0.0002334 | 7.638e-05 | 0.0014173 | 0.00012021 | 0.00035567
0.0028626 | 0.0017602 | 0.0018706 | 0.0012603 | 0.0034247 | 0.00091836 | 0.00018528 | 0.00016747 | 0.00026527 | 5.975e-05 | 0.00044289 | 0.0001579 | 0.00014418 | 0.00018619 | 9.9615e-05 | 0.0017984 | 9.9315e-05 | 0.00044622
0.0035904 | 0.001981 | 0.002141 | 0.0013471 | 0.0039639 | 0.00086581 | 0.0001792 | 0.00017649 | 0.00033468 | 4.9999e-05 | 0.00037622 | 0.00014915 | 0.00018667 | 9.8719e-05 | 0.00011528 | 0.0020006 | 8.1009e-05 | 0.00045116
0.0025195 | 0.0021662 | 0.0022563 | 0.0013655 | 0.0032382 | 0.00071388 | 0.0001493 | 0.00017121 | 0.00037391 | 6.2343e-05 | 0.00012209 | 0.00017713 | 0.0003245 | 0.0001089 | 0.00018222 | 0.0020345 | 9.8186e-05 | 0.00048545
0.0024396 | 0.0022851 | 0.0019683 | 0.0012475 | 0.0016009 | 0.00067741 | 0.0001672 | 0.00017216 | 0.00036181 | 9.6385e-05 | 7.2666e-05 | 0.00014937 | 0.00025596 | 0.00011369 | 0.00025147 | 0.0017563 | 0.00014122 | 0.00035484
0.0012428 | 0.0017908 | 0.0013967 | 0.0011895 | 0.00078659 | 0.00090796 | 0.00014556 | 0.00016629 | 0.00028171 | 0.00012134 | 0.00013268 | 0.00015965 | 0.00020022 | 0.00010679 | 0.00016318 | 0.00080638 | 0.00010125 | 0.00029017
0.00034938 | 0.0012514 | 0.00076866 | 0.00097867 | 0.0007372 | 0.00080604 | 0.00016734 | 0.00016537 | 0.00024661 | 0.0001117 | 0.00013408 | 0.00015387 | 0.0001617 | 0.00010199 | 9.6084e-05 | 0.00052427 | 0.00015817 | 0.00031649
0.00032746 | 0.0010655 | 0.00036942 | 0.00087337 | 4.6823e-05 | 0.00088782 | 0.00016781 | 0.00016084 | 0.00016974 | 8.8639e-05 | 7.0416e-05 | 0.00014874 | 7.6833e-05 | 0.00017359 | 5.2321e-05 | 0.0002712 | 0.00013905 | 5.0141e-05
0.0003754 | 0.0002483 | 0.00032265 | 0.00058232 | 4.755e-05 | 0.00036299 | 0.00013302 | 0.00016089 | 8.7507e-05 | 6.7471e-05 | 2.5962e-06 | 0.00014242 | 4.2285e-05 | 4.0163e-05 | 7.8258e-05 | 7.3972e-05 | 8.0206e-05 | 9.082e-05
0.00016648 | 0.00019732 | 0.00026093 | 0.00037733 | 4.5342e-05 | 6.5459e-05 | 0.0001009 | 0.00015118 | 5.0045e-05 | 4.5707e-05 | 2.5962e-06 | 0.00013334 | 3.5246e-05 | 4.6857e-06 | 2.0266e-05 | 6.9276e-05 | 9.2318e-05 | 1.3713e-06
5.4662e-05 | 0.00010702 | 0.0001603 | 0.0002087 | 4.6042e-05 | 5.7435e-05 | 3.1962e-05 | 0.00015454 | 2.1495e-05 | 6.2906e-05 | 2.6627e-06 | 0.00012914 | 5.8587e-05 | 4.1708e-06 | 7.3152e-06 | 0.00012807 | 3.5554e-05 | 6.8567e-07
0.00011646 | 7.3471e-05 | 0.00012447 | 0.00020624 | 4.6096e-05 | 5.6084e-05 | 5.8753e-06 | 0.00013925 | 1.9076e-05 | 5.5972e-05 | 2.6627e-06 | 0.0001242 | 1.8889e-05 | 4.1708e-06 | 6.4489e-06 | 0.00014484 | 4.2676e-05 | 4.9867e-07
0.00018718 | 4.9128e-05 | 4.4715e-05 | 0.00015198 | 4.6042e-05 | 2.4446e-05 | 8.2104e-06 | 0.00013724 | 2.0733e-05 | 4.6453e-05 | 2.5962e-06 | 0.00012481 | 8.0721e-06 | 8.393e-06 | 7.218e-06 | 0.00011416 | 3.67e-05 | 4.9867e-07
9.4845e-05 | 4.8768e-05 | 3.0961e-05 | 0.0001063 | 4.755e-05 | 2.5649e-05 | 1.0527e-05 | 0.00013779 | 1.6876e-05 | 4.4208e-05 | 2.5962e-06 | 0.00011948 | 2.4908e-06 | 4.1193e-06 | 6.6434e-06 | 0.00011188 | 3.654e-05 | 4.9867e-07
8.6594e-05 | 2.7162e-05 | 2.7377e-05 | 5.4798e-05 | 4.5342e-05 | 2.5194e-05 | 1.2936e-05 | 0.00013179 | 1.6839e-05 | 5.8134e-05 | 2.6627e-06 | 0.00012071 | 2.5227e-06 | 7.2602e-06 | 6.0776e-06 | 3.4104e-05 | 3.4815e-05 | 2.4933e-07
8.2002e-05 | 3.9462e-05 | 2.8047e-05 | 4.5376e-05 | 4.6796e-05 | 2.9185e-05 | 3.1334e-05 | 0.00013331 | 1.6456e-05 | 4.5964e-05 | 3.9608e-05 | 0.00011697 | 1.0631e-05 | 5.87e-06 | 3.1612e-05 | 1.1221e-05 | 8.6272e-05 | 6.2333e-08
0.0001281 | 4.561e-05 | 2.3635e-05 | 5.5377e-05 | 4.6069e-05 | 2.7346e-05 | 4.3809e-05 | 0.00013249 | 1.8398e-05 | 0.00016869 | 0.00012741 | 0.00011701 | 4.764e-05 | 4.0678e-06 | 4.5929e-05 | 1.0278e-05 | 0.00012371 | 5.1263e-05
0.0001412 | 4.6973e-05 | 5.6959e-05 | 7.1791e-05 | 4.6069e-05 | 2.6015e-05 | 5.68e-05 | 0.00013684 | 1.9135e-05 | 0.00029741 | 0.00012854 | 0.00011538 | 9.6109e-05 | 8.393e-06 | 0.0001066 | 4.0255e-05 | 0.0001565 | 0.00010008
0.00010794 | 4.4806e-05 | 8.5124e-05 | 8.7914e-05 | 4.6042e-05 | 2.7046e-05 | 8.9681e-05 | 0.00013531 | 2.3512e-05 | 4.8375e-05 | 0.00020423 | 0.00011719 | 8.0689e-05 | 1.4109e-05 | 9.0791e-05 | 5.1636e-05 | 0.00017327 | 0.00021679
7.9005e-05 | 5.5364e-05 | 0.00011276 | 0.00010603 | 4.6796e-05 | 2.6912e-05 | 0.00016652 | 0.00013379 | 3.0703e-05 | 5.6817e-05 | 0.00015464 | 0.00012163 | 5.6095e-05 | 3.1461e-05 | 0.00014187 | 2.7857e-05 | 0.00020418 | 0.00075615
0.00011564 | 6.4724e-05 | 0.00011085 | 0.00015216 | 4.6796e-05 | 0.00049549 | 0.00016409 | 0.00013578 | 5.6094e-05 | 5.1987e-05 | 0.00025403 | 0.0001244 | 0.00013535 | 4.3252e-06 | 9.4879e-05 | 0.00010165 | 0.00012212 | 0.00074888
9.8524e-05 | 0.0001383 | 0.00013882 | 0.00020456 | 4.6796e-05 | 0.00056664 | 0.00020631 | 0.00014865 | 9.7653e-05 | 7.1315e-05 | 0.00027063 | 0.00013562 | 0.00016179 | 4.0678e-06 | 0.00015903 | 0.00014409 | 9.6303e-05 | 0.00035006
0.00012103 | 0.00014193 | 0.00018449 | 0.00030329 | 0.00024229 | 0.00060131 | 0.00022207 | 0.00015158 | 8.6781e-05 | 7.9501e-05 | 0.00032805 | 0.00015141 | 0.00019479 | 4.1708e-06 | 9.4456e-05 | 0.00018067 | 9.6112e-05 | 9.3919e-05
0.0002262 | 0.00025397 | 0.00035596 | 0.00036088 | 0.00039418 | 0.00060756 | 0.00015211 | 0.00015928 | 9.5943e-05 | 9.2616e-05 | 0.00035428 | 0.00015531 | 0.00012108 | 0.00033063 | 8.6754e-05 | 0.00037073 | 6.2095e-05 | 0.00018074
0.00054547 | 0.00064437 | 0.00050622 | 0.0005961 | 0.0013872 | 0.00064742 | 0.00016651 | 0.00015945 | 0.00018104 | 4.637e-05 | 0.00039841 | 0.00014592 | 9.7171e-05 | 0.00035023 | 6.8746e-05 | 0.00078564 | 5.1168e-05 | 4.6386e-05
0.00071592 | 0.00093702 | 0.0007224 | 0.00079013 | 0.0018046 | 0.00062289 | 0.00016572 | 0.00015519 | 0.00018675 | 6.0595e-05 | 0.00039582 | 0.00015074 | 8.0595e-05 | 0.00019254 | 8.2642e-05 | 0.00098654 | 6.0492e-05 | 1.8077e-06
0.0010855 | 0.00093973 | 0.0010557 | 0.001025 | 0.0016836 | 0.0006647 | 0.00013122 | 0.00015828 | 0.00016762 | 8.8539e-05 | 0.00031181 | 0.00014603 | 0.00015336 | 1.795e-05 | 0.00018464 | 0.0011898 | 6.7045e-05 | 4.3633e-07
0.00069112 | 0.0010327 | 0.0012456 | 0.00090715 | 0.0024357 | 0.00061633 | 0.00017247 | 0.0001646 | 0.00015755 | 0.00014402 | 0.00011798 | 0.00014961 | 0.00026652 | 1.7713e-05 | 0.00048439 | 0.0010133 | 9.7326e-05 | 7.0748e-05
0.00086315 | 0.0011357 | 0.0012323 | 0.00087953 | 0.0014535 | 0.00064085 | 0.00012994 | 0.00016078 | 0.00014587 | 0.00016224 | 0.00015645 | 0.00014415 | 0.00031397 | 0.00011848 | 0.00033019 | 0.00078476 | 0.00010381 | 0.0002613
0.00053849 | 0.00097163 | 0.00081781 | 0.00099746 | 0.00087458 | 0.00062081 | 0.00011363 | 0.00015941 | 0.00012441 | 0.00011264 | 0.00027728 | 0.0001518 | 0.00019405 | 0.00011967 | 0.00020532 | 0.00058285 | 0.00012274 | 9.5576e-05
0.00034423 | 0.00066556 | 0.00044476 | 0.00087651 | 4.7522e-05 | 0.00061511 | 0.00014079 | 0.00014859 | 6.6862e-05 | 8.8548e-05 | 0.00032669 | 0.00014373 | 0.00019611 | 6.5033e-05 | 0.00016323 | 0.00031685 | 0.00014903 | 5.0217e-06
0.0001806 | 0.00044651 | 0.00035219 | 0.00060313 | 4.6823e-05 | 0.00029228 | 0.00011809 | 0.00014057 | 7.0012e-05 | 8.5681e-05 | 0.00017653 | 0.0001433 | 8.4978e-05 | 5.8803e-05 | 3.5913e-05 | 0.00029565 | 0.00012109 | 7.4933e-05
6.3922e-05 | 0.00022166 | 0.00023171 | 0.00042248 | 4.4588e-05 | 8.1661e-05 | 7.9033e-05 | 0.00014464 | 2.9715e-05 | 7.5922e-05 | 8.0681e-05 | 0.00013584 | 7.1575e-05 | 2.729e-06 | 4.0824e-05 | 0.00015422 | 0.00010049 | 0.00011852
5.9014e-05 | 0.00012191 | 0.00017983 | 0.0002582 | 4.6796e-05 | 2.5556e-05 | 5.4469e-05 | 0.0001381 | 1.8369e-05 | 8.0586e-05 | 9.4261e-05 | 0.00013939 | 1.6697e-05 | 3.141e-06 | 6.2633e-05 | 0.00019418 | 6.9173e-05 | 4.4431e-05
5.1683e-05 | 0.0001019 | 0.00012714 | 0.00022364 | 4.6096e-05 | 7.1228e-05 | 2.925e-05 | 0.00014079 | 1.6836e-05 | 5.0976e-05 | 0.00015291 | 0.00012651 | 1.0534e-05 | 2.832e-06 | 6.8997e-06 | 0.00012879 | 3.0562e-05 | 2.4933e-07
5.1177e-05 | 4.8629e-05 | 4.4186e-05 | 0.00010443 | 4.6042e-05 | 6.0777e-05 | 1.2658e-05 | 0.000133 | 1.4681e-05 | 4.3835e-05 | 0.00015211 | 0.00012054 | 2.1075e-05 | 2.832e-06 | 6.9174e-06 | 0.00011621 | 2.0709e-05 | 1.2467e-07
5.0827e-05 | 4.5014e-05 | 4.0992e-05 | 8.829e-05 | 4.6096e-05 | 2.5221e-05 | 7.718e-06 | 0.00012271 | 1.4801e-05 | 4.3222e-05 | 0.00015168 | 0.00012031 | 4.1094e-06 | 2.7805e-06 | 7.2489e-06 | 3.7461e-05 | 2.331e-05 | 1.2467e-07
5.1683e-05 | 2.7511e-05 | 2.9792e-05 | 4.9988e-05 | 4.6069e-05 | 2.5581e-05 | 8.5962e-06 | 0.00012763 | 1.4596e-05 | 4.434e-05 | 0.00015141 | 0.00011398 | 4.3645e-06 | 3.2439e-06 | 8.2773e-06 | 9.6732e-06 | 3.5727e-05 | 1.2467e-07
6.7632e-05 | 2.6444e-05 | 3.0225e-05 | 2.9536e-05 | 4.5315e-05 | 2.5242e-05 | 5.3039e-06 | 0.00012974 | 1.4758e-05 | 6.7678e-05 | 0.00015058 | 0.00011115 | 6.0644e-06 | 3.3469e-06 | 8.0003e-06 | 1.2222e-05 | 4.6169e-05 | 3.74e-07
5.2208e-05 | 1.8409e-05 | 2.3419e-05 | 2.0821e-05 | 4.6096e-05 | 2.4426e-05 | 1.2999e-05 | 0.00011963 | 1.479e-05 | 4.627e-05 | 0.00018719 | 0.00011253 | 2.4483e-05 | 2.8835e-06 | 2.4545e-05 | 1.6458e-05 | 9.1499e-05 | 2.4933e-07
8.7665e-05 | 1.7676e-05 | 2.842e-05 | 1.8941e-05 | 4.6042e-05 | 5.2676e-05 | 2.8368e-05 | 0.00011694 | 1.4782e-05 | 8.1415e-05 | 0.0002032 | 0.00011401 | 5.3133e-05 | 2.5231e-06 | 8.1484e-05 | 1.2584e-05 | 0.00013149 | 1.309e-06
0.00012334 | 3.0045e-05 | 2.2018e-05 | 2.6953e-05 | 4.6796e-05 | 2.4926e-05 | 4.8919e-05 | 0.00012796 | 1.4672e-05 | 9.5374e-05 | 0.00020293 | 0.00011768 | 6.3566e-05 | 2.832e-06 | 6.4106e-05 | 3.1316e-05 | 0.00018064 | 5.3556e-05
0.0001139 | 2.137e-05 | 2.4043e-05 | 4.8984e-05 | 4.5315e-05 | 2.5068e-05 | 0.00010827 | 0.00012135 | 1.8606e-05 | 7.3743e-05 | 0.00027177 | 0.00011214 | 6.597e-05 | 1.2821e-05 | 0.00013785 | 5.7568e-05 | 0.00012168 | 0.00010991
8.1594e-05 | 2.4759e-05 | 6.6414e-05 | 0.00010291 | 4.6042e-05 | 2.5812e-05 | 0.00014213 | 0.00012919 | 4.3195e-05 | 4.6693e-05 | 0.0002266 | 0.00011571 | 7.9113e-05 | 1.8254e-05 | 9.546e-05 | 9.1853e-05 | 9.6378e-05 | 8.4048e-05
5.5826e-05 | 4.2608e-05 | 0.00013237 | 0.00017484 | 4.6796e-05 | 2.6323e-05 | 0.00011427 | 0.00013299 | 6.4414e-05 | 5.6452e-05 | 0.00031613 | 0.00012518 | 9.4892e-05 | 2.6775e-06 | 0.00016264 | 8.4982e-05 | 9.1669e-05 | 0.00018743
5.1508e-05 | 6.1654e-05 | 0.00014479 | 0.00023486 | 4.6069e-05 | 2.4859e-05 | 0.00012539 | 0.00013381 | 5.3221e-05 | 8.3701e-05 | 0.00032439 | 0.00013149 | 0.00013984 | 2.832e-06 | 0.00011048 | 0.00016834 | 6.6688e-05 | 0.00010026
5.6705e-05 | 8.8525e-05 | 0.00010311 | 0.00039107 | 4.8276e-05 | 0.00052257 | 0.00011189 | 0.00014946 | 9.4378e-05 | 5.3054e-05 | 0.00032364 | 0.00013619 | 8.8146e-05 | 4.5312e-06 | 6.25e-05 | 0.00011953 | 6.6359e-05 | 2.2635e-05
5.1052e-05 | 0.00015209 | 0.00019976 | 0.00045203 | 0.00019217 | 0.00058628 | 0.00013722 | 0.00015472 | 0.00014777 | 9.4614e-05 | 0.00032166 | 0.00013614 | 6.9836e-05 | 0.00031546 | 0.0001284 | 0.00040159 | 6.7804e-05 | 5.8057e-05
5.5881e-05 | 0.00026524 | 0.00054974 | 0.00059685 | 0.00050098 | 0.00073242 | 5.1068e-05 | 0.0001567 | 0.00012013 | 7.8623e-05 | 0.00032123 | 0.00014907 | 3.6106e-05 | 0.00033076 | 0.00014794 | 0.00057951 | 4.9388e-05 | 5.0841e-06
5.4336e-05 | 0.00057621 | 0.00086318 | 0.00071951 | 0.00060932 | 0.0007838 | 9.3066e-05 | 0.00016572 | 0.00022218 | 5.4207e-05 | 0.00031966 | 0.00015071 | 7.5403e-05 | 0.00019123 | 7.9402e-05 | 0.00054511 | 5.5791e-05 | 0.00015411
0.00065014 | 0.00055283 | 0.0010404 | 0.00083623 | 0.00066931 | 0.00068712 | 0.00010015 | 0.00016886 | 0.0001629 | 6.4331e-05 | 0.00025675 | 0.00013861 | 0.00014246 | 1.2543e-05 | 0.00013781 | 0.00079376 | 9.7476e-05 | 0.00025163
0.00098652 | 0.00069233 | 0.0011337 | 0.0010085 | 0.00052154 | 0.0006643 | 0.00011281 | 0.00016703 | 0.00017494 | 9.4513e-05 | 0.00011523 | 0.00013982 | 0.00024399 | 3.9648e-06 | 0.00048025 | 0.0012196 | 9.6842e-05 | 0.00021014
0.00080628 | 0.00073066 | 0.00097193 | 0.00093131 | 0.00067924 | 0.00061083 | 0.00012182 | 0.00016359 | 0.00014814 | 9.2044e-05 | 8.1786e-05 | 0.00014187 | 0.00035584 | 3.6044e-06 | 0.00049141 | 0.00089081 | 0.00010652 | 0.00039812
0.00064168 | 0.00057496 | 0.00073672 | 0.00093026 | 4.6796e-05 | 0.00060171 | 0.00012293 | 0.00016221 | 0.00013246 | 8.4795e-05 | 0.00015927 | 0.0001399 | 0.00025832 | 2.626e-06 | 0.00011796 | 0.00042136 | 0.0001123 | 0.00014208
0.00019117 | 0.00050667 | 0.00045953 | 0.00073925 | 4.755e-05 | 0.00034306 | 0.00015598 | 0.00015151 | 0.00010625 | 0.00036168 | 0.00013199 | 0.00014853 | 0.00012652 | 0.00010926 | 7.3434e-05 | 0.00025368 | 0.00012585 | 1.4172e-05
8.5117e-05 | 0.00031246 | 0.00028105 | 0.0006131 | 4.5315e-05 | 5.6935e-05 | 0.00011111 | 0.00015139 | 0.00010163 | 0.00040149 | 6.8632e-05 | 0.00013722 | 9.2548e-05 | 0.00014578 | 3.2271e-05 | 0.00018382 | 9.0431e-05 | 6.2037e-05
6.1398e-05 | 0.00012244 | 0.00019968 | 0.00055498 | 4.6796e-05 | 5.4915e-05 | 0.0001255 | 0.00015197 | 9.7274e-05 | 4.7637e-05 | 8.8203e-06 | 0.00013055 | 9.0116e-05 | 0.00013917 | 4.4422e-05 | 0.00028158 | 9.6132e-05 | 6.0501e-05
6.4887e-05 | 0.00011742 | 0.00020515 | 0.00032258 | 4.755e-05 | 5.6707e-05 | 6.7574e-05 | 0.00013775 | 4.4688e-05 | 4.41e-05 | 7.256e-05 | 0.00013002 | 7.1526e-05 | 2.729e-06 | 5.7903e-06 | 0.00018806 | 6.6113e-05 | 3.1167e-07
5.1683e-05 | 4.5689e-05 | 0.00015565 | 0.00017188 | 4.5315e-05 | 5.0942e-05 | 6.1365e-05 | 0.00013759 | 3.1892e-05 | 5.8598e-05 | 7.1961e-05 | 0.00012145 | 2.3543e-05 | 3.2439e-06 | 6.6434e-06 | 0.00017262 | 4.403e-05 | 2.4933e-07
5.2208e-05 | 4.5705e-05 | 7.8446e-05 | 0.00011795 | 4.6823e-05 | 2.5649e-05 | 1.7282e-05 | 0.00013174 | 2.3817e-05 | 5.6353e-05 | 7.1894e-05 | 0.00011843 | 1.9992e-05 | 2.729e-06 | 6.303e-06 | 0.00011875 | 5.1783e-05 | 3.74e-07
6.2046e-05 | 5.1179e-05 | 2.7508e-05 | 7.4751e-05 | 4.6796e-05 | 2.5153e-05 | 1.5495e-05 | 0.00012906 | 2.1133e-05 | 7.4712e-05 | 7.1628e-05 | 0.00011911 | 2.9536e-05 | 2.8835e-06 | 5.6577e-06 | 6.437e-05 | 4.1771e-05 | 4.3633e-07
5.2733e-05 | 3.4192e-05 | 3.7659e-05 | 6.6473e-05 | 4.4588e-05 | 2.505e-05 | 1.3667e-05 | 0.00012403 | 1.898e-05 | 4.4763e-05 | 7.1561e-05 | 0.00011431 | 7.8488e-06 | 2.935e-06 | 6.2323e-06 | 1.0896e-05 | 2.722e-05 | 1.2467e-07
5.1702e-05 | 1.7928e-05 | 2.2784e-05 | 4.3296e-05 | 4.755e-05 | 2.5045e-05 | 6.2443e-06 | 0.00012852 | 1.815e-05 | 6.4969e-05 | 7.1262e-05 | 0.00011219 | 7.785e-06 | 2.626e-06 | 7.934e-06 | 1.0084e-05 | 5.3136e-05 | 2.618e-06
5.0652e-05 | 1.7736e-05 | 2.1215e-05 | 2.8485e-05 | 4.5315e-05 | 2.505e-05 | 7.6861e-06 | 0.00011619 | 2.5718e-05 | 4.1266e-05 | 0.00010754 | 0.00010794 | 1.1899e-05 | 2.729e-06 | 4.9646e-05 | 1.2225e-05 | 0.00010241 | 5.3357e-05
7.6599e-05 | 1.3162e-05 | 2.4556e-05 | 2.4729e-05 | 4.6069e-05 | 2.5304e-05 | 2.3051e-05 | 0.00012778 | 1.6646e-05 | 6.7231e-05 | 0.00012365 | 0.00011155 | 7.6106e-05 | 2.8835e-06 | 3.2709e-05 | 2.24e-05 | 0.00012463 | 2.4684e-05
8.4333e-05 | 1.2474e-05 | 2.1604e-05 | 4.7776e-05 | 4.6042e-05 | 2.5416e-05 | 8.0071e-05 | 0.00011273 | 1.4861e-05 | 8.3784e-05 | 0.00012362 | 0.00010933 | 5.7512e-05 | 2.626e-06 | 8.2745e-05 | 0.00014433 | 0.00016912 | 0.00011851
6.2651e-05 | 2.2192e-05 | 3.2279e-05 | 6.4569e-05 | 4.7916e-05 | 2.5128e-05 | 0.00010744 | 0.00012683 | 1.4623e-05 | 0.00014959 | 0.00021901 | 0.00011036 | 4.2229e-05 | 1.3027e-05 | 6.877e-05 | 0.00010545 | 0.00012813 | 0.00034601
6.1805e-05 | 3.5701e-05 | 2.917e-05 | 0.00014632 | 4.6796e-05 | 0.00014709 | 0.00018481 | 0.00012986 | 1.9414e-05 | 0.00041696 | 0.000225 | 0.00011053 | 5.0909e-05 | 3.0328e-05 | 8.4814e-05 | 2.8426e-05 | 0.00013147 | 0.0001203
6.2651e-05 | 5.1248e-05 | 4.2908e-05 | 0.0001392 | 4.6042e-05 | 2.9635e-05 | 0.00021441 | 0.00013227 | 2.0077e-05 | 6.1688e-05 | 0.0003148 | 0.00011802 | 5.2816e-05 | 2.6775e-06 | 6.4396e-05 | 5.5818e-05 | 0.00012613 | 0.0001262
5.6025e-05 | 4.327e-05 | 7.6168e-05 | 0.00018894 | 4.6796e-05 | 3.5839e-05 | 0.0002049 | 0.00014169 | 2.9052e-05 | 9.5118e-05 | 0.00030974 | 0.00012609 | 0.00013871 | 2.8835e-06 | 0.00022945 | 6.8873e-05 | 0.00010634 | 0.00022159
5.5444e-05 | 8.1926e-05 | 7.9189e-05 | 0.00026459 | 4.6096e-05 | 0.00038664 | 0.00018453 | 0.00014458 | 6.4765e-05 | 5.7147e-05 | 0.00032097 | 0.00012846 | 0.00010638 | 3.2439e-06 | 0.00012049 | 7.3593e-05 | 9.8699e-05 | 0.00032425
5.0002e-05 | 8.7455e-05 | 0.00012702 | 0.00040123 | 4.6823e-05 | 0.00058119 | 0.00013819 | 0.00014796 | 6.7009e-05 | 0.00010221 | 0.00026375 | 0.00013647 | 0.0001398 | 0.00031319 | 0.00010683 | 0.00019642 | 7.2554e-05 | 0.00026884
5.1139e-05 | 0.00029374 | 0.00030945 | 0.00080757 | 0.00024226 | 0.00076755 | 9.7867e-05 | 0.00016934 | 5.4866e-05 | 0.00012481 | 0.00022317 | 0.00014206 | 0.00010456 | 0.00028787 | 0.00017636 | 0.00033267 | 4.923e-05 | 0.00026802
7.8486e-05 | 0.00049104 | 0.00065815 | 0.00085781 | 0.00087184 | 0.00079702 | 8.0124e-05 | 0.00016264 | 0.00011603 | 4.3263e-05 | 0.0002236 | 0.00014454 | 8.3147e-05 | 0.00018759 | 0.00014108 | 0.00051351 | 6.0031e-05 | 0.00023687
5.0721e-05 | 0.00070271 | 0.00089996 | 0.0007859 | 0.0014613 | 0.00063598 | 8.4639e-05 | 0.0001693 | 0.00020094 | 6.4621e-05 | 0.00018459 | 0.00014103 | 9.5653e-05 | 1.072e-05 | 0.00013121 | 0.00060075 | 8.5161e-05 | 0.00031946
0.00010082 | 0.00099244 | 0.0010803 | 0.00095583 | 0.0008028 | 0.00078793 | 6.2448e-05 | 0.00017396 | 0.00018648 | 0.0002286 | 0.00011207 | 0.00014077 | 0.0002863 | 4.0678e-06 | 0.00038725 | 0.00048111 | 0.00010075 | 0.00027981
0.00023045 | 0.0010516 | 0.00098928 | 0.0010926 | 5.409e-05 | 0.00081253 | 8.7099e-05 | 0.00016751 | 0.0002442 | 0.00021197 | 0.00014582 | 0.00014943 | 0.00034089 | 9.3714e-05 | 0.00041985 | 0.00055651 | 0.00013419 | 0.00035453
0.00017269 | 0.00083392 | 0.00069535 | 0.00097788 | 4.755e-05 | 0.00047857 | 0.0001262 | 0.00016273 | 0.00015611 | 8.6974e-05 | 0.00016708 | 0.00014408 | 0.00028812 | 0.00011632 | 0.00015212 | 0.00074973 | 0.00011556 | 0.00039833
0.0001716 | 0.00054821 | 0.00048282 | 0.00074682 | 4.6069e-05 | 0.00060805 | 0.00014598 | 0.00014932 | 9.8731e-05 | 7.7231e-05 | 0.00016667 | 0.00013822 | 0.00013114 | 0.00025936 | 5.9338e-05 | 0.00063643 | 0.0001191 | 0.00019288
5.8668e-05 | 0.00033436 | 0.0003758 | 0.00076821 | 4.6042e-05 | 0.00017067 | 0.00018001 | 0.00015843 | 9.6075e-05 | 8.1017e-05 | 9.1798e-05 | 0.00013761 | 6.8682e-05 | 0.000118 | 4.9708e-05 | 0.00031011 | 0.00011746 | 0.00016655
6.1824e-05 | 0.00016941 | 0.00020432 | 0.00053513 | 4.6823e-05 | 6.8682e-05 | 0.00016169 | 0.00014602 | 4.8042e-05 | 7.8374e-05 | 5.9912e-07 | 0.00013041 | 7.0415e-05 | 8.6927e-05 | 9.3175e-06 | 0.000213 | 7.0818e-05 | 4.5541e-05
0.0001698 | 8.6127e-05 | 0.00015569 | 0.00030743 | 4.6042e-05 | 5.5238e-05 | 0.00010493 | 0.00015244 | 5.4216e-05 | 5.3056e-05 | 4.4201e-05 | 0.00012604 | 5.2184e-05 | 2.729e-06 | 1.8127e-05 | 0.00020565 | 6.0127e-05 | 4.9867e-07
5.1158e-05 | 7.8272e-05 | 8.9968e-05 | 0.00023347 | 4.6823e-05 | 4.7815e-05 | 3.2068e-05 | 0.00013899 | 4.0998e-05 | 4.8151e-05 | 7.226e-05 | 0.00011756 | 2.8331e-05 | 3.4499e-06 | 9.1628e-06 | 0.00017848 | 5.3038e-05 | 6.8567e-07
6.1164e-05 | 4.0161e-05 | 5.2713e-05 | 0.00015954 | 4.5315e-05 | 3.0275e-05 | 1.644e-05 | 0.00013705 | 2.8827e-05 | 6.9874e-05 | 7.1894e-05 | 0.00011777 | 5.1974e-06 | 3.6044e-06 | 6.2544e-06 | 0.00012413 | 2.7102e-05 | 1.87e-07
4.9621e-05 | 2.7811e-05 | 4.7397e-05 | 0.00011048 | 4.6823e-05 | 2.8592e-05 | 1.0709e-05 | 0.00013052 | 2.7227e-05 | 7.9733e-05 | 7.206e-05 | 0.00011467 | 4.3732e-06 | 4.0678e-06 | 1.0873e-05 | 5.5504e-05 | 4.1068e-05 | 2.4933e-07
5.1683e-05 | 1.8142e-05 | 3.1989e-05 | 7.4556e-05 | 4.6069e-05 | 2.6189e-05 | 1.011e-05 | 0.00013803 | 2.4811e-05 | 4.545e-05 | 7.1827e-05 | 0.00011578 | 3.8013e-06 | 2.832e-06 | 6.4765e-06 | 1.1781e-05 | 4.9349e-05 | 3.74e-07
5.0827e-05 | 1.7858e-05 | 2.7833e-05 | 6.2373e-05 | 4.5315e-05 | 2.6408e-05 | 2.5927e-05 | 0.00012625 | 1.675e-05 | 6.8325e-05 | 7.1628e-05 | 0.00010875 | 4.4838e-06 | 3.6559e-06 | 9.4949e-06 | 1.2414e-05 | 4.1432e-05 | 3.1167e-07
5.1683e-05 | 1.7853e-05 | 2.5554e-05 | 5.2344e-05 | 4.6823e-05 | 2.5048e-05 | 4.9246e-05 | 0.00012681 | 1.4626e-05 | 5.5442e-05 | 0.00010894 | 0.00010785 | 1.9231e-05 | 3.2954e-06 | 2.2609e-05 | 1.3588e-05 | 8.5459e-05 | 1.2467e-07
8.4692e-05 | 1.7735e-05 | 2.6254e-05 | 3.2719e-05 | 4.5342e-05 | 2.5581e-05 | 3.4234e-05 | 0.00012901 | 1.4651e-05 | 4.8748e-05 | 0.00012428 | 0.00010709 | 6.4621e-05 | 4.0678e-06 | 2.809e-05 | 1.2166e-05 | 0.00013428 | 1.496e-06
0.00016119 | 1.7927e-05 | 4.725e-05 | 6.1833e-05 | 4.6796e-05 | 2.5139e-05 | 7.9484e-05 | 0.00012883 | 1.4554e-05 | 7.878e-05 | 0.00012438 | 0.00011007 | 0.00014586 | 7.6722e-06 | 6.1719e-05 | 7.9932e-05 | 0.00013861 | 3.472e-05
7.1151e-05 | 1.8287e-05 | 3.7148e-05 | 7.5277e-05 | 4.5288e-05 | 2.5581e-05 | 0.00012173 | 0.00013018 | 4.3284e-05 | 9.8035e-05 | 0.00019285 | 0.00010999 | 0.00011789 | 1.2718e-05 | 0.00011519 | 4.42e-05 | 0.00012095 | 4.4967e-05
5.9212e-05 | 2.4217e-05 | 5.0706e-05 | 0.00013287 | 4.6796e-05 | 2.4689e-05 | 0.00012109 | 0.00013277 | 3.647e-05 | 6.4124e-05 | 0.00017794 | 0.00011215 | 0.00014432 | 1.8151e-05 | 0.00025882 | 3.9496e-05 | 0.00012948 | 0.00026207
5.1615e-05 | 3.9192e-05 | 6.8735e-05 | 0.00017683 | 4.6069e-05 | 2.6333e-05 | 0.0001133 | 0.00013804 | 3.9148e-05 | 5.1772e-05 | 0.00027836 | 0.00011964 | 7.1683e-05 | 4.8402e-06 | 0.00020827 | 0.00010819 | 0.0001489 | 0.00024
7.3869e-05 | 5.7913e-05 | 6.454e-05 | 0.00025293 | 4.72e-05 | 7.6184e-05 | 0.00013741 | 0.00014087 | 4.4452e-05 | 0.00017694 | 0.00027473 | 0.00013376 | 9.432e-05 | 6.1789e-06 | 0.00015881 | 0.00015713 | 0.00010262 | 5.8282e-05
0.00011841 | 0.00011745 | 0.00010993 | 0.00034523 | 4.6042e-05 | 0.0005872 | 0.00010411 | 0.00015963 | 5.8553e-05 | 0.0001199 | 0.0003163 | 0.00013346 | 0.00017278 | 8.496e-06 | 0.00011916 | 9.5926e-05 | 6.3179e-05 | 3.1134e-06
0.00048762 | 0.00024216 | 0.00039758 | 0.00050317 | 0.00012528 | 0.0006319 | 9.5797e-05 | 0.0001618 | 0.00014896 | 0.0001112 | 0.00032096 | 0.00013007 | 0.00011342 | 0.00031516 | 6.1379e-05 | 0.00018487 | 8.3997e-05 | 5.8805e-05
0.0011463 | 0.00033668 | 0.00062099 | 0.00065997 | 0.00068043 | 0.00063729 | 0.00012189 | 0.00016001 | 0.00022893 | 6.0645e-05 | 0.00032069 | 0.00014466 | 0.000104 | 0.00033069 | 4.9727e-05 | 0.00083796 | 3.6777e-05 | 2.1817e-06
0.0013134 | 0.00066298 | 0.00080903 | 0.000766 | 0.0008314 | 0.00067933 | 0.00010443 | 0.00017126 | 0.00027133 | 5.2948e-05 | 0.00032096 | 0.00014779 | 0.00010101 | 0.00018814 | 6.9186e-05 | 0.0012734 | 5.9686e-05 | 1.7453e-06
0.0017281 | 0.00069341 | 0.0012538 | 0.0009046 | 0.0018617 | 0.00073887 | 0.00015478 | 0.0001747 | 0.0003332 | 7.482e-05 | 0.00025822 | 0.00015308 | 6.4415e-05 | 1.8115e-05 | 0.00011402 | 0.0012938 | 7.5668e-05 | 1.6863e-06
0.0016828 | 0.0012321 | 0.0013912 | 0.0010994 | 0.0023083 | 0.00098327 | 0.00014708 | 0.00016152 | 0.0003222 | 9.2723e-05 | 0.0001132 | 0.00015672 | 0.00031014 | 6.1789e-06 | 0.0003578 | 0.0016897 | 0.00011147 | 5.5165e-05
0.0014599 | 0.0013025 | 0.0012943 | 0.0011217 | 0.001732 | 0.0012985 | 0.00010264 | 0.00017274 | 0.00029065 | 6.0479e-05 | 0.0001435 | 0.00014636 | 0.00033841 | 4.9998e-05 | 0.00047186 | 0.0016303 | 8.9496e-05 | 0.00020528
0.0012596 | 0.0011546 | 0.0010575 | 0.0008865 | 0.00066513 | 0.00087328 | 0.00011759 | 0.00017317 | 0.00026078 | 0.00011839 | 0.000247 | 0.00014381 | 0.00020333 | 0.00011848 | 0.0002193 | 0.0008951 | 0.00012212 | 9.2166e-05
0.00053867 | 0.00071515 | 0.0006676 | 0.00072652 | 0.00053948 | 0.00057753 | 9.5687e-05 | 0.00016271 | 0.00015998 | 0.00010015 | 0.00025098 | 0.00014756 | 0.00013955 | 0.00010329 | 6.8409e-05 | 0.00058859 | 0.00010527 | 5.5969e-06
0.00044657 | 0.00036994 | 0.00043883 | 0.00069738 | 0.0004981 | 0.00028123 | 0.00013262 | 0.00017182 | 0.00011573 | 6.7794e-05 | 0.00015827 | 0.00014472 | 7.661e-05 | 6.5991e-05 | 1.9845e-05 | 0.00025614 | 8.7462e-05 | 8.1607e-05
0.0001412 | 0.00027997 | 0.00029031 | 0.0006327 | 0.00023214 | 5.6698e-05 | 0.00010367 | 0.00015173 | 8.1671e-05 | 7.2558e-05 | 0.00010072 | 0.00013783 | 6.7356e-05 | 4.283e-05 | 4.3887e-05 | 0.00017209 | 7.7078e-05 | 2.3936e-05
0.00011769 | 0.00014647 | 0.00019858 | 0.00041105 | 4.6042e-05 | 9.1333e-05 | 4.7465e-05 | 0.00014302 | 3.4862e-05 | 3.9494e-05 | 0.00015497 | 0.0001345 | 5.2885e-05 | 2.729e-06 | 3.1184e-05 | 0.00013768 | 7.2659e-05 | 3.3037e-05
0.0001544 | 0.0001312 | 9.5335e-05 | 0.00025293 | 4.6096e-05 | 2.5395e-05 | 2.0549e-05 | 0.00015344 | 5.2636e-05 | 4.4992e-05 | 0.00015414 | 0.00012723 | 2.1005e-05 | 2.626e-06 | 1.063e-05 | 6.6006e-05 | 4.0113e-05 | 3.74e-07
5.0127e-05 | 7.3788e-05 | 7.5303e-05 | 0.00015198 | 4.6796e-05 | 2.5581e-05 | 1.7693e-05 | 0.00014511 | 3.4075e-05 | 5.608e-05 | 0.00015277 | 0.00012331 | 3.8833e-05 | 2.832e-06 | 1.1488e-05 | 0.00012854 | 3.825e-05 | 8.7267e-07
8.0456e-05 | 3.1538e-05 | 4.5001e-05 | 9.5318e-05 | 4.6069e-05 | 2.4446e-05 | 1.0732e-05 | 0.00013167 | 2.373e-05 | 6.6991e-05 | 0.00015218 | 0.00011862 | 3.3751e-05 | 3.3469e-06 | 1.136e-05 | 0.00012007 | 3.7195e-05 | 3.1167e-07
5.0633e-05 | 2.2094e-05 | 3.3732e-05 | 7.6529e-05 | 4.6823e-05 | 2.5153e-05 | 4.9279e-06 | 0.00012817 | 2.2922e-05 | 4.0844e-05 | 0.00015244 | 0.00011346 | 5.7997e-06 | 3.5014e-06 | 1.0895e-05 | 2.8467e-05 | 4.9286e-05 | 4.3633e-07
5.1702e-05 | 4.2587e-05 | 2.8011e-05 | 7.1426e-05 | 4.4588e-05 | 2.507e-05 | 5.7917e-06 | 0.00013474 | 1.5253e-05 | 4.1921e-05 | 0.00015204 | 0.00011762 | 2.0745e-05 | 2.626e-06 | 1.5908e-05 | 1.4108e-05 | 4.4349e-05 | 2.4933e-07
5.0827e-05 | 1.7736e-05 | 2.8417e-05 | 3.6889e-05 | 4.5315e-05 | 2.47e-05 | 1.1044e-05 | 0.00012879 | 1.5099e-05 | 4.4208e-05 | 0.00018839 | 0.00010929 | 1.3151e-05 | 3.8618e-06 | 3.1047e-05 | 1.5137e-05 | 9.0773e-05 | 9.5993e-06
0.00012035 | 1.7546e-05 | 2.5691e-05 | 3.2852e-05 | 4.6823e-05 | 2.5581e-05 | 5.623e-05 | 0.00012908 | 1.5248e-05 | 5.0363e-05 | 0.0002048 | 0.0001113 | 5.189e-05 | 2.5231e-06 | 4.1681e-05 | 1.9653e-05 | 0.00016236 | 6.2421e-05
0.00014279 | 1.8431e-05 | 2.8195e-05 | 5.0295e-05 | 4.6069e-05 | 2.4426e-05 | 4.31e-05 | 0.00012602 | 1.7729e-05 | 8.5076e-05 | 0.00020403 | 0.00011545 | 8.5411e-05 | 2.9865e-06 | 4.7759e-05 | 2.9224e-05 | 0.00015873 | 3.3299e-06
5.1771e-05 | 1.8154e-05 | 5.0222e-05 | 7.9096e-05 | 4.4561e-05 | 0.00010682 | 0.00011843 | 0.0001263 | 5.1796e-05 | 7.3859e-05 | 0.00028245 | 0.00011067 | 8.7908e-05 | 1.5808e-05 | 6.4834e-05 | 3.7784e-05 | 0.00010601 | 0.00028549
5.1702e-05 | 2.438e-05 | 6.9519e-05 | 0.00012307 | 4.6796e-05 | 0.00010585 | 0.00015658 | 0.00013444 | 3.7122e-05 | 6.7977e-05 | 0.00025812 | 0.000115 | 3.7144e-05 | 3.0225e-05 | 0.00011874 | 2.9611e-05 | 0.00014702 | 0.00086373
7.693e-05 | 5.0055e-05 | 0.00013007 | 0.00018572 | 0.00050461 | 0.00057387 | 0.00016531 | 0.00014491 | 3.79e-05 | 5.6809e-05 | 0.00036715 | 0.0001271 | 7.4466e-05 | 2.7805e-06 | 0.00011229 | 0.00012863 | 0.00013244 | 0.00020743
8.8492e-05 | 8.6465e-05 | 0.00034585 | 0.00032281 | 0.00081351 | 0.00060735 | 0.00015601 | 0.00015358 | 4.5369e-05 | 9.6186e-05 | 0.00036573 | 0.00013493 | 9.4278e-05 | 2.832e-06 | 0.00015296 | 0.000386 | 6.4714e-05 | 0.00012022
0.0001721 | 0.00019876 | 0.00055531 | 0.00043598 | 0.0013063 | 0.00058343 | 0.00012601 | 0.00016504 | 6.7305e-05 | 7.9029e-05 | 0.00035945 | 0.00013528 | 6.3659e-05 | 2.5231e-06 | 5.5423e-05 | 0.00065372 | 7.0951e-05 | 0.00050213
0.00055401 | 0.00043286 | 0.0008151 | 0.00057508 | 0.0014724 | 0.00092096 | 0.00013738 | 0.00016206 | 0.00014918 | 6.0645e-05 | 0.00033442 | 0.00014177 | 9.9579e-05 | 0.0003253 | 2.4383e-05 | 0.00088085 | 6.1761e-05 | 0.00043424
0.0016807 | 0.00059569 | 0.001181 | 0.0006762 | 0.0022409 | 0.00086723 | 0.00010709 | 0.00017803 | 0.00015121 | 5.7206e-05 | 0.00032985 | 0.00015052 | 9.5884e-05 | 0.00023028 | 0.0001624 | 0.0010213 | 3.2598e-05 | 0.00046663
0.0024711 | 0.00089408 | 0.0016808 | 0.00079304 | 0.0030966 | 0.0011765 | 0.00012179 | 0.00018132 | 0.00024185 | 7.4323e-05 | 0.00033021 | 0.00015995 | 0.00013342 | 0.00018432 | 9.8702e-05 | 0.0012263 | 4.8389e-05 | 0.00049825
0.0028317 | 0.00098508 | 0.0017971 | 0.0011048 | 0.0036471 | 0.001247 | 0.00012813 | 0.00018635 | 0.00027562 | 0.00012914 | 0.00026268 | 0.00014759 | 0.00012644 | 1.4459e-05 | 0.00020191 | 0.0014331 | 8.3078e-05 | 0.00049167
0.0020546 | 0.0010808 | 0.0019551 | 0.0012158 | 0.0045149 | 0.0014514 | 0.00013055 | 0.00018294 | 0.00027005 | 0.00041302 | 0.00011283 | 0.00016038 | 0.00023623 | 2.729e-06 | 0.00033612 | 0.0015854 | 7.3697e-05 | 0.00057163
0.001843 | 0.001405 | 0.0017712 | 0.0013407 | 0.0035132 | 0.0017511 | 0.00010182 | 0.00018457 | 0.00028447 | 0.00025929 | 0.00024848 | 0.000155 | 0.0002711 | 6.2253e-05 | 0.00014899 | 0.0011038 | 0.00010396 | 0.00049256
0.00081828 | 0.0012175 | 0.001365 | 0.0011261 | 0.0027473 | 0.0014059 | 0.00010925 | 0.00018184 | 0.00023352 | 0.00010319 | 0.00025908 | 0.00014118 | 0.00016211 | 0.00011601 | 0.00021806 | 0.00059989 | 7.6765e-05 | 0.00033226
0.0006478 | 0.00084088 | 0.00085484 | 0.00086593 | 0.00076533 | 0.0012557 | 0.00015313 | 0.00016458 | 0.00014394 | 0.00013556 | 0.00024814 | 0.00013898 | 0.00010714 | 5.6331e-05 | 9.2916e-05 | 0.0005262 | 9.8984e-05 | 0.00026631
0.00053703 | 0.00058177 | 0.00064977 | 0.00072266 | 4.5342e-05 | 0.001345 | 0.00013748 | 0.00015559 | 0.00013326 | 9.1406e-05 | 0.00016003 | 0.00014695 | 5.9177e-05 | 4.1244e-05 | 3.9142e-05 | 0.00042515 | 0.00010007 | 0.00030047
0.0006527 | 0.00035483 | 0.0004392 | 0.00058326 | 4.6796e-05 | 0.00017701 | 0.00014363 | 0.00016278 | 0.00010153 | 6.434e-05 | 3.2619e-06 | 0.00013525 | 7.0024e-05 | 3.9597e-05 | 2.2366e-05 | 0.00029492 | 8.1103e-05 | 1.3838e-05
0.00030253 | 0.00015832 | 0.0002258 | 0.00033614 | 4.5342e-05 | 0.0003713 | 5.1822e-05 | 0.00014818 | 5.7704e-05 | 6.1498e-05 | 3.9642e-05 | 0.00013072 | 2.1164e-05 | 3.2954e-06 | 6.829e-06 | 8.4183e-05 | 6.0148e-05 | 3.7163e-05
0.00016514 | 0.00012307 | 0.00014562 | 0.00023714 | 4.6069e-05 | 0.00084453 | 4.1111e-05 | 0.00014983 | 4.4447e-05 | 6.3072e-05 | 7.469e-05 | 0.00012831 | 7.0914e-06 | 7.7442e-05 | 7.9561e-06 | 3.4944e-05 | 4.5109e-05 | 7.1845e-05
0.00011211 | 3.2048e-05 | 7.3936e-05 | 0.00015177 | 4.6796e-05 | 0.00017508 | 2.9332e-05 | 0.00014064 | 4.065e-05 | 5.661e-05 | 7.449e-05 | 0.00012255 | 3.8064e-06 | 3.3469e-06 | 4.3538e-05 | 8.13e-05 | 2.3243e-05 | 4.5628e-06
5.9341e-05 | 4.7853e-05 | 6.2448e-05 | 0.00010944 | 4.6823e-05 | 2.5224e-05 | 2.6065e-05 | 0.00013614 | 2.7963e-05 | 4.5376e-05 | 7.4424e-05 | 0.00012279 | 3.0782e-06 | 2.729e-06 | 2.3714e-05 | 0.00012144 | 2.4454e-05 | 5.3769e-05
5.1683e-05 | 1.7748e-05 | 5.6768e-05 | 5.5437e-05 | 4.5342e-05 | 2.4709e-05 | 9.0414e-06 | 0.00013278 | 1.9046e-05 | 4.241e-05 | 7.4091e-05 | 0.00011891 | 2.4797e-06 | 2.7805e-06 | 8.7031e-06 | 0.00011938 | 2.5155e-05 | 6.8567e-07
7.4317e-05 | 1.7929e-05 | 3.4272e-05 | 5.0414e-05 | 4.6796e-05 | 2.505e-05 | 1.4959e-05 | 0.00013551 | 2.1856e-05 | 4.743e-05 | 7.3924e-05 | 0.00011673 | 2.5546e-06 | 3.2439e-06 | 9.1142e-06 | 6.2495e-05 | 4.5627e-05 | 6.8567e-07
5.6424e-05 | 1.7625e-05 | 2.9027e-05 | 3.8725e-05 | 4.5342e-05 | 2.5128e-05 | 5.7196e-06 | 0.0001282 | 1.6382e-05 | 5.579e-05 | 0.0001106 | 0.000113 | 1.1078e-05 | 4.7887e-06 | 8.2523e-06 | 1.4054e-05 | 5.0075e-05 | 1.496e-06
5.1158e-05 | 1.8142e-05 | 4.5881e-05 | 3.4819e-05 | 4.6069e-05 | 2.5019e-05 | 1.0669e-05 | 0.0001282 | 1.5688e-05 | 8.3502e-05 | 0.00012655 | 0.00011072 | 2.6701e-05 | 3.9133e-06 | 9.2999e-06 | 2.0233e-05 | 9.6768e-05 | 6.7719e-05
5.0671e-05 | 1.7979e-05 | 5.3094e-05 | 6.1242e-05 | 4.755e-05 | 2.5869e-05 | 5.8082e-05 | 0.00012952 | 1.5814e-05 | 6.4373e-05 | 0.00012435 | 0.00011 | 0.00012113 | 2.626e-06 | 8.3239e-05 | 2.7497e-05 | 0.00014387 | 0.00012996
5.8483e-05 | 1.7747e-05 | 4.0904e-05 | 9.8906e-05 | 4.5315e-05 | 0.00028284 | 9.2259e-05 | 0.00013573 | 2.9192e-05 | 8.2256e-05 | 0.00025996 | 0.00011567 | 0.00018732 | 1.4881e-05 | 0.00010076 | 4.0433e-05 | 0.00011691 | 0.00017508
0.00016411 | 3.2095e-05 | 8.4413e-05 | 0.00015761 | 4.5315e-05 | 0.00055326 | 0.00013562 | 0.00012957 | 6.2542e-05 | 4.9712e-05 | 0.00030911 | 0.00011452 | 0.00015489 | 3.5992e-05 | 0.00012377 | 0.00013393 | 0.00012638 | 0.00019629
7.1801e-05 | 0.00016779 | 0.0002535 | 0.00027005 | 4.5315e-05 | 0.00071317 | 0.00020478 | 0.00013943 | 6.2714e-05 | 7.0363e-05 | 0.00045765 | 0.00013314 | 0.00012008 | 2.729e-06 | 5.593e-05 | 0.00034236 | 0.00016904 | 0.00031886
0.00024573 | 0.00017013 | 0.00049561 | 0.00038522 | 4.6823e-05 | 0.00069301 | 0.00021184 | 0.00014933 | 8.6651e-05 | 0.00011831 | 0.0005184 | 0.00015204 | 0.00018297 | 2.4716e-06 | 0.00011343 | 0.00055726 | 0.00011674 | 0.00039145
0.00067248 | 0.00028216 | 0.00083173 | 0.00056953 | 0.0010323 | 0.00095474 | 0.00015877 | 0.00016064 | 0.00017384 | 0.00011742 | 0.00043209 | 0.00014463 | 7.6986e-05 | 2.5746e-06 | 0.00013062 | 0.00075258 | 0.00011442 | 0.00029269
0.00087284 | 0.00084986 | 0.0010303 | 0.00070198 | 0.0014597 | 0.0010563 | 0.00014207 | 0.00017181 | 0.00031355 | 7.4696e-05 | 0.00043089 | 0.00015449 | 8.0546e-05 | 0.00031224 | 1.841e-05 | 0.00091922 | 0.00011415 | 0.00027059
0.00094271 | 0.0010304 | 0.0013613 | 0.00093936 | 0.0031487 | 0.0012846 | 0.00012165 | 0.00016606 | 0.00035455 | 7.4144e-05 | 0.00038914 | 0.0001575 | 6.5717e-05 | 0.00021787 | 3.8499e-05 | 0.001061 | 8.8271e-05 | 0.00048264
0.0022024 | 0.0012635 | 0.0018539 | 0.001014 | 0.0040822 | 0.0015371 | 0.00012288 | 0.00017433 | 0.00046353 | 9.2417e-05 | 0.00031886 | 0.00016012 | 7.0392e-05 | 0.00018456 | 8.6097e-05 | 0.0013449 | 9.956e-05 | 0.00068801
0.0033496 | 0.0014761 | 0.0020747 | 0.0010901 | 0.0048659 | 0.0016053 | 0.00011765 | 0.00017457 | 0.00050295 | 0.00013496 | 0.00025496 | 0.00014962 | 0.00012406 | 9.8554e-06 | 0.00013891 | 0.0014764 | 0.00011743 | 0.00069857
0.0034136 | 0.0017582 | 0.0021487 | 0.0011781 | 0.0041948 | 0.001597 | 9.3629e-05 | 0.00017923 | 0.00045935 | 0.00010559 | 0.00011293 | 0.00014326 | 0.00016061 | 4.3767e-06 | 0.00023861 | 0.0015164 | 0.00014992 | 0.0004569
0.002937 | 0.0018833 | 0.0020221 | 0.0012441 | 0.0029602 | 0.001639 | 0.00010118 | 0.00017756 | 0.00034185 | 0.00037879 | 0.00014081 | 0.00015796 | 0.00020556 | 2.7805e-06 | 0.00036367 | 0.0015633 | 0.00011609 | 0.00043677
0.0018883 | 0.001426 | 0.0016436 | 0.0011551 | 0.0028221 | 0.0012028 | 7.6095e-05 | 0.00017918 | 0.00020477 | 0.00010132 | 0.00023836 | 0.0001477 | 0.00016853 | 2.4716e-06 | 0.00020969 | 0.0012011 | 0.00012326 | 0.00031192
0.0014469 | 0.00085614 | 0.0010532 | 0.00096472 | 0.0007614 | 0.0010065 | 9.847e-05 | 0.00017064 | 0.00013565 | 8.0213e-05 | 0.00024015 | 0.00014433 | 8.5857e-05 | 0.00015119 | 9.3619e-05 | 0.00076575 | 0.00010344 | 0.00026928
0.0006317 | 0.00055693 | 0.00071573 | 0.00093685 | 0.00042031 | 0.00062194 | 8.39e-05 | 0.00015892 | 0.0001323 | 8.7537e-05 | 0.00014911 | 0.00015118 | 0.00010334 | 6.0553e-05 | 5.3926e-05 | 0.00063697 | 0.0001073 | 0.00017572
0.00050793 | 0.00035299 | 0.00052815 | 0.00059137 | 0.00028813 | 9.4909e-05 | 7.351e-05 | 0.00015457 | 0.00011406 | 6.2749e-05 | 8.2245e-05 | 0.00014966 | 3.5304e-05 | 1.797e-05 | 2.931e-05 | 0.00040887 | 7.1479e-05 | 4.5877e-05
0.00040931 | 0.00020377 | 0.00033301 | 0.00037687 | 0.00013691 | 0.00044815 | 8.3536e-05 | 0.00014665 | 5.7284e-05 | 5.1399e-05 | 0.00010531 | 0.00013438 | 4.0372e-05 | 2.5231e-06 | 6.4608e-05 | 0.00044094 | 6.7499e-05 | 9.2503e-05
0.00019517 | 0.00014635 | 0.00023908 | 0.00028406 | 4.6069e-05 | 0.00061719 | 5.2265e-05 | 0.00015306 | 5.1323e-05 | 4.7397e-05 | 7.2227e-05 | 0.00012774 | 7.2902e-05 | 3.3469e-06 | 2.4752e-05 | 0.00025881 | 3.8093e-05 | 4.7124e-05
8.4957e-05 | 4.8889e-05 | 0.00019206 | 0.00021354 | 4.6069e-05 | 2.5153e-05 | 1.4374e-05 | 0.00014184 | 3.3413e-05 | 4.6005e-05 | 7.1794e-05 | 0.00012171 | 6.5396e-05 | 2.935e-06 | 8.8004e-06 | 0.0002511 | 5.3818e-05 | 1.2467e-07
6.3876e-05 | 3.8663e-05 | 0.00012388 | 0.00014245 | 4.6823e-05 | 2.5039e-05 | 7.9337e-06 | 0.00014141 | 2.7327e-05 | 5.3652e-05 | 7.1528e-05 | 0.0001209 | 2.8077e-05 | 3.3469e-06 | 7.934e-06 | 8.4532e-05 | 1.9394e-05 | 1.87e-07
6.337e-05 | 2.2261e-05 | 0.00011969 | 0.00012926 | 4.5342e-05 | 2.4874e-05 | 6.4472e-06 | 0.00013429 | 2.2675e-05 | 6.2915e-05 | 7.1128e-05 | 0.00011942 | 7.5458e-06 | 3.3469e-06 | 7.7351e-06 | 2.7664e-05 | 3.0511e-05 | 4.1489e-05
6.4964e-05 | 2.2338e-05 | 9.6278e-05 | 8.7013e-05 | 4.5315e-05 | 5.3183e-05 | 5.3528e-06 | 0.00013556 | 1.8824e-05 | 4.7472e-05 | 7.0796e-05 | 0.00011297 | 1.2083e-05 | 3.9133e-06 | 7.953e-06 | 1.8755e-05 | 4.3664e-05 | 2.2041e-05
5.1177e-05 | 1.7928e-05 | 8.9554e-05 | 6.2252e-05 | 4.6096e-05 | 2.4874e-05 | 6.6387e-06 | 0.00012821 | 1.7841e-05 | 4.3073e-05 | 0.00010807 | 0.00010948 | 2.0667e-05 | 3.6559e-06 | 8.5838e-06 | 1.2058e-05 | 4.5062e-05 | 1.2467e-07
5.2714e-05 | 1.8235e-05 | 6.8695e-05 | 6.2102e-05 | 4.6069e-05 | 2.4854e-05 | 1.4654e-05 | 0.00012832 | 1.6093e-05 | 4.4216e-05 | 0.00012328 | 0.00011039 | 4.5389e-05 | 4.8916e-06 | 2.6207e-05 | 2.2603e-05 | 6.8917e-05 | 1.122e-06
5.0671e-05 | 1.8158e-05 | 9.2022e-05 | 8.1026e-05 | 4.6069e-05 | 2.505e-05 | 5.221e-05 | 0.00013106 | 1.7948e-05 | 5.4729e-05 | 0.00014262 | 0.00011308 | 9.0064e-05 | 8.8204e-05 | 0.00012475 | 2.3515e-05 | 0.00010433 | 5.984e-06
0.00010089 | 2.3481e-05 | 0.00011449 | 0.00015145 | 4.6069e-05 | 2.458e-05 | 8.8139e-05 | 0.00013152 | 2.2499e-05 | 7.2956e-05 | 0.00022545 | 0.00011804 | 0.00011742 | 1.5087e-05 | 0.00011374 | 2.653e-05 | 0.00014604 | 4.6438e-05
0.00013197 | 5.6278e-05 | 0.00021302 | 0.00020819 | 4.5315e-05 | 5.4543e-05 | 0.000127 | 0.00013898 | 5.6899e-05 | 6.9998e-05 | 0.0001782 | 0.00012097 | 0.00011697 | 2.9916e-05 | 0.00023386 | 8.0728e-05 | 0.00016643 | 7.7667e-05
0.00034303 | 6.2535e-05 | 0.00028203 | 0.00030018 | 0.00062455 | 0.00014825 | 0.00018437 | 0.00014363 | 9.6664e-05 | 5.0438e-05 | 0.00034622 | 0.00012835 | 0.00017269 | 3.7588e-06 | 0.00021409 | 0.00054676 | 0.00013166 | 8.0597e-05
0.00033089 | 9.3419e-05 | 0.00060948 | 0.00058929 | 0.00079606 | 0.00053186 | 0.0002185 | 0.00015694 | 0.00015176 | 5.1705e-05 | 0.00034292 | 0.00013638 | 0.00014976 | 3.9133e-06 | 0.00023845 | 0.00073418 | 9.9347e-05 | 0.00069358
0.001003 | 0.00038106 | 0.00088413 | 0.00087172 | 0.0009472 | 0.0011462 | 0.00017736 | 0.00015159 | 0.00015883 | 5.2368e-05 | 0.00031963 | 0.00014366 | 0.00012948 | 3.7074e-06 | 0.00016658 | 0.00083749 | 9.6515e-05 | 0.0002307
0.0023477 | 0.00071138 | 0.0012941 | 0.0011857 | 0.0014607 | 0.0013024 | 0.00018559 | 0.00017513 | 0.00023543 | 6.5615e-05 | 0.00032009 | 0.00014639 | 0.00010141 | 0.00030748 | 4.3074e-05 | 0.0011768 | 9.8555e-05 | 0.00061963
0.0032444 | 0.0010076 | 0.0017325 | 0.0012345 | 0.0025893 | 0.0013616 | 0.00012919 | 0.00017841 | 0.00023112 | 5.5243e-05 | 0.00032244 | 0.00016909 | 7.6838e-05 | 0.00039515 | 0.00010365 | 0.0016163 | 7.6732e-05 | 0.00047401
0.0041565 | 0.0011609 | 0.0020596 | 0.0014215 | 0.0037559 | 0.0016012 | 0.00011826 | 0.00018527 | 0.00029768 | 8.1804e-05 | 0.0003192 | 0.00017452 | 0.00013313 | 0.00036769 | 6.1975e-05 | 0.0017259 | 6.0834e-05 | 0.0010916
0.0039474 | 0.0013936 | 0.0021998 | 0.0012809 | 0.0057093 | 0.0017431 | 0.00014746 | 0.00019031 | 0.00034603 | 8.5615e-05 | 0.00025731 | 0.0001552 | 0.00017389 | 0.00017838 | 0.00023353 | 0.0019355 | 0.00011012 | 0.00078667
0.0036699 | 0.0014258 | 0.0023668 | 0.0014268 | 0.0053785 | 0.0015576 | 0.00015761 | 0.00018729 | 0.00033159 | 0.00014047 | 0.00011548 | 0.00015088 | 0.00025028 | 0.00017105 | 0.000293 | 0.0018697 | 0.00010321 | 0.00054966
0.0030798 | 0.0013606 | 0.0022609 | 0.0015508 | 0.0050148 | 0.0019 | 0.00016626 | 0.00017803 | 0.00026552 | 0.00010839 | 0.000141 | 0.00014452 | 0.00035402 | 0.00017519 | 0.00021961 | 0.0016651 | 0.00012805 | 0.00040504
0.0020373 | 0.0013504 | 0.0019171 | 0.0013415 | 0.0040052 | 0.0016402 | 0.00013831 | 0.00018034 | 0.0002414 | 8.3171e-05 | 0.00023236 | 0.00014629 | 0.00020356 | 0.00018742 | 0.00024588 | 0.0014997 | 0.00013403 | 0.00022593
0.00099886 | 0.0011144 | 0.0012551 | 0.0010731 | 0.0014184 | 0.0010778 | 0.00014478 | 0.00017618 | 0.00021316 | 0.00010629 | 0.00024311 | 0.00014317 | 0.00015634 | 0.00027992 | 7.3004e-05 | 0.0012891 | 0.00012414 | 0.00028417
0.0011481 | 0.00069852 | 0.00088615 | 0.00081403 | 0.00094509 | 0.00076502 | 0.00014938 | 0.00017393 | 0.0001679 | 5.946e-05 | 0.00015132 | 0.00014213 | 8.7439e-05 | 0.00022464 | 4.2997e-05 | 0.00080772 | 0.00010156 | 0.00058379
0.00085006 | 0.00043886 | 0.0006528 | 0.00052445 | 4.6823e-05 | 0.00065961 | 0.0001587 | 0.00015272 | 0.00010722 | 6.5168e-05 | 8.158e-05 | 0.00014074 | 6.9467e-05 | 7.8256e-05 | 1.6362e-05 | 0.00020599 | 0.00010208 | 8.2969e-05
0.00058903 | 0.0002295 | 0.00050876 | 0.00043706 | 0.00056336 | 0.00030364 | 7.3752e-05 | 0.00015326 | 6.6137e-05 | 6.6535e-05 | 0.00010791 | 0.00013564 | 1.2362e-05 | 2.832e-06 | 2.3354e-05 | 0.00013042 | 7.0227e-05 | 0.00010935
0.00033922 | 0.00013521 | 0.00034456 | 0.00037495 | 0.00054224 | 0.00026547 | 2.7337e-05 | 0.00014786 | 3.9966e-05 | 4.6552e-05 | 0.00015248 | 0.00013226 | 2.9214e-06 | 2.5231e-06 | 5.7903e-06 | 0.00018748 | 5.837e-05 | 0
0.00019508 | 6.061e-05 | 0.00025266 | 0.00023301 | 4.6823e-05 | 0.00012313 | 2.4404e-05 | 0.00014349 | 3.7159e-05 | 9.0901e-05 | 0.00015194 | 0.0001288 | 2.5546e-06 | 3.3469e-06 | 9.8374e-06 | 0.00017309 | 2.1204e-05 | 3.1167e-07
9.2668e-05 | 2.7294e-05 | 0.00018265 | 0.00017308 | 4.6069e-05 | 8.0043e-05 | 2.3783e-05 | 0.00015127 | 3.0741e-05 | 4.241e-05 | 0.00015151 | 0.00012611 | 3.2961e-06 | 2.729e-06 | 5.945e-06 | 0.00013723 | 2.134e-05 | 2.4933e-07
7.5463e-05 | 2.9208e-05 | 0.00017124 | 0.00014411 | 4.6823e-05 | 6.2523e-05 | 1.9042e-05 | 0.00012956 | 2.4942e-05 | 4.2998e-05 | 0.00015101 | 0.000123 | 3.1686e-06 | 2.6775e-06 | 5.9229e-06 | 0.00013149 | 2.5016e-05 | 1.2467e-07
5.6937e-05 | 1.8015e-05 | 0.00016507 | 9.1655e-05 | 4.4588e-05 | 3.94e-05 | 9.8263e-06 | 0.00013411 | 2.1029e-05 | 5.3197e-05 | 0.00015068 | 0.0001201 | 3.7825e-06 | 4.2738e-06 | 1.1448e-05 | 4.8916e-05 | 4.9852e-05 | 4.3633e-07
5.0127e-05 | 1.7783e-05 | 0.00010989 | 5.6538e-05 | 4.5315e-05 | 2.4529e-05 | 2.592e-05 | 0.00013779 | 1.623e-05 | 8.0884e-05 | 0.00018816 | 0.00011555 | 9.9552e-06 | 4.3767e-06 | 2.9668e-05 | 1.7653e-05 | 8.579e-05 | 5.61e-07
8.542e-05 | 1.8264e-05 | 9.1096e-05 | 5.3444e-05 | 4.755e-05 | 2.5045e-05 | 5.7408e-05 | 0.00013654 | 1.5085e-05 | 9.1464e-05 | 0.00020353 | 0.00011779 | 0.00011129 | 2.626e-06 | 3.1794e-05 | 1.4365e-05 | 0.00012697 | 2.4933e-06
0.00011661 | 1.8083e-05 | 0.00015965 | 7.1217e-05 | 4.4588e-05 | 2.505e-05 | 6.6723e-05 | 0.00012392 | 2.0659e-05 | 8.1158e-05 | 0.00020144 | 0.0001125 | 6.4052e-05 | 2.729e-06 | 9.5445e-05 | 0.00010674 | 0.0001459 | 0.00027142
0.00013871 | 2.2024e-05 | 0.00022777 | 0.00014073 | 4.6069e-05 | 0.00012153 | 0.00011831 | 0.00013275 | 3.304e-05 | 0.0002698 | 0.00027759 | 0.00011135 | 6.1885e-05 | 1.2718e-05 | 9.6469e-05 | 3.4236e-05 | 0.00014207 | 0.00013237
0.00010507 | 2.6036e-05 | 0.00028337 | 0.00017874 | 4.6042e-05 | 0.00057476 | 0.0001317 | 0.0001388 | 4.7788e-05 | 0.00034055 | 0.00022722 | 0.00011626 | 9.4077e-05 | 1.9016e-05 | 8.0718e-05 | 0.00010526 | 0.00014946 | 0.00044962
0.00015622 | 6.5066e-05 | 0.00039984 | 0.00034839 | 4.5342e-05 | 0.00079927 | 0.00017948 | 0.0001524 | 7.3091e-05 | 0.00026406 | 0.00031051 | 0.00012871 | 0.00014755 | 4.4797e-06 | 0.00011544 | 0.00035449 | 0.00012435 | 0.0010399
0.00024388 | 9.2097e-05 | 0.00052875 | 0.00041279 | 0.00017906 | 0.00078642 | 0.00018135 | 0.0001541 | 0.00013715 | 0.00016117 | 0.00030984 | 0.00014012 | 0.00012664 | 3.7235e-06 | 0.00012155 | 0.00072176 | 0.00010589 | 0.00015265
0.00083373 | 0.00051705 | 0.00073965 | 0.0005194 | 0.0013353 | 0.00043341 | 0.00017657 | 0.00016391 | 0.0002098 | 7.448e-05 | 0.00031813 | 0.00015096 | 0.00014633 | 2.7805e-06 | 0.00016448 | 0.00079865 | 8.6879e-05 | 2.1601e-05
0.0017637 | 0.000809 | 0.0010692 | 0.00075383 | 0.0015771 | 0.00053078 | 0.00012211 | 0.00016654 | 0.000274 | 7.2914e-05 | 0.00031923 | 0.00015053 | 6.241e-05 | 0.00023087 | 4.3434e-05 | 0.00094453 | 9.2302e-05 | 7.3927e-05
0.0027302 | 0.00099964 | 0.0014261 | 0.0010737 | 0.0026049 | 0.0013762 | 0.00010369 | 0.00017361 | 0.00035952 | 6.1382e-05 | 0.00032019 | 0.00015979 | 5.7379e-05 | 0.00019163 | 1.9164e-05 | 0.0013446 | 5.7603e-05 | 9.945e-06
0.0036153 | 0.0011125 | 0.0018967 | 0.0012129 | 0.0030374 | 0.0023221 | 0.00012118 | 0.00017671 | 0.00041079 | 7.4024e-05 | 0.00031963 | 0.00015315 | 0.00016125 | 0.00018946 | 4.3394e-05 | 0.0016782 | 6.4602e-05 | 8.5097e-05
0.0039657 | 0.0011262 | 0.0022916 | 0.0014196 | 0.0043061 | 0.0024075 | 0.00012611 | 0.00018452 | 0.00043922 | 8.8117e-05 | 0.00026165 | 0.00015281 | 0.00017927 | 0.00017482 | 0.00010964 | 0.0021083 | 9.4704e-05 | 7.4738e-05
0.003936 | 0.0014609 | 0.0025126 | 0.0015218 | 0.004606 | 0.0022424 | 0.00011952 | 0.00017663 | 0.00049869 | 0.00027063 | 0.00014099 | 0.00016299 | 0.00028726 | 0.00017589 | 0.00033922 | 0.0018119 | 8.4916e-05 | 1.87e-07
0.0036543 | 0.0012584 | 0.0024855 | 0.0013636 | 0.0059364 | 0.001757 | 0.0001594 | 0.00018476 | 0.00054437 | 0.00017685 | 0.00024503 | 0.00014766 | 0.00037956 | 0.00017586 | 0.00043607 | 0.0017707 | 0.0001407 | 0.000142
0.002299 | 0.0011212 | 0.0021107 | 0.0012005 | 0.0032756 | 0.001272 | 0.00013583 | 0.00017076 | 0.00043449 | 7.2252e-05 | 0.00024743 | 0.00015044 | 0.00023613 | 0.0002142 | 0.00015601 | 0.0017978 | 0.00013725 | 0.0010001
0.0015415 | 0.00095465 | 0.0014029 | 0.0011004 | 0.0011 | 0.00099979 | 0.00013193 | 0.00016509 | 0.00024349 | 7.9766e-05 | 0.00023881 | 0.00015587 | 8.6936e-05 | 0.00028637 | 0.00015017 | 0.0011098 | 0.00010782 | 0.00039766
0.00088227 | 0.00076545 | 0.00096849 | 0.0010521 | 0.00027299 | 0.00097732 | 0.00015082 | 0.00016743 | 0.00015421 | 7.0346e-05 | 0.00017586 | 0.00015018 | 9.0955e-05 | 0.00021417 | 1.8299e-05 | 0.00053236 | 0.00013321 | 0.00031087
0.00051362 | 0.00036643 | 0.00059536 | 0.00070023 | 0.00023287 | 0.00057178 | 8.0205e-05 | 0.00016333 | 8.507e-05 | 8.1315e-05 | 0.00010924 | 0.000158 | 5.9303e-05 | 7.6722e-06 | 4.0841e-05 | 0.00025072 | 9.0845e-05 | 1.1021e-05
0.00033977 | 0.00016353 | 0.0003286 | 0.00037365 | 0.00012819 | 0.00027926 | 6.9886e-05 | 0.00016089 | 5.8368e-05 | 4.8391e-05 | 0.00012181 | 0.00014012 | 5.8053e-05 | 2.5231e-06 | 5.0261e-05 | 0.00030921 | 8.1728e-05 | 5.3844e-05
0.00017731 | 8.3774e-05 | 0.00026848 | 0.00027886 | 0.0001231 | 0.00038005 | 2.9245e-05 | 0.00015822 | 3.804e-05 | 4.7033e-05 | 0.00018034 | 0.00012995 | 1.2792e-05 | 3.3469e-06 | 9.6872e-06 | 0.00028766 | 3.7667e-05 | 4.3633e-07
9.2091e-05 | 6.9624e-05 | 0.00024891 | 0.00021137 | 4.5342e-05 | 0.00052388 | 1.5594e-05 | 0.00014861 | 3.5798e-05 | 4.2451e-05 | 0.00018 | 0.00012473 | 2.9214e-06 | 2.7805e-06 | 5.5472e-06 | 0.00017517 | 4.4805e-05 | 3.8335e-05
0.00016518 | 2.8772e-05 | 0.00010179 | 0.00015679 | 4.6069e-05 | 7.497e-05 | 1.1183e-05 | 0.00015086 | 2.7129e-05 | 8.3834e-05 | 0.00017969 | 0.00012534 | 4.0376e-06 | 3.2439e-06 | 6.418e-06 | 0.0001177 | 1.844e-05 | 1.2467e-07
0.00011072 | 2.3633e-05 | 6.5282e-05 | 0.00012044 | 4.6069e-05 | 6.6534e-05 | 5.2771e-06 | 0.00013813 | 2.2821e-05 | 4.5989e-05 | 0.00017971 | 0.00011709 | 3.2004e-06 | 3.2439e-06 | 6.8776e-06 | 9.4222e-05 | 2.739e-05 | 1.87e-07
8.7088e-05 | 1.7998e-05 | 5.9166e-05 | 7.1686e-05 | 4.5342e-05 | 4.1379e-05 | 2.277e-05 | 0.00013305 | 1.5481e-05 | 4.5798e-05 | 0.00017922 | 0.00011578 | 1.0017e-05 | 3.3469e-06 | 5.8566e-06 | 1.2385e-05 | 3.4578e-05 | 1.87e-07
6.62e-05 | 1.7892e-05 | 2.8073e-05 | 3.9346e-05 | 4.6096e-05 | 3.7787e-05 | 7.6001e-06 | 0.00014144 | 1.7167e-05 | 4.8027e-05 | 0.00021577 | 0.0001149 | 2.1491e-05 | 3.7074e-06 | 4.3706e-05 | 1.384e-05 | 9.2309e-05 | 1.2467e-07
0.00010953 | 1.776e-05 | 2.5268e-05 | 5.0225e-05 | 4.4561e-05 | 2.4854e-05 | 3.2996e-05 | 0.00013286 | 2.3616e-05 | 5.5019e-05 | 0.00019377 | 0.00011513 | 4.888e-05 | 2.729e-06 | 5.4964e-05 | 2.0388e-05 | 0.00014103 | 1.0597e-06
0.00013861 | 3.3051e-05 | 5.4659e-05 | 8.6287e-05 | 4.6069e-05 | 2.4725e-05 | 6.1115e-05 | 0.00012912 | 2.4649e-05 | 7.198e-05 | 0.00012375 | 0.0001169 | 8.2334e-05 | 2.729e-06 | 6.2967e-05 | 7.016e-05 | 0.00016648 | 8.9515e-05
0.00010195 | 3.1932e-05 | 0.00016286 | 0.00011975 | 4.5342e-05 | 0.00036118 | 7.7324e-05 | 0.00013516 | 3.5041e-05 | 6.8499e-05 | 0.00023023 | 0.00011956 | 0.00010952 | 1.2512e-05 | 6.1523e-05 | 3.5876e-05 | 0.0001584 | 0.00013494
7.9861e-05 | 3.4661e-05 | 0.00028124 | 0.00019791 | 4.5288e-05 | 0.00087464 | 0.00012546 | 0.00014099 | 5.0492e-05 | 5.8789e-05 | 0.00023302 | 0.00012063 | 4.9041e-05 | 3.0431e-05 | 0.00010157 | 0.00011597 | 0.00013263 | 0.00016209
0.00010111 | 6.9655e-05 | 0.00038493 | 0.00031578 | 4.6096e-05 | 0.00068066 | 9.2416e-05 | 0.00015171 | 9.7863e-05 | 8.989e-05 | 0.00033374 | 0.00012512 | 6.4827e-05 | 2.729e-06 | 4.3659e-05 | 0.0004896 | 9.4644e-05 | 0.00015534
0.00012101 | 0.00018231 | 0.00052909 | 0.00045709 | 0.0002277 | 0.00040166 | 0.00011337 | 0.00015364 | 0.00020269 | 0.00014021 | 0.00033391 | 0.00013703 | 0.00010816 | 2.4716e-06 | 0.00014519 | 0.00062358 | 9.9583e-05 | 6.6387e-05
0.000612 | 0.00031606 | 0.00071597 | 0.00058711 | 0.00068568 | 0.00031098 | 0.00012299 | 0.00017129 | 0.00028613 | 3.9991e-05 | 0.00033291 | 0.00014293 | 9.3226e-05 | 2.7805e-06 | 2.7969e-05 | 0.00069526 | 8.2337e-05 | 0.00040753
0.0011697 | 0.00049466 | 0.00086996 | 0.00077471 | 0.0021264 | 0.00078153 | 9.9192e-05 | 0.00016519 | 0.00037037 | 8.8473e-05 | 0.00032164 | 0.00014586 | 4.7023e-05 | 0.00024768 | 7.1988e-05 | 0.0010461 | 7.5585e-05 | 1.9781e-05
0.001484 | 0.00086582 | 0.0013108 | 0.00097352 | 0.003318 | 0.00095038 | 7.4087e-05 | 0.00017581 | 0.00038412 | 9.2649e-05 | 0.00033221 | 0.00014832 | 2.8129e-05 | 0.00018965 | 7.4361e-05 | 0.0011857 | 4.2936e-05 | 0.00057021
0.0019596 | 0.0011984 | 0.0018088 | 0.0011664 | 0.0043751 | 0.0011516 | 9.2002e-05 | 0.00017795 | 0.00044651 | 6.7016e-05 | 0.00033194 | 0.00016207 | 9.3077e-05 | 0.00018908 | 4.8247e-05 | 0.0014987 | 5.6236e-05 | 0.000595
0.0026054 | 0.0012557 | 0.0021299 | 0.0012851 | 0.0052244 | 0.0017791 | 9.0441e-05 | 0.00018957 | 0.00049297 | 4.811e-05 | 0.00024202 | 0.00015861 | 0.00025271 | 9.7514e-05 | 0.00018823 | 0.0020908 | 6.3387e-05 | 0.00061785
0.0031574 | 0.0016579 | 0.0025629 | 0.0013786 | 0.0062072 | 0.0022542 | 0.00010674 | 0.00019427 | 0.00052187 | 0.000127 | 0.00011663 | 0.00015636 | 0.00038564 | 3.9133e-06 | 0.00032876 | 0.0020745 | 8.5119e-05 | 0.00050752
0.0028783 | 0.001861 | 0.002686 | 0.0015509 | 0.0060134 | 0.0022825 | 0.00010613 | 0.0001932 | 0.00051641 | 0.00019858 | 0.00011261 | 0.00015647 | 0.0003 | 5.9215e-06 | 0.00032063 | 0.0017496 | 0.00013913 | 0.00053364
0.002792 | 0.0017031 | 0.0023659 | 0.0012218 | 0.004788 | 0.0016314 | 0.00013657 | 0.0001848 | 0.00048152 | 0.00011044 | 0.00016112 | 0.00014636 | 0.0001552 | 5.8576e-05 | 0.00015175 | 0.0014254 | 0.00016701 | 0.00045463
0.0013326 | 0.0010499 | 0.0016416 | 0.0010388 | 0.0021653 | 0.0010185 | 0.00013024 | 0.00018482 | 0.00027353 | 6.7082e-05 | 0.00016292 | 0.00014551 | 9.5795e-05 | 0.00023098 | 0.00012813 | 0.0010743 | 0.00018526 | 0.00031903
0.001447 | 0.00067718 | 0.0009758 | 0.00073024 | 0.0016802 | 0.00071817 | 9.8707e-05 | 0.00016948 | 0.00017912 | 5.1912e-05 | 7.0895e-05 | 0.00014481 | 4.4581e-05 | 0.00018731 | 9.1182e-05 | 0.00079384 | 0.00010843 | 0.00013711
0.00094193 | 0.00036808 | 0.00052229 | 0.00053282 | 0.0010589 | 0.00042598 | 0.00011342 | 0.0001682 | 0.00011162 | 4.9891e-05 | 2.5962e-06 | 0.00015444 | 4.8557e-05 | 0.00015533 | 3.1604e-05 | 0.00046631 | 5.8764e-05 | 9.901e-05
0.00045524 | 0.00017806 | 0.00032074 | 0.00034367 | 0.00093562 | 0.00011576 | 9.6016e-05 | 0.00015651 | 6.4001e-05 | 4.8657e-05 | 2.5629e-06 | 0.0001367 | 1.3393e-05 | 2.729e-06 | 3.3968e-05 | 0.0002151 | 8.1665e-05 | 3.1745e-06
0.00018192 | 8.9714e-05 | 0.00023646 | 0.00018814 | 0.00074156 | 6.2731e-05 | 3.4223e-05 | 0.00015368 | 4.4574e-05 | 4.6444e-05 | 2.3665e-05 | 0.0001294 | 1.0576e-05 | 3.0052e-06 | 5.45e-05 | 0.00023428 | 4.9192e-05 | 1.2467e-07
8.8424e-05 | 7.63e-05 | 0.00018463 | 0.00014622 | 0.00070519 | 6.0196e-05 | 6.4759e-06 | 0.00014894 | 3.4816e-05 | 7.6046e-05 | 7.3425e-05 | 0.00012779 | 9.1325e-06 | 3.2439e-06 | 5.6135e-06 | 0.00015277 | 2.1708e-05 | 1.87e-07
8.4901e-05 | 3.6425e-05 | 0.00019512 | 8.4743e-05 | 0.0006667 | 0.00028973 | 1.3207e-05 | 0.00014116 | 2.8825e-05 | 6.3876e-05 | 7.3192e-05 | 0.00012087 | 9.831e-06 | 2.7805e-06 | 1.0409e-05 | 0.00012422 | 2.3332e-05 | 2.4933e-07
8.2516e-05 | 2.3148e-05 | 0.00012372 | 5.5485e-05 | 0.0006529 | 9.8139e-05 | 5.1183e-06 | 0.00013969 | 2.2032e-05 | 4.5873e-05 | 7.2793e-05 | 0.00011915 | 2.6184e-06 | 3.2439e-06 | 1.5568e-05 | 0.0001191 | 2.8698e-05 | 1.87e-07
6.6356e-05 | 1.8107e-05 | 4.602e-05 | 5.9868e-05 | 0.00064636 | 2.4617e-05 | 1.0415e-05 | 0.00013895 | 1.7457e-05 | 4.4771e-05 | 7.2793e-05 | 0.00011986 | 2.6503e-06 | 3.2439e-06 | 7.492e-06 | 4.6084e-05 | 5.5264e-05 | 1.87e-07
6.1039e-05 | 1.7806e-05 | 3.3148e-05 | 3.771e-05 | 0.00064345 | 2.4854e-05 | 3.1949e-05 | 0.00013995 | 1.5361e-05 | 6.4497e-05 | 0.00010954 | 0.00012086 | 2.7606e-05 | 3.7588e-06 | 4.6809e-05 | 1.709e-05 | 6.6366e-05 | 5.61e-07
9.1827e-05 | 1.7712e-05 | 4.4356e-05 | 3.5882e-05 | 0.00064487 | 2.505e-05 | 4.168e-05 | 0.00013163 | 1.6889e-05 | 7.5449e-05 | 0.00012545 | 0.0001183 | 5.2092e-05 | 2.729e-06 | 3.6837e-05 | 1.8772e-05 | 0.00012205 | 8.1033e-07
7.1744e-05 | 1.7876e-05 | 3.4383e-05 | 4.0892e-05 | 0.00064563 | 2.47e-05 | 6.4176e-05 | 0.0001368 | 1.7053e-05 | 7.3627e-05 | 0.00012372 | 0.00011539 | 6.3931e-05 | 2.9865e-06 | 7.0561e-05 | 1.4507e-05 | 0.00014457 | 8.747e-05
5.3171e-05 | 9.8412e-05 | 0.00010793 | 7.2552e-05 | 0.00065144 | 3.3623e-05 | 0.00011605 | 0.00013707 | 2.5655e-05 | 4.4406e-05 | 0.00020024 | 0.00011729 | 8.9887e-05 | 1.2615e-05 | 0.00017026 | 8.1948e-05 | 0.00012458 | 0.0001884
5.693e-05 | 0.00017188 | 0.00013427 | 9.2693e-05 | 0.00014342 | 0.00023184 | 0.00014005 | 0.00014941 | 6.0561e-05 | 6.0355e-05 | 0.00015411 | 0.00011945 | 6.9723e-05 | 3.0431e-05 | 6.2884e-05 | 0.00022632 | 0.00017465 | 0.00018398
8.953e-05 | 0.00025602 | 0.00032973 | 0.00017969 | 4.5315e-05 | 0.00057282 | 0.00015853 | 0.00014509 | 0.00010652 | 6.4804e-05 | 0.00031357 | 0.00012861 | 4.3998e-05 | 2.626e-06 | 4.1513e-05 | 0.00061921 | 0.00015911 | 0.00010447
0.00039226 | 0.00050304 | 0.00056696 | 0.00036041 | 0.00010566 | 0.00066168 | 0.00017008 | 0.0001629 | 0.0001398 | 6.7753e-05 | 0.00033025 | 0.00014044 | 6.4111e-05 | 2.729e-06 | 7.5935e-05 | 0.00066653 | 9.7612e-05 | 4.6538e-05
0.00063624 | 0.00069736 | 0.000744 | 0.00051814 | 0.00079316 | 0.00078679 | 0.00013314 | 0.00017396 | 0.00020129 | 5.342e-05 | 0.00027526 | 0.00014441 | 6.9076e-05 | 2.5746e-06 | 0.00016332 | 0.00079849 | 6.6454e-05 | 4.5225e-05
0.0010696 | 0.0009823 | 0.0010049 | 0.00057522 | 0.0020385 | 0.00073544 | 0.00010321 | 0.00016452 | 0.00020669 | 4.9982e-05 | 0.00024698 | 0.00014624 | 6.3621e-05 | 0.00023919 | 0.00015933 | 0.00094694 | 6.2911e-05 | 6.9589e-05
0.0014271 | 0.0012254 | 0.0015199 | 0.00083285 | 0.0023469 | 0.00089229 | 7.5755e-05 | 0.00017172 | 0.00024951 | 5.9957e-05 | 0.00025507 | 0.00015187 | 1.9952e-05 | 0.00019084 | 0.0001266 | 0.0011444 | 6.5935e-05 | 2.8923e-05
0.0023515 | 0.0014321 | 0.0020228 | 0.00087876 | 0.00293 | 0.001047 | 7.948e-05 | 0.00017107 | 0.00028345 | 6.1523e-05 | 0.00025578 | 0.00016785 | 5.0758e-05 | 0.00019165 | 8.3021e-05 | 0.0015605 | 4.3022e-05 | 8.6519e-05
0.0023115 | 0.0015955 | 0.0021796 | 0.0011736 | 0.0030646 | 0.0013228 | 0.0001053 | 0.00017687 | 0.00030811 | 6.313e-05 | 0.00021411 | 0.0001598 | 0.00016425 | 9.7091e-05 | 0.00018433 | 0.0016906 | 6.8666e-05 | 7.0935e-05
0.0017685 | 0.001658 | 0.0023166 | 0.001305 | 0.0023456 | 0.0015954 | 9.5982e-05 | 0.00018011 | 0.00034733 | 9.8589e-05 | 0.00014584 | 0.000173 | 0.00042492 | 7.3375e-05 | 0.00048068 | 0.0019024 | 8.8674e-05 | 2.6093e-05
0.0014573 | 0.001938 | 0.0022269 | 0.0013188 | 0.0015722 | 0.0014564 | 8.0013e-05 | 0.00018467 | 0.00041197 | 0.00012079 | 0.00014657 | 0.0001711 | 0.00044058 | 0.0001106 | 0.00033796 | 0.0014867 | 0.000103 | 0.00021614
0.0010333 | 0.0016955 | 0.0016105 | 0.0012158 | 0.00021833 | 0.0012291 | 8.9588e-05 | 0.00017636 | 0.00030156 | 9.2433e-05 | 0.00014057 | 0.000151 | 0.00036464 | 0.00011277 | 0.00024996 | 0.0010296 | 0.00012409 | 1.2061e-05
0.00099981 | 0.0013555 | 0.0010066 | 0.001004 | 4.6096e-05 | 0.00098871 | 9.9843e-05 | 0.00016925 | 0.00014863 | 0.00011117 | 0.00013372 | 0.0001443 | 0.00010379 | 3.7846e-05 | 8.439e-05 | 0.00087834 | 0.00015002 | 2.057e-05
0.00036761 | 0.00080866 | 0.00065108 | 0.00078607 | 4.6796e-05 | 0.0005314 | 0.00011185 | 0.00016206 | 0.0001146 | 6.8151e-05 | 7.0656e-05 | 0.00014707 | 6.768e-05 | 7.4508e-05 | 0.00012332 | 0.00071726 | 0.00011133 | 5.1313e-05
0.00053224 | 0.00036278 | 0.00048962 | 0.0005976 | 4.5342e-05 | 8.7154e-05 | 0.0001033 | 0.0001553 | 8.8085e-05 | 7.7073e-05 | 2.5962e-06 | 0.00013721 | 3.5908e-05 | 3.8876e-05 | 3.1162e-05 | 0.00053324 | 7.1174e-05 | 1.8014e-05
0.00030195 | 0.00021417 | 0.00024226 | 0.00028861 | 4.5315e-05 | 5.5238e-05 | 8.5989e-05 | 0.00015081 | 5.257e-05 | 7.2245e-05 | 2.5962e-06 | 0.00013004 | 2.4905e-05 | 2.729e-06 | 2.2984e-05 | 0.00027101 | 7.3295e-05 | 4.9867e-07
7.6349e-05 | 0.00014701 | 0.00015847 | 0.00019566 | 4.6069e-05 | 5.1241e-05 | 3.4209e-05 | 0.0001539 | 4.1357e-05 | 4.9609e-05 | 2.5962e-06 | 0.00012743 | 1.6372e-05 | 3.9648e-06 | 1.7128e-05 | 0.0001975 | 3.4006e-05 | 4.9867e-07
5.0652e-05 | 5.1048e-05 | 0.0001338 | 0.00015976 | 4.6069e-05 | 2.4515e-05 | 5.5127e-06 | 0.00014816 | 3.2537e-05 | 4.9477e-05 | 3.0056e-05 | 0.0001209 | 5.0582e-06 | 3.141e-06 | 6.608e-06 | 0.00018414 | 2.9743e-05 | 2.4933e-07
5.2714e-05 | 0.00010119 | 7.0358e-05 | 9.6104e-05 | 4.537e-05 | 2.4529e-05 | 3.7687e-06 | 0.00013578 | 2.332e-05 | 4.7157e-05 | 7.4091e-05 | 0.00012011 | 7.6575e-06 | 3.3469e-06 | 6.1439e-06 | 0.00013688 | 2.3166e-05 | 1.87e-07
5.1177e-05 | 3.3185e-05 | 4.9772e-05 | 7.1345e-05 | 4.5315e-05 | 2.5235e-05 | 4.0688e-06 | 0.00013019 | 2.8184e-05 | 4.3843e-05 | 7.3691e-05 | 0.00011922 | 5.3771e-06 | 2.832e-06 | 6.8732e-06 | 8.3894e-05 | 3.1061e-05 | 1.87e-07
5.2208e-05 | 2.3482e-05 | 3.4238e-05 | 4.778e-05 | 4.5315e-05 | 2.4101e-05 | 1.785e-05 | 0.00013801 | 1.6205e-05 | 4.4481e-05 | 7.3791e-05 | 0.00011964 | 1.2473e-05 | 3.141e-06 | 6.3207e-06 | 8.8966e-05 | 4.781e-05 | 2.4933e-07
5.1158e-05 | 2.3969e-05 | 2.8901e-05 | 2.8994e-05 | 4.537e-05 | 2.4617e-05 | 2.8251e-05 | 0.00012986 | 2.1211e-05 | 5.5533e-05 | 0.00011037 | 0.00011621 | 1.162e-05 | 4.3767e-06 | 2.4841e-05 | 8.9962e-05 | 7.3985e-05 | 1.87e-07
5.214e-05 | 1.7805e-05 | 2.6186e-05 | 2.9243e-05 | 4.6069e-05 | 2.4623e-05 | 2.8572e-05 | 0.00012843 | 2.1061e-05 | 4.6975e-05 | 0.00012575 | 0.00011637 | 8.4502e-05 | 2.729e-06 | 3.2443e-05 | 9.29e-05 | 0.00017237 | 2.8237e-05
5.9795e-05 | 3.0484e-05 | 2.9715e-05 | 8.7742e-05 | 4.6069e-05 | 2.5153e-05 | 7.096e-05 | 0.0001342 | 2.2241e-05 | 6.3403e-05 | 0.00012502 | 0.00011801 | 8.8481e-05 | 2.832e-06 | 6.5892e-05 | 6.3775e-05 | 0.00013493 | 4.7927e-05
5.2733e-05 | 4.0523e-05 | 6.1668e-05 | 8.4723e-05 | 4.5288e-05 | 2.8279e-05 | 9.9842e-05 | 0.00013375 | 3.9194e-05 | 7.6924e-05 | 0.00019837 | 0.0001195 | 8.0572e-05 | 1.9811e-05 | 9.6333e-05 | 3.9983e-05 | 0.00013061 | 0.0001281
0.00016455 | 4.2176e-05 | 9.0908e-05 | 0.00015857 | 4.6069e-05 | 2.4426e-05 | 0.0001197 | 0.00013054 | 3.4833e-05 | 8.327e-05 | 0.00015131 | 0.00011842 | 7.604e-05 | 2.626e-06 | 7.9897e-05 | 4.4089e-05 | 0.00013654 | 0.00014147
0.0002903 | 6.5375e-05 | 0.00012861 | 0.00028349 | 4.6069e-05 | 2.4623e-05 | 0.00012331 | 0.00014176 | 8.3292e-05 | 5.8681e-05 | 0.00025093 | 0.00011834 | 7.3687e-05 | 1.5016e-05 | 5.0161e-05 | 0.00017943 | 9.6976e-05 | 0.00052337
0.00037022 | 0.00012057 | 0.0002114 | 0.00025264 | 4.6823e-05 | 0.00048992 | 0.0001407 | 0.00014258 | 0.00012192 | 7.9998e-05 | 0.00023808 | 0.00013426 | 0.00020272 | 2.8835e-06 | 2.3783e-05 | 0.00026463 | 0.00012272 | 0.00042374
0.00035281 | 0.00018018 | 0.00027064 | 0.00041422 | 4.6796e-05 | 0.00056182 | 0.00014049 | 0.00015644 | 0.00014761 | 5.6925e-05 | 0.00021711 | 0.00013987 | 0.00014924 | 2.626e-06 | 0.00014446 | 0.00031689 | 0.00012348 | 0.00042331
0.00057222 | 0.0003125 | 0.00040561 | 0.0006426 | 0.00084671 | 0.00065551 | 0.00013824 | 0.00015376 | 0.00022431 | 4.6801e-05 | 0.00021405 | 0.00014168 | 4.2714e-05 | 0.00023195 | 6.7706e-05 | 0.00064458 | 9.6188e-05 | 0.00090412
0.00095263 | 0.00057093 | 0.00063527 | 0.00074762 | 0.00058291 | 0.0007724 | 0.00012914 | 0.00016442 | 0.00025033 | 5.888e-05 | 0.00027456 | 0.00014729 | 6.499e-05 | 0.00024039 | 4.7642e-05 | 0.00082087 | 7.3573e-05 | 0.000458
0.001676 | 0.00096228 | 0.0011536 | 0.00088747 | 0.00062655 | 0.00065382 | 0.00012463 | 0.00016838 | 0.00026523 | 5.6643e-05 | 0.00028668 | 0.00015832 | 5.4461e-05 | 0.00018708 | 0.00011138 | 0.00095621 | 4.0674e-05 | 0.00082766
0.002857 | 0.00089912 | 0.0014633 | 0.0010279 | 0.00064067 | 0.00091765 | 0.00010529 | 0.00016922 | 0.0002974 | 0.00010272 | 0.00023559 | 0.00014922 | 0.00010941 | 0.00011343 | 0.00021547 | 0.0011951 | 7.237e-05 | 0.00053278
0.0017646 | 0.0012303 | 0.0015209 | 0.00093307 | 0.00091048 | 0.0008573 | 0.00016062 | 0.0001722 | 0.00034794 | 0.00012476 | 0.00011656 | 0.00015018 | 0.00027165 | 6.3025e-05 | 0.0002202 | 0.00087759 | 7.3239e-05 | 0.00054594
0.0014281 | 0.0012588 | 0.0015173 | 0.0010541 | 0.00028134 | 0.00047788 | 0.00012398 | 0.00017639 | 0.0003638 | 0.00010262 | 0.00015427 | 0.00014551 | 0.00032594 | 5.7618e-05 | 0.00039747 | 0.0010137 | 9.7096e-05 | 0.00054265
0.0013245 | 0.0009351 | 0.00115 | 0.00094924 | 4.755e-05 | 0.00048444 | 8.1103e-05 | 0.00016737 | 0.00030052 | 9.8647e-05 | 0.00020946 | 0.00015215 | 0.00024022 | 9.3353e-05 | 0.00026428 | 0.00076034 | 9.7557e-05 | 7.1197e-05
0.00058088 | 0.0010051 | 0.00073384 | 0.0008173 | 4.3834e-05 | 0.00061976 | 9.0665e-05 | 0.00015699 | 0.00018772 | 5.6063e-05 | 0.00021044 | 0.00015642 | 0.00015692 | 0.0001099 | 9.6959e-05 | 0.00045439 | 0.00010498 | 0.00011747
0.0001285 | 0.00068719 | 0.00052972 | 0.00058561 | 4.7577e-05 | 0.00016287 | 6.9176e-05 | 0.00015023 | 0.00012563 | 5.0496e-05 | 0.00014802 | 0.00014485 | 4.104e-05 | 0.00021765 | 5.6754e-05 | 0.00029902 | 0.0001286 | 0.0004456
0.0003652 | 0.00053156 | 0.00024729 | 0.00045563 | 4.5342e-05 | 0.00021965 | 8.7645e-05 | 0.0001529 | 7.3182e-05 | 4.7513e-05 | 7.9882e-05 | 0.00013807 | 4.2502e-05 | 0.00018538 | 4.7189e-05 | 0.00027621 | 6.8703e-05 | 2.7165e-05
0.00016191 | 0.00041246 | 0.0001845 | 0.00032359 | 4.6069e-05 | 0.0004033 | 7.3848e-05 | 0.00014453 | 4.5027e-05 | 4.5657e-05 | 7.9549e-05 | 0.00012948 | 8.3846e-06 | 3.7104e-05 | 2.3692e-05 | 0.00017273 | 6.5058e-05 | 6.1361e-05
0.00017768 | 6.774e-05 | 0.00015661 | 0.00020835 | 4.5342e-05 | 6.5525e-05 | 5.7042e-05 | 0.0001413 | 3.0509e-05 | 4.2526e-05 | 7.935e-05 | 0.00012705 | 3.8542e-06 | 2.8835e-06 | 2.1703e-05 | 0.00011927 | 2.6337e-05 | 1.2467e-07
0.00016755 | 3.9739e-05 | 0.0001262 | 0.00018322 | 4.5342e-05 | 2.4529e-05 | 1.956e-05 | 0.00013487 | 2.4614e-05 | 4.7985e-05 | 7.9682e-05 | 0.00012357 | 3.8622e-06 | 2.832e-06 | 1.2575e-05 | 0.00011676 | 4.4939e-05 | 1.87e-07
9.2266e-05 | 6.9419e-05 | 0.00010898 | 0.00014528 | 4.6069e-05 | 2.4549e-05 | 3.6419e-05 | 0.00013319 | 1.8707e-05 | 4.3594e-05 | 7.9483e-05 | 0.00011741 | 3.564e-06 | 3.038e-06 | 2.4134e-05 | 0.00011505 | 1.9662e-05 | 4.3633e-07
8.7644e-05 | 1.8648e-05 | 6.3003e-05 | 9.9208e-05 | 4.4588e-05 | 2.5153e-05 | 2.0633e-05 | 0.00013002 | 1.8811e-05 | 3.777e-05 | 0.00015018 | 0.00011794 | 8.1677e-06 | 2.935e-06 | 6.0997e-06 | 0.00011421 | 2.7382e-05 | 3.1167e-07
8.3033e-05 | 2.1286e-05 | 3.3117e-05 | 7.411e-05 | 4.6096e-05 | 2.4865e-05 | 8.8377e-06 | 0.00013584 | 1.6939e-05 | 5.5135e-05 | 0.00015018 | 0.00011967 | 4.2513e-06 | 3.2439e-06 | 5.8345e-06 | 0.0001018 | 3.1143e-05 | 1.2467e-07
6.5869e-05 | 1.4962e-05 | 2.7943e-05 | 5.9722e-05 | 4.5342e-05 | 2.4643e-05 | 8.6335e-06 | 0.00011941 | 1.5303e-05 | 5.0595e-05 | 0.00018636 | 0.00011225 | 1.8091e-05 | 3.141e-06 | 3.9162e-05 | 8.1409e-05 | 7.2956e-05 | 3.1167e-07
5.2733e-05 | 1.7923e-05 | 2.267e-05 | 6.3735e-05 | 4.6069e-05 | 2.4426e-05 | 2.5832e-05 | 0.00012954 | 1.5359e-05 | 6.284e-05 | 0.00020164 | 0.00011318 | 4.8292e-05 | 2.8835e-06 | 1.6465e-05 | 7.7848e-05 | 0.00012706 | 2.2502e-05
6.8749e-05 | 2.2362e-05 | 5.7753e-05 | 8.4878e-05 | 4.6069e-05 | 2.5242e-05 | 6.1465e-05 | 0.00012488 | 1.7044e-05 | 5.5003e-05 | 0.0002005 | 0.00011541 | 7.4646e-05 | 2.935e-06 | 6.6546e-05 | 9.2261e-05 | 0.00017362 | 0.0001586
6.7999e-05 | 3.5248e-05 | 7.5694e-05 | 0.00010495 | 4.471e-05 | 2.4426e-05 | 0.00012619 | 0.00013061 | 2.8899e-05 | 3.6386e-05 | 0.00027286 | 0.00011554 | 7.3142e-05 | 2.5252e-05 | 0.00015552 | 1.7158e-05 | 0.00012451 | 6.0609e-05
8.1776e-05 | 4.6009e-05 | 6.3238e-05 | 0.00011635 | 9.7667e-05 | 2.47e-05 | 0.00017158 | 0.00012176 | 4.3877e-05 | 5.197e-05 | 0.00022064 | 0.00011411 | 0.00011248 | 2.729e-06 | 0.00010564 | 2.8794e-05 | 0.00010306 | 0.00054989
9.7968e-05 | 4.7617e-05 | 0.00012427 | 0.00022482 | 0.00012308 | 0.00023478 | 0.00018326 | 0.00014 | 4.6389e-05 | 4.2817e-05 | 0.00030096 | 0.00012112 | 0.00014202 | 2.626e-06 | 9.1951e-05 | 0.00012073 | 0.00013705 | 0.0006855
0.00015281 | 0.00013987 | 0.00016039 | 0.00037204 | 4.7577e-05 | 0.00056069 | 0.0001444 | 0.00013456 | 5.6178e-05 | 7.1638e-05 | 0.0003017 | 0.00013437 | 0.00016681 | 2.8835e-06 | 0.00010619 | 0.00034018 | 0.00011144 | 0.00051228
0.00048725 | 0.00033787 | 0.00018709 | 0.00051695 | 4.5315e-05 | 0.00056769 | 0.00011434 | 0.00016452 | 5.8445e-05 | 5.4812e-05 | 0.00031867 | 0.00014812 | 0.00014808 | 3.141e-06 | 0.0002353 | 0.0003029 | 7.8989e-05 | 6.0618e-05
0.00071492 | 0.00035787 | 0.00024255 | 0.00060605 | 4.6823e-05 | 0.00057922 | 0.00016813 | 0.00015291 | 0.00013409 | 7.4944e-05 | 0.00031817 | 0.0001463 | 9.3632e-05 | 0.00023587 | 0.00017983 | 0.00037136 | 6.287e-05 | 1.7827e-05
0.00115 | 0.00054615 | 0.00036469 | 0.00080421 | 4.5315e-05 | 0.00062437 | 0.00010602 | 0.00016106 | 0.00016102 | 6.4232e-05 | 0.00031737 | 0.00014094 | 3.5202e-05 | 0.00036282 | 7.1254e-05 | 0.00078861 | 6.5399e-05 | 0.0005466
0.0013275 | 0.00052752 | 0.00078029 | 0.00099793 | 0.00058478 | 0.00068009 | 9.5055e-05 | 0.00016387 | 0.00020523 | 6.5955e-05 | 0.00029044 | 0.00015677 | 9.3507e-05 | 0.00016738 | 7.5156e-05 | 0.00093474 | 6.3256e-05 | 0.00021611
0.0015269 | 0.00076684 | 0.0012131 | 0.0011453 | 0.0013777 | 0.00077933 | 9.9747e-05 | 0.00016528 | 0.00025618 | 0.00025977 | 0.00023395 | 0.00015746 | 0.00011481 | 0.00010465 | 4.2298e-05 | 0.0010094 | 8.8618e-05 | 3.1883e-05
0.001646 | 0.0010759 | 0.0012171 | 0.0010298 | 0.0011129 | 0.0010377 | 8.3219e-05 | 0.00015946 | 0.00022057 | 0.0004654 | 0.00011623 | 0.00016208 | 0.00026733 | 2.8835e-06 | 0.00031681 | 0.0010796 | 7.9592e-05 | 1.87e-07
0.00071172 | 0.0010685 | 0.00098887 | 0.0011416 | 0.00025009 | 0.00092296 | 9.991e-05 | 0.00016789 | 0.00022673 | 8.3353e-05 | 0.00015161 | 0.00015275 | 0.00028424 | 3.6559e-06 | 0.00042392 | 0.00087606 | 8.5993e-05 | 5.7097e-05
0.00050747 | 0.0008649 | 0.00070622 | 0.0010404 | 4.6069e-05 | 0.0005892 | 9.7634e-05 | 0.0001626 | 0.00013352 | 0.00010004 | 0.00023851 | 0.00015635 | 0.00015702 | 2.626e-06 | 0.00029669 | 0.00049824 | 7.9712e-05 | 0.00010974
0.00024209 | 0.00059048 | 0.00040963 | 0.00085515 | 4.6096e-05 | 0.00034529 | 9.3445e-05 | 0.00015512 | 9.1078e-05 | 7.052e-05 | 0.00023806 | 0.00014402 | 8.5192e-05 | 2.832e-06 | 0.00014285 | 0.00023654 | 0.0001246 | 0.0001249
0.00045027 | 0.00044681 | 0.00042065 | 0.00065157 | 4.6042e-05 | 9.8197e-05 | 0.00012177 | 0.00014509 | 0.0001168 | 6.7347e-05 | 0.00016739 | 0.00013809 | 1.8953e-05 | 3.0895e-06 | 9.6707e-05 | 0.00021908 | 0.00010011 | 6.4503e-05
7.9937e-05 | 0.00016681 | 0.00022322 | 0.00034114 | 4.6096e-05 | 5.6373e-05 | 9.0414e-05 | 0.00014802 | 8.2796e-05 | 5.9974e-05 | 7.8285e-05 | 0.00012723 | 3.0397e-05 | 2.832e-06 | 7.1115e-05 | 9.0278e-05 | 6.2073e-05 | 3.5916e-05
8.5807e-05 | 0.00011097 | 9.6514e-05 | 0.00021248 | 4.4588e-05 | 2.4515e-05 | 5.0555e-05 | 0.00014784 | 5.7195e-05 | 9.3751e-05 | 7.8085e-05 | 0.00012205 | 4.8393e-05 | 2.832e-06 | 7.5583e-06 | 5.6948e-05 | 4.7175e-05 | 4.3633e-07
5.1664e-05 | 8.7203e-05 | 6.3604e-05 | 0.00013746 | 4.6823e-05 | 0.00018072 | 3.7094e-05 | 0.00013905 | 3.0665e-05 | 5.3006e-05 | 7.8151e-05 | 0.00012263 | 7.4908e-05 | 2.832e-06 | 6.1218e-06 | 2.6347e-05 | 4.6728e-05 | 6.8567e-07
6.4701e-05 | 4.3257e-05 | 8.1331e-05 | 0.00011236 | 4.6069e-05 | 0.00051288 | 1.7493e-05 | 0.00013404 | 2.6862e-05 | 5.2393e-05 | 7.8218e-05 | 0.00011588 | 7.8823e-06 | 3.7074e-06 | 5.8566e-06 | 0.00011386 | 2.7532e-05 | 1.87e-07
5.6667e-05 | 2.5436e-05 | 6.1522e-05 | 6.6355e-05 | 4.6823e-05 | 2.5416e-05 | 4.5988e-06 | 0.00013299 | 2.1994e-05 | 6.4149e-05 | 7.8218e-05 | 0.00011308 | 3.0224e-06 | 2.729e-06 | 1.1293e-05 | 0.00011674 | 5.0927e-05 | 1.87e-07
5.2227e-05 | 1.9318e-05 | 3.2962e-05 | 3.8467e-05 | 4.3834e-05 | 2.507e-05 | 4.3558e-06 | 0.00012513 | 1.8859e-05 | 4.9634e-05 | 0.00011783 | 0.00011585 | 3.1367e-06 | 3.4499e-06 | 6.0555e-06 | 0.00011584 | 1.9095e-05 | 2.4933e-07
5.3083e-05 | 1.7832e-05 | 2.3911e-05 | 2.8412e-05 | 4.6124e-05 | 2.5324e-05 | 4.3663e-06 | 0.00011539 | 1.574e-05 | 3.8789e-05 | 0.00014898 | 0.00011305 | 5.7838e-06 | 2.832e-06 | 2.2286e-05 | 6.719e-05 | 4.4006e-05 | 3.74e-07
0.00010936 | 1.2816e-05 | 2.2702e-05 | 2.2696e-05 | 4.5315e-05 | 2.505e-05 | 6.9611e-06 | 0.00012792 | 1.5577e-05 | 4.1556e-05 | 0.00018489 | 0.00010805 | 1.6165e-05 | 4.3252e-06 | 3.445e-05 | 1.3116e-05 | 5.4547e-05 | 6.2333e-08
5.1702e-05 | 1.2322e-05 | 2.5791e-05 | 2.1914e-05 | 4.6823e-05 | 2.4876e-05 | 4.7652e-05 | 0.00011922 | 1.5579e-05 | 6.2658e-05 | 0.0002003 | 0.00010785 | 3.8984e-05 | 3.4499e-06 | 3.472e-05 | 1.5186e-05 | 6.3411e-05 | 1.4337e-06
5.1265e-05 | 1.2752e-05 | 4.0811e-05 | 1.8706e-05 | 4.6069e-05 | 2.4783e-05 | 6.3243e-05 | 0.00012527 | 1.5428e-05 | 8.7885e-05 | 0.00019877 | 0.00010838 | 8.9057e-05 | 3.5529e-06 | 0.00024732 | 4.9383e-05 | 9.6806e-05 | 9.6617e-06
7.3405e-05 | 1.7317e-05 | 2.9485e-05 | 2.4202e-05 | 4.3834e-05 | 7.6427e-05 | 0.00014198 | 0.0001227 | 2.6795e-05 | 5.3429e-05 | 0.00024108 | 0.00011374 | 0.00013712 | 3.97e-05 | 0.00015307 | 2.4168e-05 | 0.00013969 | 7.6919e-05
9.7641e-05 | 2.0603e-05 | 3.9245e-05 | 5.0017e-05 | 4.6823e-05 | 2.4783e-05 | 0.00016185 | 0.00013537 | 3.3241e-05 | 6.1415e-05 | 0.000224 | 0.00011687 | 0.00016263 | 2.832e-06 | 0.00030135 | 5.5674e-05 | 0.00014421 | 4.6349e-05
7.0626e-05 | 3.211e-05 | 0.0001646 | 7.8957e-05 | 4.4588e-05 | 0.00051422 | 0.00020362 | 0.00013177 | 3.9657e-05 | 5.6792e-05 | 0.00030538 | 0.00012257 | 0.00014474 | 3.038e-06 | 0.00026923 | 0.00013225 | 0.00010899 | 0.00013266
9.7172e-05 | 9.0751e-05 | 0.00012312 | 0.00017617 | 4.6823e-05 | 0.00071048 | 0.00023257 | 0.00014527 | 4.1546e-05 | 8.786e-05 | 0.00030112 | 0.00012797 | 0.0001373 | 2.729e-06 | 7.8996e-05 | 0.00027955 | 0.00011883 | 6.7003e-05
0.00010333 | 0.00017401 | 0.00017188 | 0.0003081 | 0.00025534 | 0.00060052 | 0.00017675 | 0.00015346 | 6.4989e-05 | 0.00019024 | 0.00030016 | 0.00013492 | 0.00016433 | 2.935e-06 | 0.00010884 | 0.0003886 | 9.6384e-05 | 0.00012419
8.9462e-05 | 0.00041158 | 0.00029257 | 0.0004127 | 0.0010131 | 0.00057697 | 0.00013777 | 0.00015868 | 0.00013636 | 6.2749e-05 | 0.00027516 | 0.00013742 | 0.00011782 | 0.00024904 | 7.7095e-05 | 0.00074471 | 8.6925e-05 | 9.1692e-05
0.00043575 | 0.00060707 | 0.00062664 | 0.00071156 | 0.0011386 | 0.0010178 | 0.00017065 | 0.00016028 | 0.00019276 | 4.4572e-05 | 0.0003039 | 0.00014037 | 6.9774e-05 | 0.0002887 | 6.795e-05 | 0.00089939 | 0.00011633 | 4.3446e-05
0.00064095 | 0.0006558 | 0.00093381 | 0.00086811 | 0.0015751 | 0.00094999 | 0.00014405 | 0.00016876 | 0.00024448 | 0.00010995 | 0.00039306 | 0.00014859 | 0.00018086 | 0.00022123 | 7.1526e-05 | 0.00084492 | 9.2788e-05 | 0.00010051
0.00095126 | 0.00093329 | 0.0010832 | 0.00091715 | 0.0020646 | 0.00087605 | 0.00016448 | 0.0001586 | 0.00022599 | 5.1664e-05 | 0.00024743 | 0.00014274 | 0.00017018 | 0.00020786 | 4.543e-05 | 0.0010531 | 0.00011091 | 0.00014964
0.00082305 | 0.0010065 | 0.0013663 | 0.00084819 | 0.0024531 | 0.00093717 | 0.00014686 | 0.00016924 | 0.00024965 | 5.946e-05 | 0.00022988 | 0.00014384 | 0.00034214 | 0.00011055 | 0.00018573 | 0.00086619 | 7.4256e-05 | 5.2809e-05
0.00079244 | 0.0013483 | 0.0013444 | 0.00082569 | 0.0020514 | 0.00087726 | 0.00013561 | 0.00016758 | 0.00020998 | 0.00014791 | 0.00016866 | 0.00015257 | 0.00026965 | 0.00011591 | 0.00020479 | 0.00057923 | 0.00012228 | 9.9447e-05
0.00042136 | 0.0010795 | 0.00095095 | 0.00077848 | 0.001456 | 0.00070975 | 8.5697e-05 | 0.00015684 | 0.00013319 | 0.00029889 | 0.00013966 | 0.00014752 | 0.00015171 | 9.7884e-05 | 0.00018446 | 0.00049414 | 9.8899e-05 | 8.895e-05
5.9428e-05 | 0.00060261 | 0.00056338 | 0.00060201 | 0.00061293 | 0.00064256 | 0.00012139 | 0.00015177 | 9.3092e-05 | 0.00012755 | 0.00013995 | 0.00014567 | 0.00014976 | 5.4117e-05 | 7.5195e-05 | 0.000307 | 0.00012318 | 0.0001071
0.0005419 | 0.00049157 | 0.00030906 | 0.00051521 | 4.6069e-05 | 0.00027589 | 9.2745e-05 | 0.00015352 | 0.00011439 | 6.7637e-05 | 7.1122e-05 | 0.00013845 | 6.5029e-05 | 4.8814e-05 | 1.9665e-05 | 0.00019537 | 0.00010296 | 0.00026185
0.00021806 | 0.00036505 | 0.0001706 | 0.00026906 | 4.6069e-05 | 0.00011631 | 8.7052e-05 | 0.00014166 | 4.9947e-05 | 4.8714e-05 | 2.5962e-06 | 0.0001392 | 7.6506e-05 | 3.7794e-05 | 1.5625e-05 | 0.00025992 | 7.4656e-05 | 3.2052e-05
8.6733e-05 | 0.00025171 | 0.00012462 | 0.00016128 | 4.537e-05 | 5.5851e-05 | 4.5935e-05 | 0.00014834 | 4.0137e-05 | 3.9933e-05 | 2.5962e-06 | 0.00012614 | 2.7847e-05 | 3.1358e-05 | 1.044e-05 | 0.00012703 | 6.7231e-05 | 4.9867e-07
9.3613e-05 | 7.3722e-05 | 5.0508e-05 | 0.00013236 | 4.6069e-05 | 6.0649e-05 | 2.6486e-05 | 0.00013126 | 2.8644e-05 | 5.975e-05 | 2.5962e-06 | 0.00012369 | 1.2274e-05 | 3.3469e-06 | 9.1717e-06 | 0.00012001 | 3.4088e-05 | 4.756e-05
5.0633e-05 | 5.3906e-05 | 4.8464e-05 | 0.00010005 | 4.6069e-05 | 5.8682e-05 | 2.1392e-05 | 0.00013348 | 1.7044e-05 | 5.1672e-05 | 2.5962e-06 | 0.00012143 | 2.6025e-06 | 2.5231e-06 | 6.1881e-06 | 5.7087e-05 | 4.3819e-05 | 4.9867e-07
5.2052e-05 | 2.6512e-05 | 3.5557e-05 | 6.623e-05 | 4.5342e-05 | 2.5153e-05 | 1.987e-05 | 0.00013386 | 2.2281e-05 | 3.8367e-05 | 2.7293e-06 | 0.00012352 | 7.1185e-06 | 3.4499e-06 | 5.8566e-06 | 1.3995e-05 | 4.1876e-05 | 3.74e-07
5.2208e-05 | 2.4912e-05 | 2.3066e-05 | 3.9521e-05 | 4.6096e-05 | 2.5128e-05 | 3.7911e-06 | 0.00013311 | 1.5695e-05 | 3.9063e-05 | 1.3513e-05 | 0.00011652 | 9.2362e-06 | 2.8835e-06 | 5.7903e-06 | 1.795e-05 | 3.7793e-05 | 4.9867e-07
5.1265e-05 | 1.9938e-05 | 2.3848e-05 | 2.8416e-05 | 4.6069e-05 | 2.5581e-05 | 3.1324e-06 | 0.0001251 | 1.5586e-05 | 4.0256e-05 | 7.3159e-05 | 0.00010912 | 2.1467e-05 | 2.729e-06 | 5.8787e-06 | 1.6472e-05 | 4.5424e-05 | 3.1167e-07
5.8844e-05 | 1.9474e-05 | 2.2074e-05 | 1.6576e-05 | 4.5342e-05 | 2.5153e-05 | 3.028e-06 | 0.00011409 | 1.5557e-05 | 6.2782e-05 | 0.00010518 | 0.00010731 | 4.5559e-06 | 4.4797e-06 | 1.5028e-05 | 1.635e-05 | 3.2456e-05 | 6.2333e-08
5.2752e-05 | 1.5912e-05 | 2.6885e-05 | 1.555e-05 | 4.6069e-05 | 2.5221e-05 | 1.9952e-05 | 0.00012459 | 1.5612e-05 | 5.7919e-05 | 0.00012425 | 0.00010553 | 2.9066e-05 | 2.6775e-06 | 2.1658e-05 | 2.3725e-05 | 5.5983e-05 | 1.3713e-06
5.2208e-05 | 1.5822e-05 | 2.4076e-05 | 1.9365e-05 | 4.4615e-05 | 9.4986e-05 | 5.8494e-05 | 0.00012565 | 1.6867e-05 | 6.7687e-05 | 0.00014845 | 0.00011301 | 5.3511e-05 | 3.6559e-06 | 5.724e-05 | 2.7876e-05 | 7.9387e-05 | 9.9733e-07
0.00010686 | 5.0453e-05 | 6.0389e-05 | 2.3725e-05 | 4.5315e-05 | 4.1501e-05 | 0.00010565 | 0.00011714 | 2.208e-05 | 3.3918e-05 | 0.0002014 | 0.00011099 | 6.237e-05 | 3.97e-05 | 0.00030224 | 1.9033e-05 | 0.00013059 | 7.1309e-05
6.4312e-05 | 6.0802e-05 | 0.00010963 | 8.0389e-05 | 4.6096e-05 | 2.4783e-05 | 0.00015774 | 0.00013492 | 3.3238e-05 | 6.2045e-05 | 0.00015497 | 0.00011217 | 8.3376e-05 | 4.0678e-06 | 0.00029898 | 1.7678e-05 | 0.00015794 | 7.48e-07
8.7858e-05 | 8.208e-05 | 0.00012222 | 0.00012936 | 4.6042e-05 | 2.4854e-05 | 0.00017657 | 0.00014002 | 3.08e-05 | 7.2119e-05 | 0.00028079 | 0.00012012 | 0.00012834 | 2.626e-06 | 0.00013456 | 3.5066e-05 | 0.00015583 | 5.8967e-06
6.842e-05 | 0.00011691 | 9.5619e-05 | 0.00024131 | 4.4588e-05 | 2.7865e-05 | 0.00022581 | 0.00013291 | 3.5064e-05 | 5.5384e-05 | 0.00029603 | 0.00013873 | 0.00016126 | 3.9648e-06 | 0.00018918 | 0.000245 | 0.00014845 | 7.8228e-05
5.8454e-05 | 0.00013082 | 0.00016623 | 0.00032768 | 4.6096e-05 | 0.00037707 | 0.0002306 | 0.00014874 | 4.5774e-05 | 5.4158e-05 | 0.00029543 | 0.00014659 | 0.00012386 | 3.1924e-06 | 0.00022028 | 0.00033307 | 0.00012382 | 6.8193e-05
5.1664e-05 | 0.00031683 | 0.00018927 | 0.0004415 | 4.6069e-05 | 0.00071986 | 0.00014856 | 0.00015302 | 5.0795e-05 | 4.9087e-05 | 0.00029423 | 0.00014172 | 0.00013607 | 0.00033417 | 0.00025886 | 0.00049492 | 0.00013238 | 3.6839e-05
0.00014565 | 0.00068192 | 0.00023715 | 0.00065938 | 4.5315e-05 | 0.00077902 | 0.00013333 | 0.00014848 | 9.0947e-05 | 5.1208e-05 | 0.0002941 | 0.00013778 | 9.39e-05 | 0.00037402 | 0.00024473 | 0.00037035 | 9.7138e-05 | 0.000117
0.00038407 | 0.00087056 | 0.00044573 | 0.00091958 | 0.00038754 | 0.00084801 | 0.00014331 | 0.00015628 | 0.00013827 | 6.7057e-05 | 0.00029357 | 0.00014505 | 0.00012881 | 1.8938e-05 | 0.00025068 | 0.00046336 | 7.8253e-05 | 0.00010704
0.00037732 | 0.00066284 | 0.00083444 | 0.00094124 | 0.001973 | 0.00081778 | 0.00013099 | 0.00015191 | 0.00015981 | 7.2003e-05 | 0.00021983 | 0.00014058 | 0.00021299 | 4.6342e-06 | 0.00025676 | 0.00055545 | 8.8769e-05 | 0.00014976
0.00040839 | 0.00092678 | 0.00073094 | 0.00077323 | 0.0032935 | 0.00078074 | 0.00010999 | 0.00016226 | 0.00019366 | 0.00011239 | 0.0001131 | 0.00014274 | 0.00029053 | 6.112e-05 | 0.00039063 | 0.00043933 | 7.9466e-05 | 9.7614e-05
0.00056336 | 0.00080112 | 0.00059614 | 0.00080557 | 0.0019462 | 0.00022348 | 0.0001787 | 0.00016047 | 0.00015991 | 0.00012419 | 0.00013639 | 0.0001495 | 0.00031021 | 8.7432e-05 | 0.00033851 | 0.00024531 | 0.00016234 | 0.00040872
0.00012851 | 0.00055077 | 0.00043653 | 0.00064745 | 0.0011952 | 0.00014209 | 0.00016604 | 0.0001609 | 0.00013077 | 9.2707e-05 | 0.00021614 | 0.00015097 | 0.00021305 | 6.6681e-05 | 0.0002637 | 0.00016001 | 0.00010332 | 0.00033217
5.1577e-05 | 0.00034222 | 0.00031025 | 0.00045029 | 0.00098938 | 0.00030773 | 0.00017563 | 0.00014701 | 9.4857e-05 | 7.4696e-05 | 0.00016782 | 0.00013664 | 0.00010776 | 4.9071e-05 | 0.0001162 | 0.00011088 | 0.00015133 | 0.00011421
8.415e-05 | 0.00021824 | 0.0001332 | 0.00036999 | 0.00073507 | 0.00017732 | 0.00014021 | 0.00014443 | 8.5665e-05 | 6.0065e-05 | 7.1521e-05 | 0.00014332 | 0.00016326 | 7.3632e-06 | 5.8062e-05 | 8.0386e-05 | 0.00012776 | 5.3382e-05
0.00013902 | 0.00013962 | 8.2833e-05 | 0.00025648 | 0.00033531 | 7.7653e-05 | 0.00011924 | 0.00013699 | 5.3339e-05 | 4.2509e-05 | 2.7293e-06 | 0.00013072 | 4.3829e-05 | 2.832e-06 | 6.4675e-05 | 3.5445e-05 | 0.00011314 | 0.00014117
5.1664e-05 | 9.5533e-05 | 6.4811e-05 | 0.00018068 | 4.6069e-05 | 5.0452e-05 | 6.6339e-05 | 0.00013405 | 3.3043e-05 | 5.0686e-05 | 2.696e-06 | 0.0001235 | 3.4562e-05 | 2.832e-06 | 3.9317e-05 | 2.3826e-05 | 7.8923e-05 | 5.5751e-05
5.1702e-05 | 6.501e-05 | 3.5763e-05 | 0.00010048 | 4.6823e-05 | 7.4506e-05 | 4.1361e-05 | 0.00013012 | 2.3665e-05 | 4.4928e-05 | 2.696e-06 | 0.00012604 | 1.6503e-05 | 2.832e-06 | 6.1439e-06 | 6.2613e-05 | 4.9414e-05 | 3.9457e-05
5.2208e-05 | 3.6001e-05 | 2.6102e-05 | 5.5132e-05 | 4.4588e-05 | 6.3643e-05 | 1.4625e-05 | 0.00013042 | 1.6035e-05 | 4.0463e-05 | 2.7959e-06 | 0.00011511 | 2.4085e-05 | 2.729e-06 | 1.0866e-05 | 0.00012765 | 3.4613e-05 | 6.6073e-06
0.00017856 | 2.9346e-05 | 2.45e-05 | 4.6987e-05 | 4.6823e-05 | 6.2597e-05 | 3.903e-06 | 0.00011983 | 1.5676e-05 | 3.9643e-05 | 2.6627e-06 | 0.00011088 | 1.1253e-05 | 4.0163e-06 | 6.0997e-06 | 7.7148e-05 | 4.072e-05 | 3.8522e-05
9.6819e-05 | 2.5647e-05 | 2.4645e-05 | 2.3916e-05 | 4.6096e-05 | 2.5153e-05 | 5.1844e-06 | 0.0001332 | 1.5558e-05 | 3.9957e-05 | 2.7293e-06 | 0.00010803 | 6.3325e-06 | 2.729e-06 | 6.3207e-06 | 2.8075e-05 | 2.8163e-05 | 6.8567e-07
6.8886e-05 | 2.4213e-05 | 2.3125e-05 | 1.5043e-05 | 4.5342e-05 | 2.505e-05 | 7.0176e-06 | 0.00012353 | 1.5491e-05 | 3.864e-05 | 2.6627e-06 | 0.00010652 | 1.0903e-05 | 2.6775e-06 | 6.4091e-06 | 2.7351e-05 | 4.6284e-05 | 4.9867e-07
5.1196e-05 | 2.0163e-05 | 2.2687e-05 | 1.2681e-05 | 4.4588e-05 | 2.5324e-05 | 1.5343e-05 | 0.00011815 | 1.5302e-05 | 7.72e-05 | 3.5015e-05 | 0.000106 | 2.0247e-05 | 4.7887e-06 | 2.1119e-05 | 3.0108e-05 | 9.4582e-05 | 3.648e-06
5.6619e-05 | 1.6149e-05 | 2.8406e-05 | 1.4791e-05 | 4.6823e-05 | 2.5313e-05 | 5.8102e-05 | 0.00011652 | 1.5388e-05 | 5.3799e-05 | 5.5318e-05 | 0.00010889 | 5.2597e-05 | 2.832e-06 | 4.2464e-05 | 2.3406e-05 | 0.00015649 | 1.8591e-05
6.7023e-05 | 1.6121e-05 | 2.3695e-05 | 1.5652e-05 | 4.5342e-05 | 2.5221e-05 | 7.8604e-05 | 0.00011364 | 1.5404e-05 | 6.6369e-05 | 7.8518e-05 | 0.00011129 | 3.7456e-05 | 2.729e-06 | 5.9375e-05 | 2.8753e-05 | 0.00016434 | 5.5227e-05
7.1921e-05 | 2.0438e-05 | 2.7369e-05 | 2.0937e-05 | 7.3215e-05 | 2.433e-05 | 0.00012081 | 0.00012126 | 1.7539e-05 | 7.2384e-05 | 0.00014815 | 0.00010704 | 8.8019e-05 | 1.9759e-05 | 7.4684e-05 | 5.5576e-05 | 0.00012901 | 6.9065e-05
9.6469e-05 | 3.2509e-05 | 2.6928e-05 | 3.8642e-05 | 4.6069e-05 | 0.00020451 | 0.00016879 | 0.00011698 | 2.1777e-05 | 6.5483e-05 | 0.00014831 | 0.00010943 | 0.00015263 | 2.6775e-06 | 0.00011528 | 4.5494e-05 | 0.00016204 | 0.00020665
8.6803e-05 | 4.4017e-05 | 2.7029e-05 | 0.00012553 | 4.6945e-05 | 0.00025994 | 0.00017954 | 0.00013062 | 2.6391e-05 | 8.3403e-05 | 0.00022623 | 0.00011415 | 9.0972e-05 | 3.2439e-06 | 0.00015756 | 3.7069e-05 | 0.00016689 | 0.0001598
9.7372e-05 | 0.00010727 | 4.5049e-05 | 0.00012684 | 4.5315e-05 | 0.00089112 | 0.00013224 | 0.00013654 | 6.9269e-05 | 0.0001016 | 0.00022397 | 0.00012937 | 0.00010274 | 2.8835e-06 | 0.00023615 | 7.4991e-05 | 0.00015545 | 1.2891e-05
0.00020444 | 0.0001187 | 3.7906e-05 | 0.00019562 | 4.6069e-05 | 0.00062661 | 0.00017481 | 0.00015525 | 3.3378e-05 | 0.00050448 | 0.00029693 | 0.0001285 | 9.6909e-05 | 2.7805e-06 | 4.7888e-05 | 0.00012174 | 9.0438e-05 | 5.4168e-05
0.0004236 | 0.00018817 | 7.8483e-05 | 0.00019737 | 4.7577e-05 | 0.00054985 | 0.00018218 | 0.00014465 | 5.1995e-05 | 0.00020333 | 0.00029656 | 0.00013613 | 4.8909e-05 | 0.00023622 | 3.0454e-05 | 0.00010894 | 7.716e-05 | 2.6741e-05
0.00033609 | 0.00039817 | 0.00010316 | 0.00026924 | 0.00080268 | 0.00058688 | 0.00014373 | 0.0001498 | 7.7329e-05 | 7.0585e-05 | 0.00029613 | 0.00013572 | 5.9388e-05 | 0.00028644 | 6.1488e-05 | 0.00010573 | 7.3738e-05 | 1.3713e-06
0.00028922 | 0.00031704 | 0.00026383 | 0.00038234 | 0.00073935 | 0.00064889 | 0.00010452 | 0.00015175 | 9.7769e-05 | 5.6651e-05 | 0.00029603 | 0.00012839 | 7.8661e-05 | 1.8815e-05 | 5.6773e-05 | 0.00024838 | 7.0019e-05 | 5.0852e-05
0.00024015 | 0.0003716 | 0.00042712 | 0.00052036 | 0.00041455 | 0.00062749 | 0.00012093 | 0.00014947 | 9.7391e-05 | 4.7695e-05 | 0.00021468 | 0.0001282 | 0.00010246 | 1.8382e-05 | 0.00016966 | 0.0004238 | 0.00011161 | 3.2912e-05
0.00053544 | 0.00047983 | 0.00061691 | 0.00062924 | 0.00078275 | 0.00063981 | 0.00012609 | 0.00016301 | 0.00012481 | 9.9243e-05 | 0.00011387 | 0.00014936 | 0.00033579 | 4.3613e-05 | 0.00033669 | 0.00062819 | 7.2725e-05 | 7.2868e-05
0.00025333 | 0.00071825 | 0.00064446 | 0.00071129 | 0.00027426 | 0.00074181 | 0.00013408 | 0.00017661 | 0.00015319 | 8.6037e-05 | 8.2478e-05 | 0.00014191 | 0.00031399 | 3.2439e-06 | 0.00036347 | 0.00026925 | 0.00013669 | 0.00068163
0.00036107 | 0.00070729 | 0.00043991 | 0.00067278 | 4.6096e-05 | 0.00030709 | 0.00014867 | 0.00015076 | 9.4603e-05 | 0.00014099 | 0.00013368 | 0.00013983 | 0.00021965 | 4.6599e-05 | 0.00011707 | 0.0001141 | 0.00013518 | 0.0002296
0.00033514 | 0.000414 | 0.00028839 | 0.00051538 | 4.5342e-05 | 7.5222e-05 | 0.00017432 | 0.00014999 | 8.9958e-05 | 7.6957e-05 | 0.00013469 | 0.00013762 | 0.00013232 | 7.564e-05 | 0.00018883 | 9.8401e-05 | 0.00015719 | 0.0002009
0.00011962 | 0.00027264 | 0.0002184 | 0.000393 | 4.6069e-05 | 7.214e-05 | 0.00014116 | 0.00014733 | 5.4396e-05 | 7.1092e-05 | 7.1122e-05 | 0.00013366 | 9.4977e-05 | 0.00011699 | 3.1007e-05 | 4.6605e-05 | 0.00014233 | 9.7053e-05
6.2844e-05 | 7.4202e-05 | 0.00015036 | 0.00022211 | 4.6096e-05 | 5.8682e-05 | 7.1822e-05 | 0.00014917 | 3.3223e-05 | 4.3503e-05 | 2.7293e-06 | 0.00013163 | 3.3166e-05 | 4.7423e-05 | 3.5701e-05 | 0.00010064 | 8.4566e-05 | 7.7463e-05
8.6263e-05 | 5.7604e-05 | 8.1176e-05 | 0.00016046 | 4.4588e-05 | 5.5517e-05 | 3.6621e-05 | 0.00013883 | 2.9759e-05 | 4.1896e-05 | 2.6627e-06 | 0.00012576 | 2.4666e-05 | 2.5231e-06 | 5.8124e-06 | 0.00013307 | 8.5071e-05 | 1.7703e-05
5.8464e-05 | 3.6713e-05 | 4.968e-05 | 7.4745e-05 | 4.6069e-05 | 5.0385e-05 | 1.5643e-05 | 0.00012128 | 1.5298e-05 | 4.6362e-05 | 2.7293e-06 | 0.00011946 | 6.6015e-05 | 2.832e-06 | 1.452e-05 | 0.00012682 | 5.0729e-05 | 1.2467e-07
5.1721e-05 | 2.1594e-05 | 7.048e-05 | 5.3698e-05 | 4.5342e-05 | 4.3631e-05 | 8.051e-06 | 0.000135 | 2.0194e-05 | 5.3834e-05 | 2.7293e-06 | 0.00011777 | 9.4227e-06 | 2.9865e-06 | 5.7682e-06 | 0.00012537 | 3.3122e-05 | 3.74e-07
5.2033e-05 | 1.6343e-05 | 9.3884e-05 | 3.4311e-05 | 4.6096e-05 | 2.9233e-05 | 8.5556e-06 | 0.00012314 | 1.5237e-05 | 5.3636e-05 | 2.6627e-06 | 0.00011305 | 3.4715e-06 | 2.729e-06 | 1.1713e-05 | 8.2521e-05 | 2.8055e-05 | 6.2333e-08
0.00014849 | 1.6662e-05 | 8.3297e-05 | 2.7336e-05 | 4.5342e-05 | 2.5752e-05 | 1.3435e-05 | 0.0001286 | 1.5261e-05 | 4.3288e-05 | 2.7293e-06 | 0.00010866 | 2.5401e-06 | 2.626e-06 | 6.2986e-06 | 2.2753e-05 | 2.3844e-05 | 2.4933e-07
9.4221e-05 | 1.6326e-05 | 2.3147e-05 | 1.4721e-05 | 4.4588e-05 | 2.505e-05 | 3.7928e-06 | 0.00012146 | 1.5414e-05 | 4.6337e-05 | 2.6295e-06 | 0.00011132 | 2.435e-06 | 2.935e-06 | 7.7307e-06 | 2.4367e-05 | 3.7739e-05 | 4.3633e-07
5.1702e-05 | 1.6259e-05 | 2.3237e-05 | 1.13e-05 | 4.6096e-05 | 2.5669e-05 | 8.8305e-06 | 0.00012168 | 1.5155e-05 | 4.513e-05 | 3.9675e-05 | 0.000106 | 1.9904e-05 | 3.3469e-06 | 4.4625e-05 | 2.4788e-05 | 0.00012084 | 4.5207e-06
0.00010526 | 1.5777e-05 | 2.3571e-05 | 1.3337e-05 | 4.6069e-05 | 2.4783e-05 | 5.1338e-05 | 0.00012527 | 1.5206e-05 | 8.0578e-05 | 5.5119e-05 | 0.00010986 | 6.7166e-05 | 2.5746e-06 | 3.6421e-05 | 2.926e-05 | 0.00012655 | 1.9926e-05
0.00015876 | 1.6317e-05 | 2.4139e-05 | 1.628e-05 | 4.6069e-05 | 2.556e-05 | 5.9503e-05 | 0.00011952 | 1.5326e-05 | 7.9468e-05 | 7.8684e-05 | 0.00010889 | 6.9928e-05 | 3.038e-06 | 5.7575e-05 | 2.4192e-05 | 0.00015835 | 9.9733e-07
5.2802e-05 | 1.6603e-05 | 2.9383e-05 | 2.6731e-05 | 4.4588e-05 | 0.00019152 | 0.00016887 | 0.00011298 | 1.535e-05 | 6.5085e-05 | 0.00014772 | 0.00010802 | 8.2177e-05 | 1.9811e-05 | 5.0839e-05 | 2.9352e-05 | 0.00016455 | 4.9991e-05
0.0001379 | 1.7847e-05 | 3.2954e-05 | 4.7559e-05 | 4.5315e-05 | 7.7029e-05 | 0.00017317 | 0.00012414 | 1.5204e-05 | 4.1233e-05 | 0.00014895 | 0.00011191 | 6.9067e-05 | 2.935e-06 | 8.2849e-05 | 2.434e-05 | 0.00015158 | 0.00029479
9.5619e-05 | 3.2725e-05 | 4.4086e-05 | 9.7248e-05 | 4.6069e-05 | 2.5649e-05 | 0.00019826 | 0.00012293 | 2.4835e-05 | 8.4588e-05 | 0.0002261 | 0.00011231 | 7.4848e-05 | 2.6775e-06 | 6.0546e-05 | 1.4171e-05 | 0.00011256 | 0.00072673
8.8193e-05 | 6.7451e-05 | 6.728e-05 | 0.00012272 | 4.6823e-05 | 2.4179e-05 | 0.00017222 | 0.00014604 | 4.7759e-05 | 8.849e-05 | 0.0002249 | 0.00012723 | 0.00012668 | 2.7805e-06 | 0.0001496 | 0.00014907 | 8.4773e-05 | 0.00067507
7.6456e-05 | 8.8961e-05 | 7.8002e-05 | 0.00019672 | 4.5315e-05 | 2.4139e-05 | 0.00012818 | 0.00013573 | 3.7978e-05 | 0.00035932 | 0.00028951 | 0.00013212 | 0.00014299 | 2.9865e-06 | 0.00011111 | 0.00018054 | 7.965e-05 | 0.00088273
0.00012136 | 0.00019143 | 0.00011543 | 0.00029515 | 4.6069e-05 | 2.5128e-05 | 9.881e-05 | 0.00014542 | 7.2682e-05 | 8.2856e-05 | 0.00030994 | 0.00013701 | 9.5787e-05 | 0.00023582 | 2.2073e-05 | 0.00023138 | 8.4598e-05 | 0.00055544
0.00024217 | 0.00043344 | 0.00025978 | 0.00040109 | 4.6823e-05 | 0.00030506 | 8.1739e-05 | 0.00014886 | 0.00010055 | 4.9899e-05 | 0.00031251 | 0.00013604 | 6.2796e-05 | 0.00023993 | 1.7225e-05 | 0.00031681 | 7.6133e-05 | 0.00054913
0.00021796 | 0.00051017 | 0.00032375 | 0.00067998 | 0.00075649 | 0.00081544 | 9.0061e-05 | 0.00015842 | 0.00012436 | 4.0297e-05 | 0.000313 | 0.00013705 | 0.00012253 | 1.8259e-05 | 0.0001494 | 0.00034117 | 5.6297e-05 | 1.309e-06
0.00013557 | 0.00033746 | 0.00048667 | 0.00078174 | 0.0010017 | 0.00085125 | 8.667e-05 | 0.00016012 | 0.00011124 | 0.00013057 | 0.00022956 | 0.00015135 | 0.00019207 | 2.626e-06 | 0.00021044 | 0.0004577 | 8.2997e-05 | 4.6002e-05
0.00019358 | 0.00058386 | 0.00064035 | 0.00088761 | 0.00014043 | 0.00077553 | 0.00011567 | 0.00015282 | 0.00010259 | 0.00016154 | 0.00011566 | 0.00014647 | 0.00037681 | 6.4879e-06 | 0.00038167 | 0.00035039 | 0.00010145 | 0.00059336
9.5762e-05 | 0.00056958 | 0.00057148 | 0.00078187 | 4.6069e-05 | 0.00064567 | 0.00012702 | 0.00015593 | 0.0001257 | 9.351e-05 | 8.8596e-05 | 0.00013869 | 0.00036059 | 9.4383e-05 | 0.00048878 | 0.00019256 | 0.00014147 | 4.5453e-05
0.00024723 | 0.00027103 | 0.00033422 | 0.00061498 | 4.6069e-05 | 0.00055396 | 0.0001338 | 0.00014916 | 0.00010494 | 7.7318e-05 | 0.00013355 | 0.00014159 | 0.00025865 | 0.00075882 | 0.00026488 | 0.00014405 | 0.00012521 | 0.00015809
0.00015224 | 0.00012315 | 0.00020692 | 0.00048583 | 4.6069e-05 | 8.824e-05 | 0.00014514 | 0.0001439 | 7.4822e-05 | 6.3519e-05 | 0.00013447 | 0.00013709 | 0.00014053 | 0.00074647 | 0.00011634 | 0.00011752 | 0.00015109 | 0.00013618
0.00016666 | 0.00023049 | 0.00013147 | 0.0003411 | 4.6096e-05 | 7.7314e-05 | 0.00013705 | 0.0001456 | 4.9215e-05 | 5.2352e-05 | 7.1062e-05 | 0.00013265 | 7.6953e-05 | 0.00041116 | 6.2584e-05 | 3.6415e-05 | 0.00012777 | 8.309e-05
0.00014983 | 8.5118e-05 | 0.00016351 | 0.00028107 | 4.5315e-05 | 3.686e-05 | 0.00010723 | 0.00014122 | 4.0236e-05 | 6.5118e-05 | 2.6627e-06 | 0.00012947 | 5.879e-05 | 8.0172e-05 | 7.1703e-05 | 0.0001239 | 7.7792e-05 | 7.6047e-07
0.00011199 | 6.1136e-05 | 0.00017412 | 0.00013876 | 4.6069e-05 | 2.4968e-05 | 8.3107e-05 | 0.00013443 | 2.3555e-05 | 5.0123e-05 | 2.6627e-06 | 0.00012272 | 5.3513e-05 | 6.0399e-05 | 3.9675e-05 | 0.00013034 | 8.6501e-05 | 2.4933e-07
5.1158e-05 | 3.8354e-05 | 0.00011027 | 0.00013553 | 4.4615e-05 | 6.319e-05 | 2.1034e-05 | 0.00013029 | 2.1861e-05 | 4.371e-05 | 2.6627e-06 | 0.00011811 | 3.4205e-06 | 4.6702e-05 | 3.7269e-05 | 0.00011849 | 2.2416e-05 | 5.1949e-05
5.1683e-05 | 2.6595e-05 | 7.0417e-05 | 5.9706e-05 | 4.6069e-05 | 4.297e-05 | 8.3393e-06 | 0.00012332 | 1.8837e-05 | 4.2078e-05 | 2.6627e-06 | 0.00011168 | 3.3679e-06 | 3.5065e-05 | 8.4424e-06 | 2.1001e-05 | 2.6558e-05 | 5.61e-07
5.2665e-05 | 2.6555e-05 | 3.2449e-05 | 3.857e-05 | 4.6069e-05 | 5.0026e-05 | 5.5594e-06 | 0.00012859 | 1.5698e-05 | 3.9013e-05 | 2.7293e-06 | 0.00011074 | 1.2178e-05 | 3.3469e-05 | 5.503e-06 | 2.0662e-05 | 2.9923e-05 | 1.87e-07
8.0301e-05 | 2.1671e-05 | 2.4839e-05 | 2.6656e-05 | 4.6069e-05 | 2.5581e-05 | 3.9451e-06 | 0.00012185 | 1.5411e-05 | 5.7969e-05 | 2.7626e-06 | 0.00010629 | 2.5466e-06 | 4.6187e-05 | 5.6577e-06 | 2.0902e-05 | 2.5183e-05 | 1.87e-07
5.1702e-05 | 1.8229e-05 | 2.9202e-05 | 1.9034e-05 | 4.4615e-05 | 2.5242e-05 | 3.9589e-06 | 0.00012933 | 1.5207e-05 | 6.1846e-05 | 2.6295e-06 | 0.0001068 | 1.0911e-05 | 3.0225e-05 | 1.2133e-05 | 2.0988e-05 | 3.427e-05 | 2.4933e-07
5.1177e-05 | 1.3766e-05 | 2.4799e-05 | 1.1156e-05 | 4.5315e-05 | 2.4854e-05 | 1.5293e-05 | 0.0001163 | 1.5257e-05 | 4.0579e-05 | 3.9475e-05 | 0.00010611 | 7.3704e-06 | 2.9813e-05 | 3.7933e-05 | 2.198e-05 | 7.172e-05 | 9.8487e-06
0.00013725 | 1.2572e-05 | 2.4086e-05 | 2.1415e-05 | 4.6823e-05 | 2.505e-05 | 4.532e-05 | 0.00012716 | 1.5176e-05 | 4.1449e-05 | 5.5252e-05 | 0.00011095 | 8.0025e-05 | 4.1708e-05 | 6.4325e-05 | 0.00011498 | 0.00012377 | 1.0285e-05
0.00021818 | 1.2149e-05 | 2.4875e-05 | 1.5413e-05 | 4.3861e-05 | 2.5221e-05 | 6.659e-05 | 0.00010916 | 1.5138e-05 | 7.4082e-05 | 0.00010245 | 0.00011097 | 0.00010669 | 2.7445e-05 | 4.7595e-05 | 5.5772e-05 | 0.00018591 | 9.2814e-05
0.00020641 | 1.2896e-05 | 3.5633e-05 | 3.4168e-05 | 4.5315e-05 | 2.7133e-05 | 0.00010852 | 0.00012084 | 1.7718e-05 | 5.9543e-05 | 0.00014792 | 0.00010986 | 7.3701e-05 | 6.3128e-05 | 0.00016058 | 2.2288e-05 | 0.00014788 | 0.00014916
0.00012079 | 1.2235e-05 | 4.3411e-05 | 3.7673e-05 | 4.6796e-05 | 3.2113e-05 | 0.00015388 | 0.00012167 | 2.0674e-05 | 4.9899e-05 | 0.00014802 | 0.00011134 | 6.5246e-05 | 1.3542e-05 | 0.00022184 | 3.8115e-05 | 0.00014977 | 0.00054582
8.5039e-05 | 3.9791e-05 | 4.4863e-05 | 0.00011656 | 4.6069e-05 | 0.00022243 | 0.00014855 | 0.00013238 | 2.069e-05 | 7.0711e-05 | 0.00023954 | 0.00011425 | 4.8408e-05 | 2.1935e-05 | 0.00015521 | 9.3777e-05 | 0.00013001 | 0.00017695
8.4314e-05 | 0.00010197 | 6.7151e-05 | 0.00014766 | 4.6096e-05 | 0.0005399 | 0.00012052 | 0.0001343 | 4.1968e-05 | 3.9121e-05 | 0.00023895 | 0.00012925 | 7.2838e-05 | 1.174e-05 | 0.0001489 | 0.0001885 | 0.0001275 | 0.0010999
8.7251e-05 | 9.6573e-05 | 0.00011146 | 0.00024913 | 4.6042e-05 | 0.00053905 | 9.9154e-05 | 0.00013952 | 3.1253e-05 | 7.8573e-05 | 0.00021864 | 0.00013597 | 4.7882e-05 | 2.8835e-06 | 0.00015546 | 9.4627e-05 | 8.552e-05 | 0.00079178
8.6547e-05 | 0.00012015 | 0.0001623 | 0.00033893 | 4.6096e-05 | 2.4056e-05 | 9.3958e-05 | 0.00014263 | 5.4985e-05 | 3.7232e-05 | 0.00017487 | 0.00013324 | 5.8241e-05 | 0.00025229 | 2.6843e-05 | 0.00017743 | 5.516e-05 | 7.8602e-05
0.00012882 | 0.00026037 | 0.0002577 | 0.00045266 | 4.6042e-05 | 0.00044143 | 4.8391e-05 | 0.00014885 | 7.9972e-05 | 9.1249e-05 | 0.000171 | 0.00013583 | 8.4299e-05 | 0.00015459 | 6.376e-05 | 0.00032983 | 4.0545e-05 | 4.4656e-05
0.00067591 | 0.00033261 | 0.00038668 | 0.00059815 | 5.5118e-05 | 0.00060708 | 9.2939e-05 | 0.00015144 | 9.8582e-05 | 9.4861e-05 | 0.00014765 | 0.00014089 | 7.8653e-05 | 7.9395e-05 | 8.58e-05 | 0.0006511 | 6.3985e-05 | 0.00064921
0.00077478 | 0.00060734 | 0.00061343 | 0.00073887 | 0.00034091 | 0.00061848 | 8.1116e-05 | 0.00015731 | 8.7728e-05 | 0.00013501 | 0.00010871 | 0.00015077 | 0.00013997 | 2.832e-06 | 0.00024316 | 0.00096101 | 8.7065e-05 | 0.00011027
0.00096288 | 0.00061009 | 0.0008579 | 0.00094882 | 0.00038691 | 0.00061039 | 9.8017e-05 | 0.000165 | 9.3505e-05 | 0.00014228 | 0.00011466 | 0.00015537 | 0.00030014 | 1.138e-05 | 0.00051686 | 0.0011309 | 8.2509e-05 | 0.00014044
0.00043155 | 0.00083765 | 0.00082727 | 0.0011015 | 0.00019308 | 0.00063764 | 0.00011528 | 0.00016203 | 0.00012479 | 0.00016605 | 0.00013011 | 0.00015165 | 0.0004614 | 3.9648e-06 | 0.00040434 | 0.00072325 | 0.00013342 | 8.6195e-05
0.00030081 | 0.00057003 | 0.00059238 | 0.00089426 | 4.6069e-05 | 0.00041561 | 0.00012215 | 0.00015165 | 8.7518e-05 | 9.4944e-05 | 0.00016309 | 0.00014046 | 0.00016587 | 9.9378e-06 | 0.00017165 | 0.00042631 | 0.0001301 | 7.2332e-05
0.00018225 | 0.00023457 | 0.00036133 | 0.00068899 | 4.6069e-05 | 0.00022527 | 0.00012906 | 0.00014917 | 8.5463e-05 | 6.1382e-05 | 0.00014425 | 0.00013762 | 8.7085e-05 | 0.00010937 | 0.00010362 | 0.00032399 | 0.00013544 | 0.00019003
0.00019739 | 0.00020539 | 0.00023494 | 0.0005509 | 4.6823e-05 | 0.00017593 | 0.0001355 | 0.00015095 | 6.6124e-05 | 7.2591e-05 | 7.1574e-05 | 0.00013494 | 5.2169e-05 | 0.00013326 | 2.3393e-05 | 0.00023291 | 0.00013453 | 7.7742e-05
5.0816e-05 | 0.00024661 | 0.00012744 | 0.00033921 | 4.5342e-05 | 6.7028e-05 | 0.00010966 | 0.00014174 | 4.1887e-05 | 7.5242e-05 | 2.6627e-06 | 0.00012936 | 1.8466e-05 | 4.2738e-05 | 3.2607e-05 | 0.00011876 | 6.5044e-05 | 1.2467e-07
7.7955e-05 | 0.00010663 | 6.0391e-05 | 0.00022214 | 4.6069e-05 | 9.9251e-05 | 1.8538e-05 | 0.00014117 | 3.2651e-05 | 6.8888e-05 | 2.7293e-06 | 0.00012434 | 1.4368e-05 | 2.1987e-05 | 5.6356e-06 | 0.0001257 | 6.2995e-05 | 1.5147e-05
7.2589e-05 | 3.3227e-05 | 4.0852e-05 | 0.0001437 | 4.6096e-05 | 5.7399e-05 | 4.0989e-05 | 0.00013601 | 1.6656e-05 | 4.429e-05 | 2.6627e-06 | 0.00012007 | 7.6032e-06 | 2.3428e-05 | 1.2575e-05 | 0.00011945 | 2.9841e-05 | 3.821e-05
5.1822e-05 | 3.1521e-05 | 3.8634e-05 | 0.00010979 | 4.5315e-05 | 5.4579e-05 | 1.2119e-05 | 0.00012562 | 1.5376e-05 | 4.1929e-05 | 2.7959e-06 | 0.00011453 | 4.3406e-06 | 1.3027e-05 | 6.6213e-05 | 2.0683e-05 | 3.2425e-05 | 6.2333e-07
6.7058e-05 | 2.637e-05 | 2.8106e-05 | 6.471e-05 | 4.6069e-05 | 4.901e-05 | 2.4512e-06 | 0.00012546 | 1.534e-05 | 4.5401e-05 | 2.6627e-06 | 0.00011324 | 1.6412e-05 | 2.4252e-05 | 4.5704e-05 | 2.0206e-05 | 3.3771e-05 | 3.1167e-07
5.2285e-05 | 2.604e-05 | 2.4251e-05 | 4.2695e-05 | 4.5342e-05 | 2.4957e-05 | 3.7867e-06 | 0.00012128 | 1.5202e-05 | 4.8035e-05 | 2.7293e-06 | 0.00010771 | 2.2995e-06 | 2.4716e-05 | 6.0334e-06 | 1.9981e-05 | 4.2444e-05 | 1.87e-07
5.0815e-05 | 2.1868e-05 | 2.3513e-05 | 3.2521e-05 | 4.5342e-05 | 2.5153e-05 | 6.0502e-06 | 0.00012415 | 1.5246e-05 | 4.5674e-05 | 2.6295e-06 | 0.00010589 | 6.3419e-06 | 2.4664e-05 | 1.3543e-05 | 1.972e-05 | 4.06e-05 | 2.4933e-07
5.1182e-05 | 1.7986e-05 | 2.3003e-05 | 2.6306e-05 | 4.5315e-05 | 2.5567e-05 | 3.5798e-05 | 0.00011774 | 1.5489e-05 | 4.6304e-05 | 3.9608e-05 | 0.00011216 | 1.748e-05 | 3.7022e-05 | 4.6924e-05 | 2.2201e-05 | 7.166e-05 | 1.2467e-07
5.2736e-05 | 1.8287e-05 | 3.9554e-05 | 2.4362e-05 | 4.537e-05 | 2.5133e-05 | 5.857e-05 | 0.0001248 | 1.5098e-05 | 4.3727e-05 | 5.4919e-05 | 0.0001105 | 5.671e-05 | 2.5694e-05 | 4.8692e-05 | 1.9898e-05 | 0.00017241 | 5.5975e-05
5.1273e-05 | 1.7927e-05 | 0.0001169 | 2.9369e-05 | 4.6069e-05 | 2.5649e-05 | 9.8106e-05 | 0.00011882 | 1.5225e-05 | 7.6783e-05 | 0.00010212 | 0.00010785 | 8.8716e-05 | 2.4561e-05 | 5.3896e-05 | 2.763e-05 | 0.00014006 | 7.6509e-05
5.2192e-05 | 1.8466e-05 | 8.0605e-05 | 5.0931e-05 | 4.4561e-05 | 2.4261e-05 | 0.00010912 | 0.00011872 | 1.537e-05 | 6.6005e-05 | 0.00014758 | 0.00010919 | 7.9025e-05 | 6.0811e-05 | 6.1647e-05 | 3.3727e-05 | 0.00010105 | 0.00011269
6.1995e-05 | 2.3199e-05 | 5.7432e-05 | 6.2748e-05 | 4.6069e-05 | 2.5731e-05 | 0.00013886 | 0.00013035 | 2.0926e-05 | 0.00012085 | 0.00014722 | 0.00011118 | 5.0179e-05 | 1.2615e-05 | 7.7606e-05 | 3.7173e-05 | 0.00010403 | 0.00011125
6.1084e-05 | 3.7114e-05 | 6.7469e-05 | 0.00011514 | 4.6823e-05 | 2.4771e-05 | 0.00017895 | 0.00013239 | 2.7757e-05 | 7.9111e-05 | 0.0002512 | 0.00011405 | 8.3376e-05 | 1.1637e-05 | 4.2221e-05 | 0.00010064 | 8.8657e-05 | 0.00022489
8.7241e-05 | 5.7134e-05 | 4.9606e-05 | 0.00015193 | 4.6823e-05 | 2.505e-05 | 0.00018125 | 0.00014841 | 3.0503e-05 | 6.8863e-05 | 0.00025266 | 0.00013248 | 0.00019546 | 1.1019e-05 | 9.6026e-05 | 0.00019135 | 8.3477e-05 | 9.5994e-05
8.5228e-05 | 7.0667e-05 | 6.8997e-05 | 0.00025765 | 5.6243e-05 | 8.0448e-05 | 0.00010215 | 0.00014847 | 3.5863e-05 | 0.00049613 | 0.00025263 | 0.00014317 | 8.6604e-05 | 9.9893e-06 | 0.00040902 | 0.0001427 | 0.00012948 | 7.5735e-05
8.3284e-05 | 0.00010182 | 0.0001693 | 0.00037459 | 0.00062383 | 0.00057483 | 0.00016496 | 0.00015021 | 8.5032e-05 | 0.0001265 | 0.00025203 | 0.00015633 | 8.8208e-05 | 0.00023827 | 6.8065e-05 | 0.00040498 | 8.1044e-05 | 0.00011651
7.6943e-05 | 0.00036492 | 0.00031675 | 0.00061099 | 0.00024956 | 0.00057702 | 0.00010446 | 0.00014852 | 0.00011774 | 5.6834e-05 | 0.00032782 | 0.00015068 | 7.5493e-05 | 0.00019398 | 1.3101e-05 | 0.00032544 | 3.8631e-05 | 8.4711e-05
0.00034611 | 0.00052413 | 0.00047879 | 0.00069449 | 4.6069e-05 | 0.00061053 | 5.509e-05 | 0.00015655 | 0.00015084 | 0.00010229 | 0.00032852 | 0.00014038 | 0.00013321 | 1.8135e-05 | 0.00013736 | 0.00050233 | 7.0187e-05 | 3.4533e-05
0.00049021 | 0.0004755 | 0.00057494 | 0.00093316 | 4.6823e-05 | 0.00059459 | 8.636e-05 | 0.00016281 | 0.00014281 | 0.00010332 | 0.00021791 | 0.00013966 | 0.00021579 | 3.0483e-05 | 0.00018832 | 0.00064752 | 0.00010064 | 5.064e-05
0.00052881 | 0.00059603 | 0.00066684 | 0.00095009 | 4.6042e-05 | 0.00057116 | 0.00010701 | 0.00015729 | 0.00015668 | 8.2483e-05 | 0.00011876 | 0.00013673 | 0.00031494 | 0.00011776 | 0.00034936 | 0.00038725 | 0.00010135 | 0.00037371
0.00036795 | 0.00043601 | 0.00055798 | 0.00097682 | 4.6823e-05 | 0.00058172 | 0.00011513 | 0.00016496 | 0.00021418 | 9.8117e-05 | 0.0001832 | 0.00013766 | 0.00032091 | 7.5125e-05 | 0.00032832 | 0.00062136 | 0.0001066 | 0.00028599
0.00020483 | 0.00043675 | 0.00037028 | 0.00079978 | 4.755e-05 | 0.00055102 | 0.00012768 | 0.00015347 | 0.00013998 | 9.2442e-05 | 0.00023706 | 0.00013755 | 0.00018881 | 5.525e-05 | 0.00016977 | 0.00010593 | 9.6253e-05 | 0.00012504
5.2955e-05 | 0.00032532 | 0.00021762 | 0.00053963 | 4.5342e-05 | 0.0002968 | 0.00020234 | 0.00015514 | 0.00011627 | 9.7976e-05 | 0.00023794 | 0.00013579 | 0.00010551 | 7.5486e-05 | 6.41e-05 | 0.000131 | 0.00014883 | 0.00013626
5.0633e-05 | 0.00019765 | 0.00014165 | 0.00057105 | 4.6823e-05 | 2.5478e-05 | 0.00014391 | 0.00014146 | 7.2336e-05 | 7.3635e-05 | 0.00017416 | 0.00013305 | 9.9493e-05 | 0.00023388 | 8.3887e-05 | 0.00016923 | 0.00011658 | 0.00011089
5.1527e-05 | 9.3186e-05 | 0.00011525 | 0.00037971 | 4.5342e-05 | 2.5567e-05 | 8.8041e-05 | 0.00014797 | 5.8279e-05 | 4.9062e-05 | 0.00010419 | 0.00012754 | 8.8061e-05 | 2.2708e-05 | 6.6963e-05 | 0.00016442 | 9.9613e-05 | 2.8574e-05
5.2189e-05 | 6.6739e-05 | 9.434e-05 | 0.00026519 | 4.6069e-05 | 5.5481e-05 | 5.7957e-05 | 0.00014031 | 2.8626e-05 | 4.1739e-05 | 0.00010236 | 0.00012393 | 5.5101e-05 | 2.3222e-05 | 6.0796e-06 | 0.0001284 | 6.3424e-05 | 6.324e-05
5.4685e-05 | 2.713e-05 | 5.0947e-05 | 0.00019592 | 4.6096e-05 | 5.2695e-05 | 4.2815e-05 | 0.00012769 | 2.1512e-05 | 4.0637e-05 | 0.00010258 | 0.00011416 | 2.3755e-05 | 1.3233e-05 | 1.3418e-05 | 6.0585e-05 | 4.249e-05 | 1.87e-07
5.1867e-05 | 3.0403e-05 | 3.4105e-05 | 0.00011412 | 4.5315e-05 | 2.5153e-05 | 9.4825e-06 | 0.00012544 | 1.7292e-05 | 3.7563e-05 | 0.00010274 | 0.00011369 | 1.5663e-05 | 2.4252e-05 | 5.7028e-06 | 9.6031e-06 | 2.7699e-05 | 6.2333e-07
5.3102e-05 | 2.1972e-05 | 3.0964e-05 | 8.4081e-05 | 4.6823e-05 | 2.5581e-05 | 7.388e-06 | 0.00012274 | 1.7206e-05 | 9.25e-05 | 0.00010298 | 0.00010895 | 1.8031e-05 | 2.5025e-05 | 1.1379e-05 | 8.47e-06 | 3.157e-05 | 2.4933e-07
5.0652e-05 | 1.7718e-05 | 2.8605e-05 | 5.7206e-05 | 4.5342e-05 | 2.5344e-05 | 5.2332e-06 | 0.00012749 | 1.7233e-05 | 4.0032e-05 | 0.00010283 | 0.00010941 | 7.0595e-06 | 3.4036e-05 | 7.2024e-06 | 8.1622e-06 | 2.0114e-05 | 4.9867e-07
5.3239e-05 | 1.442e-05 | 2.4615e-05 | 5.025e-05 | 4.5342e-05 | 2.4957e-05 | 6.6854e-06 | 0.00011321 | 1.7248e-05 | 6.3445e-05 | 0.0001029 | 0.00010969 | 6.7405e-06 | 2.7239e-05 | 6.3417e-06 | 8.4233e-06 | 3.9231e-05 | 3.74e-07
5.1196e-05 | 1.5703e-05 | 2.6277e-05 | 2.6538e-05 | 4.4588e-05 | 2.5324e-05 | 1.1474e-05 | 0.00012291 | 1.7285e-05 | 5.3702e-05 | 0.00013943 | 0.00010208 | 1.919e-05 | 2.4613e-05 | 3.8586e-05 | 1.1358e-05 | 8.2017e-05 | 1.2467e-07
5.3753e-05 | 1.4166e-05 | 2.2129e-05 | 2.4126e-05 | 4.5342e-05 | 2.503e-05 | 4.8778e-05 | 0.00012115 | 1.5574e-05 | 5.0545e-05 | 9.0706e-05 | 0.00010708 | 5.2504e-05 | 1.313e-05 | 3.444e-05 | 1.4499e-05 | 0.00015446 | 3.3722e-05
5.1683e-05 | 1.5244e-05 | 4.5561e-05 | 1.968e-05 | 4.6069e-05 | 2.5056e-05 | 7.5937e-05 | 0.00012054 | 2.2219e-05 | 7.7836e-05 | 0.00010085 | 0.00010833 | 0.00010523 | 2.4046e-05 | 8.4032e-05 | 9.6537e-05 | 0.00016591 | 0.00061031
5.1177e-05 | 1.6752e-05 | 5.6961e-05 | 3.7667e-05 | 4.4588e-05 | 2.4854e-05 | 9.8789e-05 | 0.00010802 | 1.5337e-05 | 4.5541e-05 | 0.00014772 | 0.00010841 | 0.00011262 | 5.9987e-05 | 9.3482e-05 | 7.906e-05 | 0.00014564 | 3.8285e-05
5.6783e-05 | 1.3767e-05 | 5.3918e-05 | 5.0979e-05 | 4.755e-05 | 0.00019901 | 0.00010754 | 0.00012946 | 2.7409e-05 | 4.5599e-05 | 0.00018143 | 0.00011855 | 0.00010054 | 2.1369e-05 | 0.00011217 | 1.529e-05 | 0.00014457 | 0.00052357
5.5223e-05 | 1.9358e-05 | 6.3314e-05 | 0.00013477 | 4.6069e-05 | 0.0001182 | 0.00010126 | 0.00012715 | 3.5983e-05 | 0.00054035 | 0.00034437 | 0.00011947 | 7.8262e-05 | 1.1122e-05 | 0.00015089 | 3.6923e-05 | 0.0001124 | 0.00045988
5.2879e-05 | 5.1111e-05 | 6.1191e-05 | 0.00020494 | 4.5315e-05 | 9.3037e-05 | 0.00011601 | 0.00013531 | 4.8338e-05 | 5.3023e-05 | 0.00035586 | 0.00013081 | 7.8756e-05 | 1.0813e-05 | 7.797e-05 | 7.7612e-05 | 0.00012845 | 5.9329e-05
5.3053e-05 | 8.5927e-05 | 0.00010942 | 0.000276 | 4.6096e-05 | 0.00055907 | 9.0337e-05 | 0.00014051 | 3.6474e-05 | 5.1631e-05 | 0.00035458 | 0.00013711 | 7.5649e-05 | 2.626e-06 | 7.1979e-05 | 0.00013569 | 0.00011016 | 0.00010604
5.3407e-05 | 8.4712e-05 | 0.00017395 | 0.0004162 | 0.0001441 | 0.00056158 | 0.00010924 | 0.00014542 | 5.8149e-05 | 5.7422e-05 | 0.00035376 | 0.00013888 | 7.3336e-05 | 0.00022736 | 0.00011082 | 0.00017214 | 5.5085e-05 | 0.00012363
5.6044e-05 | 0.00022606 | 0.00018803 | 0.00054011 | 4.6823e-05 | 0.0005627 | 0.00010508 | 0.00015548 | 0.00010208 | 6.7231e-05 | 0.00035283 | 0.00013941 | 9.6256e-05 | 0.0001515 | 5.4877e-05 | 0.00014836 | 4.5373e-05 | 9.7988e-05
0.00032351 | 0.00021012 | 0.00036181 | 0.00071445 | 4.6069e-05 | 0.00060206 | 8.4816e-05 | 0.00015819 | 0.00014495 | 6.7794e-05 | 0.00032844 | 0.00014765 | 8.5946e-05 | 2.5694e-05 | 3.3939e-05 | 0.00047524 | 4.598e-05 | 9.2503e-05
0.00052804 | 0.00018217 | 0.00048119 | 0.00093731 | 4.6069e-05 | 0.00065333 | 9.1241e-05 | 0.00015817 | 0.00018089 | 8.6667e-05 | 0.00021595 | 0.00014004 | 0.00011961 | 2.832e-06 | 0.00015491 | 0.00058297 | 0.00011566 | 1.0597e-06
0.00036262 | 0.00022718 | 0.00050042 | 0.00097836 | 4.6796e-05 | 0.00083846 | 0.00012646 | 0.00016217 | 0.00019824 | 6.8954e-05 | 0.00011733 | 0.0001388 | 0.00020591 | 1.0968e-05 | 0.00034273 | 0.00047364 | 7.1343e-05 | 3.8048e-05
0.00034035 | 0.00025589 | 0.00038021 | 0.0010052 | 4.6823e-05 | 0.0006351 | 0.00010165 | 0.00016429 | 0.00024023 | 8.8639e-05 | 0.0001509 | 0.00014185 | 0.00035218 | 1.1071e-05 | 0.00030929 | 0.00031303 | 9.7841e-05 | 8.5646e-05
0.00029805 | 0.00024359 | 0.00027222 | 0.0008543 | 4.6796e-05 | 0.00032907 | 7.4789e-05 | 0.00014917 | 0.00017278 | 6.6502e-05 | 0.00016333 | 0.00013608 | 0.00019339 | 1.138e-05 | 0.00016843 | 0.00027036 | 0.00010584 | 0.0001051
0.00027254 | 9.6971e-05 | 0.00015935 | 0.00077446 | 4.6823e-05 | 5.7733e-05 | 0.00011445 | 0.00015758 | 0.00013709 | 8.7595e-05 | 0.00014672 | 0.00013304 | 0.0001038 | 1.1688e-05 | 6.7379e-05 | 0.00023417 | 0.00012783 | 8.0098e-05
0.00024868 | 0.00011243 | 0.00011063 | 0.00062529 | 4.4588e-05 | 5.4534e-05 | 7.8616e-05 | 0.00014576 | 8.943e-05 | 5.0661e-05 | 8.2651e-05 | 0.00014399 | 3.3634e-05 | 4.421e-05 | 2.7681e-05 | 0.00017828 | 0.00010279 | 4.9867e-07
0.00014773 | 8.2962e-05 | 8.8431e-05 | 0.00037957 | 4.5342e-05 | 2.4803e-05 | 6.2901e-05 | 0.00014658 | 7.0436e-05 | 5.6345e-05 | 1.3647e-05 | 0.0001305 | 4.2982e-05 | 2.1987e-05 | 2.1961e-05 | 5.0017e-05 | 8.2719e-05 | 2.4933e-07
0.0001769 | 5.8333e-05 | 7.6783e-05 | 0.00024384 | 4.6069e-05 | 0.00025939 | 2.0617e-05 | 0.00014728 | 4.398e-05 | 5.7182e-05 | 6.0244e-06 | 0.0001238 | 0.00012449 | 1.7886e-05 | 2.6458e-05 | 1.7709e-05 | 6.2761e-05 | 0.00013695
0.00020364 | 4.127e-05 | 7.7215e-05 | 0.00013111 | 4.6069e-05 | 5.88e-05 | 1.5799e-05 | 0.0001358 | 3.9449e-05 | 3.7373e-05 | 2.6627e-06 | 0.00011912 | 6.5922e-05 | 1.2821e-05 | 1.6879e-05 | 9.5651e-05 | 5.1265e-05 | 1.2338e-05
5.1158e-05 | 3.8903e-05 | 4.9297e-05 | 0.00010045 | 4.6823e-05 | 5.0962e-05 | 1.4027e-05 | 0.00012553 | 2.4768e-05 | 6.3561e-05 | 2.7293e-06 | 0.00011668 | 3.6736e-05 | 2.3377e-05 | 3.1436e-05 | 0.00011528 | 3.0291e-05 | 4.0791e-05
5.0127e-05 | 2.7863e-05 | 4.2906e-05 | 7.8896e-05 | 4.5315e-05 | 2.5427e-05 | 5.0011e-06 | 0.00012955 | 2.6723e-05 | 4.0372e-05 | 2.7293e-06 | 0.0001143 | 4.133e-05 | 1.2924e-05 | 5.7203e-06 | 0.00011313 | 4.9863e-05 | 3.1167e-07
5.2208e-05 | 2.4193e-05 | 2.9215e-05 | 5.2738e-05 | 4.5342e-05 | 2.5153e-05 | 3.6988e-06 | 0.00013253 | 2.074e-05 | 3.9079e-05 | 2.6627e-06 | 0.00011256 | 1.0694e-05 | 2.4664e-05 | 6.0739e-06 | 3.2563e-05 | 4.9836e-05 | 3.1167e-07
5.5005e-05 | 1.863e-05 | 2.933e-05 | 4.4862e-05 | 4.6823e-05 | 2.5669e-05 | 3.2507e-06 | 0.00011914 | 1.5449e-05 | 4.2029e-05 | 2.7293e-06 | 0.00011104 | 3.7506e-06 | 2.4664e-05 | 5.8345e-06 | 8.8208e-06 | 4.0342e-05 | 1.2467e-07
5.2665e-05 | 1.6305e-05 | 2.8904e-05 | 2.7744e-05 | 4.4588e-05 | 2.505e-05 | 2.2049e-05 | 0.000125 | 1.5467e-05 | 3.9825e-05 | 3.9409e-05 | 0.00010944 | 8.6366e-06 | 2.4355e-05 | 5.0443e-05 | 1.8112e-05 | 5.636e-05 | 3.1167e-07
5.1683e-05 | 1.7991e-05 | 2.4898e-05 | 2.6879e-05 | 4.6069e-05 | 2.5056e-05 | 3.2635e-05 | 0.0001318 | 1.5327e-05 | 4.8864e-05 | 5.5452e-05 | 0.00011201 | 3.189e-05 | 1.3954e-05 | 2.1592e-05 | 1.8297e-05 | 0.00010898 | 1.122e-06
5.2752e-05 | 1.7969e-05 | 2.2791e-05 | 2.4573e-05 | 4.6823e-05 | 2.5478e-05 | 5.9327e-05 | 0.00012063 | 1.7326e-05 | 7.984e-05 | 0.00010108 | 0.00011155 | 0.00010109 | 2.5282e-05 | 3.9568e-05 | 5.2197e-05 | 0.00011941 | 6.8567e-07
5.0652e-05 | 1.7602e-05 | 2.8965e-05 | 3.6319e-05 | 4.5342e-05 | 0.00014684 | 0.00015349 | 0.00012112 | 2.0572e-05 | 4.574e-05 | 0.00014901 | 0.00011486 | 0.00014437 | 6.1738e-05 | 0.00016746 | 6.3578e-05 | 0.00013985 | 0.00026473
5.2033e-05 | 1.9287e-05 | 7.3199e-05 | 9.8241e-05 | 4.6069e-05 | 0.00028915 | 0.00020523 | 0.00012386 | 2.2912e-05 | 0.00045859 | 0.00015228 | 0.00011653 | 0.00013564 | 0.00018789 | 0.0002079 | 2.642e-05 | 0.00016479 | 0.00015449
0.00010176 | 4.9346e-05 | 3.4761e-05 | 0.00014486 | 4.6042e-05 | 0.00013248 | 0.00022187 | 0.00013403 | 2.7903e-05 | 0.00023225 | 0.0003331 | 0.00011784 | 0.00015301 | 0.00019224 | 0.0001552 | 4.8171e-05 | 0.0001865 | 0.00066557
5.0565e-05 | 5.6853e-05 | 4.0935e-05 | 0.00022543 | 4.5315e-05 | 0.00022131 | 0.00023193 | 0.00014145 | 2.8733e-05 | 0.00024694 | 0.00035163 | 0.00013288 | 0.00018801 | 0.00010981 | 0.00014511 | 6.9257e-05 | 9.2649e-05 | 9.4111e-05
0.00013772 | 7.4245e-05 | 0.0001152 | 0.00029938 | 4.6096e-05 | 2.5005e-05 | 0.00014496 | 0.00015001 | 4.6395e-05 | 9.4521e-05 | 0.00035051 | 0.00013958 | 0.00015922 | 1.1688e-05 | 0.00012236 | 0.00027304 | 0.00011362 | 9.9646e-05
5.0983e-05 | 0.0002073 | 0.00012245 | 0.00041573 | 4.5288e-05 | 2.4145e-05 | 0.00015132 | 0.00016145 | 3.9314e-05 | 8.8481e-05 | 0.00034398 | 0.00013836 | 0.00011488 | 0.00032564 | 4.9762e-05 | 0.00036801 | 7.9588e-05 | 0.00017054
0.00011787 | 0.00027598 | 0.000217 | 0.00069927 | 4.6823e-05 | 0.00057656 | 0.00014658 | 0.00015439 | 0.00011303 | 5.724e-05 | 0.00034085 | 0.00014388 | 9.8684e-05 | 3.0998e-05 | 7.2321e-05 | 0.00052002 | 7.0453e-05 | 0.00038187
0.0003044 | 0.00025307 | 0.00046337 | 0.00094095 | 5.6653e-05 | 0.00084176 | 0.00014533 | 0.00015977 | 6.8756e-05 | 6.2428e-05 | 0.00035248 | 0.00013983 | 9.315e-05 | 1.1874e-05 | 7.8536e-05 | 0.0010943 | 5.2515e-05 | 4.2989e-05
0.00027554 | 0.0003288 | 0.00061874 | 0.00096008 | 0.0002421 | 0.00092054 | 9.0926e-05 | 0.0001623 | 0.00010105 | 0.00013773 | 0.00024177 | 0.00014387 | 0.00016632 | 2.626e-06 | 4.3125e-05 | 0.00084188 | 0.00013766 | 7.1559e-05
0.00030826 | 0.00047489 | 0.00067061 | 0.00097355 | 0.00018406 | 0.00063568 | 0.00011956 | 0.00016686 | 0.00010972 | 9.6775e-05 | 0.00011659 | 0.00014058 | 0.00015873 | 5.1594e-05 | 0.00025838 | 0.00073907 | 0.00010273 | 6.464e-05
0.00025528 | 0.00042011 | 0.00049551 | 0.0010568 | 4.6823e-05 | 0.000328 | 0.00013828 | 0.00016794 | 0.00011622 | 8.8084e-05 | 7.6048e-05 | 0.00015489 | 0.00026049 | 0.00013378 | 0.00047754 | 0.00057025 | 9.7704e-05 | 3.9831e-05
0.00012708 | 0.00059095 | 0.00027046 | 0.0008011 | 4.6796e-05 | 0.00029544 | 0.00011751 | 0.00016247 | 6.9022e-05 | 7.2865e-05 | 3.1653e-05 | 0.00015043 | 0.00013925 | 0.00012106 | 0.00042357 | 0.00043113 | 0.0001097 | 4.3633e-07
0.00016497 | 0.0003068 | 0.00016252 | 0.00069822 | 4.6823e-05 | 0.00061522 | 0.00013373 | 0.00014588 | 5.7326e-05 | 8.0039e-05 | 3.1993e-05 | 0.00014562 | 0.00020415 | 0.00012487 | 6.2669e-05 | 0.00018274 | 0.00010877 | 3.5281e-05
9.5224e-05 | 0.00015397 | 0.0001334 | 0.00053817 | 4.5342e-05 | 0.00035999 | 9.5711e-05 | 0.00014349 | 7.167e-05 | 5.3437e-05 | 1.7521e-05 | 0.00013461 | 0.00013602 | 8.3724e-05 | 4.0669e-05 | 0.00013748 | 0.00010166 | 3.1167e-07
0.00016194 | 0.00010918 | 9.6122e-05 | 0.0003461 | 4.6096e-05 | 0.00026425 | 9.0148e-05 | 0.00014406 | 4.1515e-05 | 6.69e-05 | 2.5962e-06 | 0.00012926 | 7.18e-05 | 3.7537e-05 | 1.5603e-05 | 0.00017113 | 8.338e-05 | 9.2939e-05
5.2732e-05 | 6.9644e-05 | 8.4024e-05 | 0.00022648 | 4.6069e-05 | 4.2765e-05 | 5.7914e-05 | 0.00013343 | 4.1104e-05 | 0.00059777 | 2.5962e-06 | 0.00012682 | 6.8718e-05 | 2.3428e-05 | 4.3516e-05 | 0.00012502 | 6.1775e-05 | 8.1033e-07
5.0652e-05 | 3.9463e-05 | 4.2689e-05 | 0.00018608 | 4.6823e-05 | 2.5159e-05 | 2.4238e-05 | 0.00013271 | 2.9057e-05 | 0.00017268 | 2.7293e-06 | 0.00012617 | 1.5551e-05 | 2.5385e-05 | 2.9103e-05 | 1.0966e-05 | 3.5159e-05 | 6.2333e-07
5.1683e-05 | 2.6773e-05 | 8.1796e-05 | 0.00010924 | 4.5315e-05 | 2.5395e-05 | 1.0212e-05 | 0.00012173 | 1.9033e-05 | 4.1457e-05 | 2.6295e-06 | 0.00011572 | 1.2146e-05 | 2.5951e-05 | 5.6761e-06 | 1.1467e-05 | 4.9099e-05 | 4.9867e-07
5.0671e-05 | 1.7661e-05 | 8.6703e-05 | 8.6037e-05 | 4.537e-05 | 2.5498e-05 | 4.2259e-06 | 0.00012501 | 1.5928e-05 | 3.8648e-05 | 2.5962e-06 | 0.00011773 | 1.0895e-05 | 2.5591e-05 | 2.4678e-05 | 1.2407e-05 | 3.33e-05 | 8.1033e-07
5.4394e-05 | 2.2557e-05 | 8.3454e-05 | 7.5173e-05 | 4.6069e-05 | 2.4453e-05 | 3.7266e-06 | 0.00012614 | 1.5746e-05 | 3.7936e-05 | 2.6295e-06 | 0.00010983 | 2.2225e-05 | 2.6003e-05 | 1.3024e-05 | 1.1716e-05 | 2.9445e-05 | 4.9867e-07
5.1683e-05 | 1.4045e-05 | 8.3496e-05 | 4.277e-05 | 4.6096e-05 | 2.5395e-05 | 2.4369e-06 | 0.00012215 | 1.5553e-05 | 4.2236e-05 | 2.6627e-06 | 0.00010732 | 1.8932e-05 | 2.5128e-05 | 6.7848e-06 | 1.1887e-05 | 3.3683e-05 | 6.8567e-07
5.2733e-05 | 1.6753e-05 | 7.7866e-05 | 5.4566e-05 | 4.5342e-05 | 2.5752e-05 | 2.1736e-06 | 0.00011934 | 1.5423e-05 | 6.7132e-05 | 3.9542e-05 | 0.00010203 | 1.2553e-05 | 2.5488e-05 | 1.2767e-05 | 1.1718e-05 | 4.6242e-05 | 8.1033e-07
5.828e-05 | 1.6642e-05 | 4.4483e-05 | 3.2283e-05 | 4.5342e-05 | 3.7009e-05 | 7.0228e-06 | 0.00012699 | 1.5459e-05 | 0.00012295 | 5.5252e-05 | 0.00010781 | 3.0564e-05 | 2.5591e-05 | 2.6675e-05 | 1.8402e-05 | 7.2575e-05 | 9.35e-07
5.1226e-05 | 1.4358e-05 | 2.5296e-05 | 1.2347e-05 | 4.6823e-05 | 6.3068e-05 | 5.2626e-05 | 0.00011295 | 1.1966e-05 | 5.7041e-05 | 7.8684e-05 | 0.00010977 | 5.844e-05 | 2.5643e-05 | 9.5323e-05 | 1.2875e-05 | 0.0001058 | 3.8647e-05
5.4131e-05 | 1.2884e-05 | 2.6662e-05 | 6.0848e-05 | 4.6069e-05 | 2.4954e-05 | 9.3996e-05 | 0.00012771 | 9.044e-06 | 9.4612e-05 | 0.00019045 | 0.00011081 | 0.00015258 | 6.1223e-05 | 0.00019712 | 2.3867e-05 | 0.00016183 | 3.179e-05
5.0983e-05 | 1.8129e-05 | 2.4734e-05 | 8.5206e-05 | 4.5342e-05 | 2.4607e-05 | 0.00015913 | 0.0001186 | 1.0527e-05 | 6.8697e-05 | 0.00022956 | 0.00011875 | 0.00021769 | 0.00018416 | 0.0002303 | 1.9644e-05 | 0.00015248 | 0.00023156
0.00011956 | 1.7478e-05 | 3.7521e-05 | 0.00011576 | 4.5315e-05 | 9.9203e-05 | 0.00025912 | 0.00013284 | 1.8424e-05 | 6.8101e-05 | 0.00032625 | 0.00012098 | 0.00021297 | 0.00019712 | 0.00019287 | 1.8705e-05 | 0.00016062 | 0.00083724
8.8092e-05 | 2.9542e-05 | 4.6561e-05 | 0.00015515 | 4.6069e-05 | 0.00015264 | 0.00021717 | 0.00013469 | 1.9312e-05 | 0.00012624 | 0.00032282 | 0.00013233 | 0.00020328 | 0.00011512 | 0.00019921 | 2.808e-05 | 0.00014821 | 0.00077697
0.00017701 | 5.0305e-05 | 4.9653e-05 | 0.00019833 | 4.6823e-05 | 0.00019548 | 0.0002303 | 0.00014292 | 2.0036e-05 | 0.00015451 | 0.00032292 | 0.0001387 | 0.0001571 | 1.4006e-05 | 0.00016199 | 0.00010981 | 9.0269e-05 | 0.00026273
0.00025957 | 4.7837e-05 | 0.0001312 | 0.00024665 | 0.00029023 | 0.00047948 | 0.00016942 | 0.00015059 | 3.5572e-05 | 8.3751e-05 | 0.00032259 | 0.0001369 | 0.00010884 | 0.00034646 | 0.00012285 | 0.00020636 | 9.5939e-05 | 0.00012671
0.00015636 | 9.058e-05 | 0.00012765 | 0.00041654 | 4.6823e-05 | 0.00076365 | 0.00019394 | 0.00014723 | 4.5586e-05 | 4.3172e-05 | 0.00032146 | 0.00014662 | 0.00016828 | 3.1749e-05 | 0.000168 | 0.00024484 | 7.5023e-05 | 8.7621e-05
0.00025563 | 0.0001189 | 0.00022082 | 0.00055278 | 4.6069e-05 | 0.0010614 | 0.00010075 | 0.00015947 | 6.5253e-05 | 6.1382e-05 | 0.00032272 | 0.00016435 | 8.3381e-05 | 1.173e-05 | 8.8668e-05 | 0.00021043 | 9.77e-05 | 0.00012782
0.00085152 | 0.00012035 | 0.00047111 | 0.00067515 | 4.6069e-05 | 0.0009832 | 0.00013051 | 0.00015812 | 6.6261e-05 | 8.2682e-05 | 0.00023805 | 0.00015614 | 0.00015313 | 9.9893e-06 | 0.00013446 | 0.0004587 | 0.00011635 | 1.1407e-05
0.0007239 | 0.00024937 | 0.00058254 | 0.00068662 | 0.00058564 | 0.0009584 | 0.00015366 | 0.00015896 | 7.7469e-05 | 6.0636e-05 | 0.00011793 | 0.00013553 | 0.00036145 | 4.7887e-06 | 0.00037219 | 0.00068388 | 0.0001539 | 4.2262e-06
0.00048379 | 0.00017494 | 0.00032861 | 0.0007067 | 0.00070598 | 0.00084672 | 0.0001458 | 0.00015915 | 8.4926e-05 | 0.00014843 | 9.8095e-05 | 0.00015379 | 0.00041159 | 1.8588e-05 | 0.00021139 | 0.00046925 | 0.00015534 | 9.3213e-05
0.00038791 | 0.00022507 | 0.00031048 | 0.00050169 | 6.3538e-05 | 0.00020181 | 0.00019251 | 0.00014885 | 0.00010879 | 8.2036e-05 | 0.00021099 | 0.00014524 | 0.00026027 | 0.00012121 | 0.00015293 | 0.00018349 | 0.00012511 | 0.00019357
6.4259e-05 | 0.00015341 | 0.00020092 | 0.00040969 | 4.6796e-05 | 5.829e-05 | 0.00019328 | 0.00014136 | 0.00013931 | 8.0561e-05 | 0.0002118 | 0.00013643 | 8.9541e-05 | 0.00011035 | 7.6515e-05 | 0.00015944 | 0.00018244 | 0.00014517
8.5036e-05 | 0.00011529 | 0.00014717 | 0.00032442 | 4.4615e-05 | 6.0789e-05 | 0.00016973 | 0.00014554 | 0.00012229 | 5.1656e-05 | 0.00014903 | 0.00013669 | 3.5478e-05 | 0.00010751 | 7.1384e-05 | 9.8697e-05 | 0.00013537 | 6.1648e-05
5.5374e-05 | 9.7906e-05 | 0.00010567 | 0.00021102 | 4.6823e-05 | 5.6853e-05 | 0.00011374 | 0.00013489 | 6.5105e-05 | 4.7621e-05 | 8.0415e-05 | 0.0001316 | 2.7398e-05 | 2.2811e-05 | 1.5625e-05 | 3.0968e-05 | 0.00012505 | 4.8321e-05
0.00014275 | 4.7432e-05 | 0.00010086 | 0.00013318 | 4.6823e-05 | 5.4662e-05 | 3.8289e-05 | 0.00012649 | 4.3079e-05 | 6.796e-05 | 8.0548e-05 | 0.0001173 | 1.0482e-05 | 2.2965e-05 | 1.6472e-05 | 2.1353e-05 | 6.536e-05 | 1.87e-07
8.3007e-05 | 2.4432e-05 | 5.7703e-05 | 8.7402e-05 | 4.5342e-05 | 2.5498e-05 | 2.9806e-05 | 0.00012525 | 2.9984e-05 | 6.6535e-05 | 8.0381e-05 | 0.00011629 | 5.7822e-06 | 2.4046e-05 | 5.5741e-06 | 0.00010362 | 6.1277e-05 | 1.87e-07
7.1145e-05 | 2.4912e-05 | 3.8522e-05 | 7.2085e-05 | 4.6069e-05 | 2.4943e-05 | 3.6485e-05 | 0.00012656 | 2.6353e-05 | 5.2965e-05 | 8.0481e-05 | 0.00011382 | 1.6548e-05 | 1.4829e-05 | 5.7449e-06 | 9.6516e-05 | 4.1354e-05 | 0
5.6094e-05 | 1.2149e-05 | 3.5699e-05 | 4.121e-05 | 4.5342e-05 | 2.5416e-05 | 2.1238e-05 | 0.00012317 | 2.0605e-05 | 4.2178e-05 | 8.0282e-05 | 0.00011096 | 3.6788e-06 | 2.4046e-05 | 5.8322e-06 | 1.1305e-05 | 4.0983e-05 | 2.4933e-07
5.0633e-05 | 1.2601e-05 | 2.1749e-05 | 3.41e-05 | 4.6823e-05 | 2.507e-05 | 1.1637e-05 | 0.00012508 | 1.5326e-05 | 4.1333e-05 | 8.0282e-05 | 0.00011167 | 7.7691e-06 | 2.4561e-05 | 6.1195e-06 | 1.1815e-05 | 5.4786e-05 | 1.2467e-07
5.179e-05 | 1.2393e-05 | 4.469e-05 | 1.9405e-05 | 4.4615e-05 | 2.5752e-05 | 1.1632e-05 | 0.00011369 | 1.5169e-05 | 4.2567e-05 | 8.0182e-05 | 0.00010787 | 1.1732e-05 | 2.5437e-05 | 1.1381e-05 | 2.3053e-05 | 3.3228e-05 | 3.1167e-07
5.1702e-05 | 1.238e-05 | 4.6548e-05 | 1.8385e-05 | 4.5342e-05 | 2.505e-05 | 3.3636e-05 | 0.00012247 | 1.5293e-05 | 4.6088e-05 | 0.00011696 | 0.00010836 | 3.5167e-05 | 2.5694e-05 | 7.3766e-05 | 2.1417e-05 | 0.00010041 | 1.4694e-05
5.8969e-05 | 1.2393e-05 | 3.3311e-05 | 3.6184e-05 | 4.5315e-05 | 2.6203e-05 | 4.2171e-05 | 0.00011853 | 1.5307e-05 | 5.9665e-05 | 0.000133 | 0.00011452 | 7.0743e-05 | 2.5694e-05 | 3.741e-05 | 2.327e-05 | 0.00018909 | 4.9191e-06
7.1617e-05 | 1.2235e-05 | 3.316e-05 | 1.5399e-05 | 4.6823e-05 | 3.0182e-05 | 9.1684e-05 | 0.00011296 | 1.512e-05 | 7.912e-05 | 0.00015451 | 0.00011523 | 8.1985e-05 | 2.5282e-05 | 8.6589e-05 | 2.2891e-05 | 0.00020585 | 4.5254e-06
5.5287e-05 | 1.2572e-05 | 2.7806e-05 | 2.8582e-05 | 4.4615e-05 | 2.7204e-05 | 0.00013004 | 0.00011264 | 1.5282e-05 | 6.5806e-05 | 0.000223 | 0.00011302 | 0.00013484 | 3.047e-05 | 8.5575e-05 | 2.2068e-05 | 0.00017581 | 0.00018299
5.8737e-05 | 1.2896e-05 | 2.3765e-05 | 3.9257e-05 | 4.5315e-05 | 2.671e-05 | 0.00016305 | 0.00012808 | 1.518e-05 | 4.7869e-05 | 0.00022244 | 0.0001144 | 5.6237e-05 | 0.00018705 | 4.3818e-05 | 1.4367e-05 | 0.00014222 | 0.00011711
5.1355e-05 | 2.9832e-05 | 4.4508e-05 | 8.1052e-05 | 4.755e-05 | 2.6753e-05 | 0.00018672 | 0.00012613 | 3.9541e-05 | 7.8722e-05 | 0.00032269 | 0.00011847 | 8.4755e-05 | 0.0001919 | 5.1113e-05 | 2.5846e-05 | 0.00010054 | 0.00011555
5.6804e-05 | 4.8886e-05 | 8.4109e-05 | 0.00012661 | 4.5315e-05 | 2.6933e-05 | 0.00016085 | 0.00013051 | 1.5561e-05 | 6.6883e-05 | 0.00032326 | 0.00012668 | 0.00011946 | 0.00010977 | 7.8735e-05 | 8.5566e-05 | 0.00011489 | 0.00018573
7.4501e-05 | 6.339e-05 | 8.4031e-05 | 0.00016037 | 4.6069e-05 | 0.00029808 | 0.00020137 | 0.00013725 | 1.5489e-05 | 7.8606e-05 | 0.00032292 | 0.00013383 | 5.2921e-05 | 1.0607e-05 | 4.0028e-05 | 0.00013472 | 8.4559e-05 | 0.00011357
9.868e-05 | 0.00017693 | 0.00011158 | 0.00018049 | 4.6096e-05 | 0.00066172 | 0.0001715 | 0.00014323 | 4.3628e-05 | 5.2028e-05 | 0.00032312 | 0.00013575 | 8.0899e-05 | 0.00038214 | 5.4506e-05 | 0.00029846 | 8.8517e-05 | 3.179e-06
0.00042444 | 0.00019057 | 0.00021909 | 0.0003181 | 3.9282e-05 | 0.00058222 | 0.00015516 | 0.00015645 | 0.00013803 | 5.8283e-05 | 0.00034879 | 0.00014142 | 7.0691e-05 | 0.00011476 | 2.7824e-05 | 0.00046054 | 7.8862e-05 | 1.7453e-06
0.00044512 | 0.00023245 | 0.00042661 | 0.00041097 | 3.7774e-05 | 0.00075653 | 0.00010433 | 0.00016459 | 0.00021424 | 4.6618e-05 | 0.00035294 | 0.00014528 | 0.00016291 | 1.1853e-05 | 9.9373e-05 | 0.0006724 | 6.2216e-05 | 1.0597e-06
0.00059732 | 0.00028879 | 0.00050739 | 0.00047605 | 0.00022327 | 0.0007731 | 0.00012897 | 0.00017486 | 0.00025526 | 0.00011169 | 0.00023891 | 0.00015994 | 0.00023487 | 2.832e-06 | 0.00021401 | 0.00099831 | 8.6246e-05 | 6.2333e-08
0.0007367 | 0.00032739 | 0.00073414 | 0.00053062 | 0.00042461 | 0.00098707 | 0.00011234 | 0.00017595 | 0.00023085 | 0.0001284 | 0.00012185 | 0.00014716 | 0.00036838 | 3.141e-06 | 0.00048159 | 0.0010572 | 9.5674e-05 | 3.6066e-05
0.00025426 | 0.00042918 | 0.00079808 | 0.000515 | 0.00028287 | 0.0007531 | 0.00011225 | 0.00017143 | 0.00020622 | 0.00013049 | 7.8052e-05 | 0.0001468 | 0.00040844 | 9.3199e-06 | 0.00050346 | 0.00097099 | 0.00011764 | 4.7899e-05
0.00035112 | 0.00030931 | 0.0004903 | 0.00046977 | 4.6069e-05 | 0.00031196 | 0.00015638 | 0.00014695 | 0.00014319 | 7.487e-05 | 4.4368e-05 | 0.00014659 | 0.00022653 | 2.626e-06 | 0.00010141 | 0.00040682 | 0.00013294 | 0.00010123
0.00024727 | 0.00018997 | 0.00025646 | 0.00041974 | 4.6069e-05 | 0.00040792 | 0.00019469 | 0.00015279 | 8.5004e-05 | 8.2657e-05 | 3.0289e-06 | 0.00013605 | 8.3835e-05 | 1.0247e-05 | 4.3781e-05 | 0.00033313 | 0.00017203 | 8.8861e-05
0.0001288 | 0.00017644 | 0.00019669 | 0.00042455 | 4.6823e-05 | 0.00012147 | 0.00012655 | 0.00015501 | 5.3258e-05 | 4.9062e-05 | 2.9956e-06 | 0.00013863 | 0.00011043 | 1.0556e-05 | 4.0615e-05 | 0.00015844 | 0.00013762 | 0.00010547
0.00022529 | 0.00013393 | 9.4475e-05 | 0.00022004 | 4.5342e-05 | 7.0982e-05 | 8.6266e-05 | 0.00014279 | 4.0255e-05 | 6.1912e-05 | 2.929e-06 | 0.00013242 | 3.7458e-05 | 1.313e-05 | 2.9079e-05 | 0.0001011 | 9.4875e-05 | 4.7747e-05
7.8993e-05 | 6.0762e-05 | 7.5543e-05 | 0.00014695 | 4.6096e-05 | 2.5581e-05 | 5.763e-05 | 0.00012803 | 2.1743e-05 | 4.7869e-05 | 2.8624e-06 | 0.00012647 | 2.13e-05 | 2.0854e-05 | 3.3477e-05 | 0.00011342 | 7.0511e-05 | 5.8593e-07
0.0001162 | 3.2485e-05 | 7.1937e-05 | 6.8026e-05 | 4.6069e-05 | 2.4446e-05 | 2.5864e-05 | 0.00013589 | 1.5404e-05 | 4.2733e-05 | 2.929e-06 | 0.00012414 | 1.6603e-05 | 1.2976e-05 | 6.2544e-06 | 1.6476e-05 | 3.665e-05 | 4.488e-05
9.5214e-05 | 3.0131e-05 | 7.5769e-05 | 3.5247e-05 | 4.5342e-05 | 5.2102e-05 | 3.0561e-05 | 0.00012815 | 1.5513e-05 | 4.3776e-05 | 2.9956e-06 | 0.00011777 | 9.0926e-06 | 1.3542e-05 | 6.1649e-06 | 9.9217e-06 | 4.1757e-05 | 1.7266e-05
7.1415e-05 | 1.6541e-05 | 3.2716e-05 | 3.6584e-05 | 4.5342e-05 | 2.5581e-05 | 2.6247e-06 | 0.0001289 | 1.5398e-05 | 3.829e-05 | 2.8292e-06 | 0.00011151 | 3.5592e-06 | 2.2605e-05 | 5.7217e-06 | 1.01e-05 | 3.2208e-05 | 4.3633e-07
6.9479e-05 | 1.2572e-05 | 3.2865e-05 | 2.433e-05 | 4.537e-05 | 2.5752e-05 | 2.7118e-06 | 0.00012904 | 1.5341e-05 | 4.0203e-05 | 2.9956e-06 | 0.00010823 | 3.7346e-06 | 2.3377e-05 | 6.2521e-06 | 9.3408e-06 | 3.4832e-05 | 6.885e-07
5.2714e-05 | 1.2636e-05 | 4.3515e-05 | 2.0783e-05 | 4.6069e-05 | 2.5581e-05 | 4.5342e-06 | 0.00012492 | 1.5343e-05 | 4.526e-05 | 2.8624e-06 | 0.00010744 | 7.1552e-06 | 1.3851e-05 | 1.802e-05 | 1.0503e-05 | 4.3225e-05 | 4.756e-05
6.5729e-05 | 1.2393e-05 | 3.327e-05 | 1.5058e-05 | 4.4588e-05 | 2.5025e-05 | 1.0792e-05 | 0.00013017 | 1.5417e-05 | 3.8607e-05 | 3.9741e-05 | 0.00011305 | 7.6256e-06 | 2.4355e-05 | 3.6389e-05 | 1.1082e-05 | 0.00012506 | 3.1167e-07
0.0001225 | 1.227e-05 | 3.5809e-05 | 1.7575e-05 | 4.6096e-05 | 2.5752e-05 | 3.8794e-05 | 0.00011531 | 1.5453e-05 | 7.0744e-05 | 5.5352e-05 | 0.00011529 | 6.4906e-05 | 2.487e-05 | 3.5669e-05 | 8.8506e-06 | 0.0002023 | 5.8032e-05
0.0001571 | 1.2629e-05 | 3.2753e-05 | 1.9582e-05 | 4.5315e-05 | 2.4968e-05 | 7.4503e-05 | 0.00010978 | 1.5594e-05 | 6.2815e-05 | 7.8584e-05 | 0.00011849 | 7.567e-05 | 2.4767e-05 | 8.0043e-05 | 1.9172e-05 | 0.00013923 | 8.1033e-07
8.3983e-05 | 1.4333e-05 | 3.5267e-05 | 2.8869e-05 | 4.6069e-05 | 2.5752e-05 | 9.8118e-05 | 0.00012288 | 1.5384e-05 | 8.583e-05 | 0.00014572 | 0.00011795 | 5.3995e-05 | 5.5627e-05 | 0.00011241 | 2.628e-05 | 0.00011531 | 4.9867e-07
8.8685e-05 | 2.8133e-05 | 2.9537e-05 | 4.8118e-05 | 4.6069e-05 | 2.4885e-05 | 0.00013316 | 0.00012837 | 1.818e-05 | 7.6154e-05 | 0.00014575 | 0.00011679 | 5.4806e-05 | 0.00017656 | 5.4684e-05 | 4.4776e-05 | 9.9576e-05 | 5.8032e-05
6.704e-05 | 3.8515e-05 | 4.3705e-05 | 7.5904e-05 | 4.5315e-05 | 0.00024303 | 0.00010346 | 0.00012365 | 3.1843e-05 | 5.3901e-05 | 0.00017085 | 0.00011879 | 5.5603e-05 | 0.00020071 | 6.6151e-05 | 3.8975e-05 | 0.00010725 | 1.87e-07
0.00011028 | 6.8851e-05 | 4.1967e-05 | 0.0001241 | 4.6823e-05 | 0.00057303 | 0.00012135 | 0.0001352 | 4.4153e-05 | 5.772e-05 | 0.00014569 | 0.0001308 | 0.00014258 | 0.00010157 | 0.00011598 | 9.5203e-05 | 7.7891e-05 | 7.4233e-07
9.2102e-05 | 8.1968e-05 | 8.7831e-05 | 0.0001814 | 4.5342e-05 | 0.00057519 | 8.1473e-05 | 0.00013881 | 4.7106e-05 | 0.0001172 | 0.00024778 | 0.00013245 | 9.5958e-05 | 2.5746e-06 | 7.2235e-05 | 0.00022844 | 5.3441e-05 | 0.00027388
0.00026306 | 0.00011523 | 0.00017896 | 0.00020125 | 4.755e-05 | 0.0005746 | 6.0163e-05 | 0.00015448 | 0.00010339 | 5.3064e-05 | 0.00022327 | 0.00013721 | 8.7492e-05 | 0.00033751 | 3.9829e-05 | 0.00066751 | 4.0637e-05 | 4.0205e-05
0.00048945 | 0.00019408 | 0.00026092 | 0.00031937 | 4.5315e-05 | 0.00063266 | 9.8743e-05 | 0.00015454 | 0.00018028 | 7.0926e-05 | 0.0002231 | 0.00013926 | 4.634e-05 | 3.0781e-05 | 6.564e-05 | 0.00069087 | 5.748e-05 | 0.00029915
0.00094958 | 0.00026832 | 0.00049154 | 0.0005728 | 0.00066307 | 0.00066606 | 0.00010084 | 0.00016391 | 0.00018803 | 6.0628e-05 | 0.00022397 | 0.00013894 | 4.8072e-05 | 1.3305e-05 | 6.4088e-05 | 0.00074525 | 6.3773e-05 | 0.00027551
0.00076322 | 0.00053981 | 0.0006965 | 0.00062996 | 0.00094628 | 0.00066765 | 0.00010162 | 0.00015186 | 0.00021308 | 7.2616e-05 | 0.00016163 | 0.0001556 | 0.00014455 | 2.729e-06 | 0.0002515 | 0.00084794 | 0.000138 | 0.0004119
0.00064199 | 0.00058615 | 0.00087627 | 0.00071651 | 0.00055641 | 0.00066704 | 0.00011183 | 0.00016936 | 0.00021087 | 7.1548e-05 | 0.00012312 | 0.00015343 | 0.00027951 | 2.935e-06 | 0.00031802 | 0.00047524 | 8.045e-05 | 0.00028306
0.00056364 | 0.00066211 | 0.00084413 | 0.00067539 | 4.7577e-05 | 0.00065667 | 0.00013196 | 0.00015363 | 0.00021477 | 0.00010989 | 9.3595e-05 | 0.00014393 | 0.00039097 | 9.1139e-06 | 0.00029837 | 0.00041866 | 0.00011479 | 0.00038038
0.00019281 | 0.00043997 | 0.00062575 | 0.00059128 | 4.755e-05 | 0.00063563 | 0.00011137 | 0.00015645 | 0.00016662 | 5.4638e-05 | 0.00020377 | 0.00014153 | 0.0001463 | 6.9101e-05 | 0.00016418 | 0.00024249 | 0.00016162 | 7.5049e-05
0.00012615 | 0.00026586 | 0.000475 | 0.00049705 | 0.00033819 | 0.00054609 | 0.00011006 | 0.00015236 | 0.00011357 | 8.0793e-05 | 0.00028087 | 0.00015294 | 0.00012498 | 0.00012569 | 0.00011433 | 0.00019491 | 9.4007e-05 | 0.00013539
8.2702e-05 | 0.00015124 | 0.00031815 | 0.00036061 | 0.00042691 | 9.5533e-05 | 0.00012131 | 0.00015133 | 8.3946e-05 | 8.6775e-05 | 0.0001613 | 0.00013985 | 7.8047e-05 | 0.00011539 | 0.00013822 | 0.00022935 | 0.00012453 | 8.3589e-05
8.1109e-05 | 0.00017456 | 0.00014401 | 0.00024468 | 4.5342e-05 | 8.8351e-05 | 7.878e-05 | 0.00014385 | 4.2922e-05 | 6.3453e-05 | 8.0947e-05 | 0.00013813 | 3.0769e-05 | 1.277e-05 | 5.8854e-05 | 0.00018173 | 6.0607e-05 | 2.8112e-05
9.289e-05 | 6.7675e-05 | 7.8061e-05 | 0.00017577 | 4.6796e-05 | 6.0453e-05 | 6.1601e-05 | 0.00014073 | 4.8017e-05 | 4.8996e-05 | 8.0614e-05 | 0.00012459 | 2.5601e-05 | 2.0957e-05 | 4.1327e-05 | 0.00017561 | 6.5142e-05 | 6.2009e-05
8.2993e-05 | 6.8183e-05 | 4.2156e-05 | 0.00013745 | 4.6096e-05 | 8.8283e-05 | 4.9303e-05 | 0.00012164 | 3.3435e-05 | 7.7716e-05 | 8.0781e-05 | 0.00011551 | 1.3568e-05 | 1.3954e-05 | 1.3282e-05 | 0.0001253 | 3.8354e-05 | 7.1546e-05
5.1721e-05 | 4.3089e-05 | 6.7747e-05 | 8.7495e-05 | 4.5315e-05 | 5.3978e-05 | 1.3741e-05 | 0.00013 | 2.3042e-05 | 4.5715e-05 | 8.0814e-05 | 0.00011249 | 3.5053e-05 | 2.3119e-05 | 1.4629e-05 | 0.0001159 | 2.5582e-05 | 1.2467e-07
4.9583e-05 | 3.7909e-05 | 7.1649e-05 | 6.0511e-05 | 4.6823e-05 | 2.5498e-05 | 5.5988e-06 | 0.00012995 | 2.0698e-05 | 3.8806e-05 | 8.0614e-05 | 0.00011102 | 5.156e-06 | 2.451e-05 | 8.0643e-06 | 0.0001253 | 2.0395e-05 | 3.74e-07
8.2119e-05 | 3.3767e-05 | 6.6757e-05 | 3.038e-05 | 4.4615e-05 | 2.5587e-05 | 5.5167e-06 | 0.00012173 | 1.5358e-05 | 4.3595e-05 | 8.0881e-05 | 0.00011016 | 7.5922e-06 | 1.3954e-05 | 8.1969e-06 | 6.1876e-05 | 4.7091e-05 | 2.4933e-07
5.2246e-05 | 2.9161e-05 | 4.4398e-05 | 2.7501e-05 | 4.6823e-05 | 2.5581e-05 | 4.4896e-06 | 0.0001187 | 1.5412e-05 | 4.6461e-05 | 8.0881e-05 | 0.00010794 | 3.428e-06 | 2.4252e-05 | 3.4082e-05 | 5.506e-05 | 3.8861e-05 | 0
5.1752e-05 | 2.9514e-05 | 2.9685e-05 | 2.2947e-05 | 4.5315e-05 | 2.505e-05 | 8.7369e-06 | 0.00012602 | 1.532e-05 | 7.0901e-05 | 0.00011456 | 0.00010874 | 1.234e-05 | 2.487e-05 | 5.7933e-05 | 2.6078e-05 | 0.00011393 | 6.2333e-08
0.00012839 | 2.9762e-05 | 2.9732e-05 | 1.3886e-05 | 4.537e-05 | 2.5752e-05 | 3.935e-05 | 0.00011549 | 1.5414e-05 | 9.0991e-05 | 0.00013354 | 0.00011202 | 5.3238e-05 | 2.5951e-05 | 3.0068e-05 | 2.1571e-05 | 0.00019226 | 1.9167e-06
0.00010894 | 3.4175e-05 | 2.3314e-05 | 2.363e-05 | 4.6069e-05 | 2.4689e-05 | 8.4361e-05 | 0.00011126 | 2.2267e-05 | 0.00011403 | 0.00015667 | 0.00011587 | 6.7876e-05 | 2.487e-05 | 6.8685e-05 | 1.676e-05 | 0.0001688 | 4.8558e-05
0.00012278 | 3.5521e-05 | 3.0398e-05 | 2.636e-05 | 4.6069e-05 | 2.5324e-05 | 8.8819e-05 | 0.00012173 | 1.9946e-05 | 6.5881e-05 | 0.00023356 | 0.00011318 | 5.4945e-05 | 4.6796e-05 | 7.7441e-05 | 2.2368e-05 | 0.000135 | 0.00038745
7.354e-05 | 4.3414e-05 | 3.6074e-05 | 4.9165e-05 | 4.5288e-05 | 2.861e-05 | 0.00016314 | 0.0001217 | 1.5486e-05 | 7.3933e-05 | 0.00022317 | 0.00011553 | 5.6372e-05 | 0.00018111 | 5.1164e-05 | 2.0122e-05 | 0.0001205 | 0.00041844
7.2319e-05 | 5.5057e-05 | 3.7806e-05 | 7.7683e-05 | 4.6823e-05 | 3.1063e-05 | 0.0001719 | 0.00012954 | 2.2279e-05 | 5.096e-05 | 0.0003189 | 0.00011673 | 4.1894e-05 | 0.00020011 | 5.6818e-05 | 4.9733e-05 | 0.00013571 | 5.753e-05
7.2191e-05 | 7.9998e-05 | 5.6503e-05 | 0.00012911 | 4.4588e-05 | 2.5293e-05 | 0.00015714 | 0.00014368 | 5.3584e-05 | 8.4902e-05 | 0.00032389 | 0.00013205 | 0.00012606 | 0.00011182 | 0.00012118 | 8.9689e-05 | 0.00010532 | 6.8567e-07
0.00021476 | 9.1532e-05 | 7.7631e-05 | 0.00017995 | 0.00033973 | 2.4675e-05 | 8.6967e-05 | 0.00014624 | 3.7577e-05 | 0.00010904 | 0.00032406 | 0.00013699 | 0.00011988 | 2.6775e-06 | 0.00010371 | 8.0443e-05 | 6.8849e-05 | 7.48e-07
0.00032192 | 0.00017967 | 0.00013769 | 0.00025037 | 0.00052429 | 8.4867e-05 | 7.435e-05 | 0.00014627 | 8.7379e-05 | 0.00010933 | 0.00030962 | 0.00013758 | 7.9939e-05 | 0.0004063 | 3.3029e-05 | 0.00032066 | 4.4136e-05 | 4.7515e-05
0.00028235 | 0.00029567 | 0.00035383 | 0.0004896 | 0.00067903 | 0.00048591 | 6.7358e-05 | 0.00015205 | 0.00012771 | 5.7828e-05 | 0.00022317 | 0.00013923 | 0.00010987 | 0.00017462 | 3.9429e-05 | 0.00030091 | 3.1602e-05 | 0.00020925
0.00048698 | 0.00022694 | 0.00060289 | 0.00062322 | 0.00075588 | 0.00063895 | 9.2955e-05 | 0.00015379 | 0.00014755 | 4.7265e-05 | 0.00022377 | 0.0001476 | 9.2551e-05 | 0.00018756 | 3.4478e-05 | 0.00041711 | 3.4332e-05 | 6.8567e-07
0.00055576 | 0.00032799 | 0.00082674 | 0.00082454 | 0.0010085 | 0.00062691 | 0.00010503 | 0.00015891 | 0.00018701 | 0.00020096 | 0.0001363 | 0.00014565 | 0.00022087 | 9.9687e-06 | 0.00013244 | 0.00056528 | 0.00010646 | 0.00035105
0.00060947 | 0.00059459 | 0.00084385 | 0.00093416 | 0.0010621 | 0.00061294 | 0.00012213 | 0.00016048 | 0.0001508 | 0.0001512 | 4.094e-05 | 0.00014285 | 0.00031411 | 3.4499e-06 | 0.00042588 | 0.00062716 | 7.4256e-05 | 0.0006396
0.00056433 | 0.00096067 | 0.00076602 | 0.00088537 | 0.00066835 | 0.00065813 | 0.00010609 | 0.00016624 | 0.00016595 | 0.00015048 | 2.3905e-05 | 0.00014063 | 0.00039651 | 9.3714e-06 | 0.00034866 | 0.00040684 | 0.00011342 | 0.00031933
0.00010148 | 0.00063569 | 0.00057406 | 0.00076133 | 0.00034258 | 0.00061496 | 0.00013646 | 0.00015308 | 0.0001014 | 8.5342e-05 | 0.0001339 | 0.00013994 | 0.00025148 | 1.035e-05 | 4.3572e-05 | 0.00033346 | 0.00014164 | 0.00026729
7.3101e-05 | 0.00020786 | 0.00036858 | 0.00059662 | 4.6823e-05 | 0.00060587 | 0.0001338 | 0.00015148 | 7.9892e-05 | 0.00011139 | 0.00013459 | 0.00013139 | 0.00016091 | 1.0813e-05 | 8.9079e-05 | 0.00035038 | 0.00015575 | 9.3375e-05
0.00016145 | 9.4394e-05 | 0.00021412 | 0.00041545 | 4.6069e-05 | 0.00018536 | 8.4119e-05 | 0.00013705 | 4.2584e-05 | 6.1862e-05 | 7.1634e-05 | 0.00012872 | 5.9302e-05 | 2.0905e-05 | 6.4478e-05 | 0.0002225 | 8.4649e-05 | 0.0001712
0.00012377 | 0.0001685 | 8.2476e-05 | 0.0002517 | 4.6069e-05 | 8.919e-05 | 0.00011415 | 0.00014441 | 2.3964e-05 | 5.381e-05 | 2.9956e-06 | 0.00012776 | 4.7132e-05 | 1.1791e-05 | 4.8434e-05 | 0.00014082 | 8.1806e-05 | 0.00011047
7.7048e-05 | 7.7817e-05 | 9.1141e-05 | 0.00016586 | 4.6823e-05 | 5.6105e-05 | 7.306e-05 | 0.00013355 | 1.6955e-05 | 6.5284e-05 | 2.5962e-06 | 0.00011946 | 3.1915e-05 | 0.00014459 | 5.2587e-06 | 9.4548e-05 | 8.169e-05 | 3.7911e-05
7.296e-05 | 3.9694e-05 | 6.2957e-05 | 8.4625e-05 | 4.599e-05 | 4.8346e-05 | 2.7026e-05 | 0.0001297 | 1.6427e-05 | 7.6341e-05 | 2.5962e-06 | 0.00011953 | 3.3572e-05 | 4.1821e-05 | 1.0866e-05 | 1.1673e-05 | 3.6897e-05 | 2.8486e-05
7.5003e-05 | 1.9458e-05 | 4.2194e-05 | 5.8888e-05 | 4.3791e-05 | 2.7272e-05 | 8.1963e-06 | 0.00012435 | 1.6016e-05 | 6.6659e-05 | 2.6627e-06 | 0.00011446 | 8.7773e-06 | 2.3119e-05 | 6.7561e-06 | 1.0675e-05 | 2.6513e-05 | 6.1087e-07
5.0239e-05 | 1.5553e-05 | 2.9809e-05 | 4.4369e-05 | 4.599e-05 | 2.6318e-05 | 1.219e-05 | 0.0001286 | 1.5302e-05 | 5.6928e-05 | 2.7293e-06 | 0.00010962 | 8.4124e-06 | 1.313e-05 | 8.2559e-06 | 1.0815e-05 | 3.4142e-05 | 6.2333e-08
5.0239e-05 | 1.1127e-05 | 2.6748e-05 | 3.9428e-05 | 4.6023e-05 | 2.7365e-05 | 2.0102e-06 | 0.00013 | 1.5503e-05 | 5.2186e-05 | 2.5629e-06 | 0.00011289 | 1.7159e-05 | 2.4613e-05 | 7.8668e-06 | 9.7798e-06 | 4.1839e-05 | 0
7.3491e-05 | 1.0569e-05 | 2.3222e-05 | 3.785e-05 | 4.599e-05 | 2.8173e-05 | 4.9337e-06 | 0.00012514 | 1.5454e-05 | 6.1439e-05 | 2.6627e-06 | 0.00011125 | 5.6147e-06 | 2.4561e-05 | 1.6774e-05 | 1.0652e-05 | 4.9565e-05 | 6.2333e-08
4.9195e-05 | 1.0829e-05 | 2.3467e-05 | 2.6382e-05 | 4.3791e-05 | 2.7439e-05 | 3.2424e-05 | 0.00011809 | 1.5212e-05 | 6.0412e-05 | 3.9542e-05 | 0.00010563 | 1.0707e-05 | 2.487e-05 | 3.3243e-05 | 1.1501e-05 | 0.00011979 | 4.0803e-05
0.00010118 | 1.1137e-05 | 5.0817e-05 | 2.6207e-05 | 4.599e-05 | 2.8014e-05 | 3.9126e-05 | 0.00012765 | 1.5275e-05 | 9.4596e-05 | 5.5219e-05 | 0.0001086 | 6.8889e-05 | 2.4922e-05 | 6.4405e-05 | 9.7808e-06 | 0.00021976 | 3.8896e-05
0.00015132 | 1.7193e-05 | 4.858e-05 | 1.7428e-05 | 4.5235e-05 | 2.7347e-05 | 6.3936e-05 | 0.00011429 | 1.5263e-05 | 0.0001003 | 7.7685e-05 | 0.00011476 | 5.6385e-05 | 2.5797e-05 | 4.3714e-05 | 1.654e-05 | 0.0002145 | 3.8098e-05
0.00010767 | 2.9837e-05 | 3.2187e-05 | 2.801e-05 | 4.6745e-05 | 2.6659e-05 | 0.00010446 | 0.0001184 | 1.7549e-05 | 8.9466e-05 | 0.00014588 | 0.00011704 | 5.8627e-05 | 4.6099e-05 | 7.0103e-05 | 1.7739e-05 | 0.00014543 | 0.00019681
7.7778e-05 | 3.6828e-05 | 3.298e-05 | 3.7343e-05 | 4.6712e-05 | 2.8594e-05 | 0.0001576 | 0.00011895 | 1.8109e-05 | 7.8174e-05 | 0.00014532 | 0.00011703 | 7.4849e-05 | 1.3336e-05 | 6.281e-05 | 1.4866e-05 | 0.00011711 | 0.00011009
7.6052e-05 | 4.3204e-05 | 3.8386e-05 | 5.6309e-05 | 4.599e-05 | 0.00028698 | 0.00013627 | 0.00012552 | 3.0545e-05 | 0.00052976 | 0.00030102 | 0.00011891 | 6.0501e-05 | 2.2244e-05 | 5.9092e-05 | 2.1898e-05 | 9.1727e-05 | 0.00056034
7.6092e-05 | 7.0624e-05 | 3.4176e-05 | 0.00012125 | 4.4513e-05 | 3.9257e-05 | 0.00010522 | 0.00014219 | 2.8187e-05 | 0.0001016 | 0.00032402 | 0.0001278 | 8.4323e-05 | 1.0607e-05 | 0.00012916 | 4.9716e-05 | 0.00010036 | 0.00034479
5.0537e-05 | 8.165e-05 | 4.7623e-05 | 0.00016944 | 4.6745e-05 | 7.5553e-05 | 7.9296e-05 | 0.00014577 | 2.5476e-05 | 9.6834e-05 | 0.00032366 | 0.00013494 | 0.00013006 | 9.7833e-06 | 0.00015069 | 7.7459e-05 | 6.9228e-05 | 0.00056157
7.347e-05 | 9.3265e-05 | 0.00011174 | 0.00018893 | 0.00015644 | 0.00057341 | 9.6253e-05 | 0.00014606 | 2.0249e-05 | 7.9691e-05 | 0.00032309 | 0.00013427 | 6.8032e-05 | 0.00046468 | 8.9356e-05 | 0.00012042 | 7.0275e-05 | 0.00015568
0.000186 | 0.00015089 | 0.00016887 | 0.0002224 | 0.00074935 | 0.00053182 | 7.2713e-05 | 0.00015433 | 6.4533e-05 | 5.5358e-05 | 0.00032382 | 0.00013418 | 0.00015017 | 0.00041617 | 6.1331e-05 | 0.00014072 | 3.0421e-05 | 0.00077847
0.00028575 | 0.00016217 | 0.00023513 | 0.00040686 | 0.0007356 | 0.00055994 | 0.0001042 | 0.00015863 | 5.1199e-05 | 6.3852e-05 | 0.00032475 | 0.00013686 | 0.0002467 | 0.00030388 | 5.4948e-05 | 0.00063172 | 6.6726e-05 | 0.0002115
0.00024258 | 0.00021488 | 0.0003398 | 0.00050913 | 0.0007226 | 0.00054851 | 9.6772e-05 | 0.00015266 | 4.5622e-05 | 7.0701e-05 | 0.00023918 | 0.00013699 | 0.00020504 | 0.00012238 | 0.00020126 | 0.00068537 | 6.4202e-05 | 0.00022526
0.00022443 | 0.00040147 | 0.00033569 | 0.00060454 | 0.00058399 | 0.00057472 | 0.00011587 | 0.00015763 | 6.0957e-05 | 0.0001643 | 0.00011956 | 0.00013147 | 0.00038916 | 0.00012517 | 0.00031738 | 0.00035609 | 0.00010901 | 0.00054437
9.3413e-05 | 0.00026607 | 0.00034336 | 0.00064735 | 4.6745e-05 | 0.00046061 | 0.00016269 | 0.00015879 | 0.0001271 | 6.0529e-05 | 0.00010211 | 0.00013461 | 0.00033804 | 0.00021265 | 0.00019384 | 0.00031179 | 0.00011775 | 4.5057e-05
9.4076e-05 | 0.00023101 | 0.00027737 | 0.00053831 | 4.6712e-05 | 5.8377e-05 | 0.00012549 | 0.00015741 | 9.4156e-05 | 0.00013057 | 0.00015267 | 0.00013793 | 0.00020788 | 0.00014702 | 0.00031326 | 0.00016075 | 0.00015841 | 0.00014399
6.9029e-05 | 0.00018151 | 0.0001829 | 0.00042595 | 4.5268e-05 | 5.513e-05 | 0.00012984 | 0.00014219 | 6.7238e-05 | 0.00020921 | 0.00013395 | 0.00013427 | 0.00011601 | 0.00016735 | 0.00010613 | 0.00011139 | 0.00011448 | 0.00010958
7.4728e-05 | 0.00016668 | 0.00013709 | 0.00037025 | 4.6745e-05 | 2.8879e-05 | 0.00015675 | 0.00014362 | 8.0923e-05 | 0.00014253 | 7.0429e-05 | 0.00013096 | 3.3226e-05 | 0.00013578 | 4.5158e-05 | 8.4928e-05 | 0.00014312 | 2.3188e-05
4.9728e-05 | 0.0001262 | 0.00010164 | 0.00015973 | 4.5235e-05 | 5.1757e-05 | 0.00012081 | 0.00014237 | 4.1016e-05 | 6.417e-05 | 2.3965e-06 | 0.0001375 | 2.4286e-05 | 4.2532e-05 | 4.0463e-05 | 0.00013589 | 0.00012398 | 7.48e-07
7.7141e-05 | 5.7616e-05 | 5.1799e-05 | 0.0001007 | 4.6745e-05 | 6.7802e-05 | 0.00010465 | 0.00012222 | 2.407e-05 | 9.2598e-05 | 2.3965e-06 | 0.00012081 | 1.9147e-05 | 2.3428e-05 | 7.0851e-06 | 0.00015172 | 7.7404e-05 | 8.587e-05
5.0239e-05 | 3.5526e-05 | 4.3533e-05 | 6.3204e-05 | 4.5268e-05 | 4.9226e-05 | 2.4777e-05 | 0.00012526 | 1.8942e-05 | 6.2811e-05 | 2.3965e-06 | 0.00012125 | 9.353e-06 | 1.2821e-05 | 7.5834e-06 | 5.3091e-05 | 3.1875e-05 | 1.7453e-06
5.0239e-05 | 2.23e-05 | 3.1145e-05 | 3.6529e-05 | 4.599e-05 | 2.7659e-05 | 6.4124e-06 | 0.00012804 | 1.7406e-05 | 5.7021e-05 | 2.4298e-06 | 0.000116 | 1.2386e-05 | 2.4046e-05 | 1.5825e-05 | 2.4443e-05 | 2.2035e-05 | 6.8567e-07
5.0217e-05 | 2.0161e-05 | 2.7074e-05 | 2.265e-05 | 4.5235e-05 | 2.7436e-05 | 4.739e-06 | 0.00013218 | 1.6825e-05 | 5.0817e-05 | 2.3965e-06 | 0.00011021 | 6.3657e-05 | 2.451e-05 | 6.7278e-06 | 1.8033e-05 | 3.0154e-05 | 5.61e-07
7.441e-05 | 1.5553e-05 | 2.6945e-05 | 2.0362e-05 | 4.6023e-05 | 2.7712e-05 | 3.7876e-06 | 0.00012394 | 1.5373e-05 | 5.4491e-05 | 2.463e-06 | 0.00010907 | 1.3411e-05 | 2.4458e-05 | 1.2288e-05 | 1.7884e-05 | 4.4742e-05 | 5.61e-07
4.9195e-05 | 1.1127e-05 | 2.4706e-05 | 1.125e-05 | 4.3758e-05 | 2.7028e-05 | 2.2246e-06 | 0.00011916 | 1.5088e-05 | 5.0237e-05 | 2.3632e-06 | 0.00010584 | 1.9376e-05 | 2.5797e-05 | 2.4012e-05 | 1.9988e-05 | 4.6382e-05 | 6.2333e-07
5.1262e-05 | 1.0853e-05 | 2.3269e-05 | 8.8294e-06 | 4.599e-05 | 2.7214e-05 | 2.4692e-05 | 0.00011612 | 1.5282e-05 | 5.2359e-05 | 3.9409e-05 | 0.00010279 | 2.09e-05 | 2.7702e-05 | 3.7183e-05 | 2.4421e-05 | 9.0256e-05 | 3.1167e-07
0.00010093 | 1.3854e-05 | 2.6956e-05 | 1.1379e-05 | 4.5268e-05 | 2.7623e-05 | 3.6074e-05 | 0.00012493 | 1.5233e-05 | 7.8879e-05 | 5.4919e-05 | 0.00010442 | 0.00011232 | 9.2375e-05 | 4.5727e-05 | 2.2651e-05 | 0.0002066 | 4.1202e-05
0.00012397 | 1.9298e-05 | 2.4282e-05 | 9.4195e-06 | 4.6745e-05 | 2.6876e-05 | 7.8146e-05 | 0.00010891 | 1.5081e-05 | 9.5632e-05 | 7.7353e-05 | 0.00010666 | 7.7708e-05 | 0.00013599 | 7.8464e-05 | 4.1054e-05 | 0.0002231 | 0.00020519
7.4674e-05 | 3.3667e-05 | 2.4069e-05 | 2.0957e-05 | 4.4513e-05 | 2.7029e-05 | 0.00015501 | 0.00012717 | 1.514e-05 | 7.4566e-05 | 0.00014605 | 0.00011299 | 0.00011297 | 0.00017286 | 0.00012412 | 6.1855e-05 | 0.00015957 | 0.00011676
7.3633e-05 | 3.5155e-05 | 5.7567e-05 | 3.3674e-05 | 4.5235e-05 | 2.7748e-05 | 0.00017358 | 0.00012992 | 1.511e-05 | 8.0031e-05 | 0.00014565 | 0.00011972 | 0.00011722 | 0.00013609 | 9.0375e-05 | 4.8438e-05 | 0.00013807 | 0.00012598
4.9728e-05 | 4.1313e-05 | 4.7469e-05 | 4.8509e-05 | 4.6712e-05 | 3.2945e-05 | 0.00021812 | 0.00013628 | 1.5033e-05 | 6.6352e-05 | 0.00032119 | 0.00011913 | 5.3299e-05 | 0.00013846 | 0.00010102 | 8.8694e-05 | 0.00015271 | 0.00011582
4.9684e-05 | 4.9148e-05 | 3.4885e-05 | 0.00012417 | 4.599e-05 | 2.7406e-05 | 0.00018788 | 0.00012426 | 2.6429e-05 | 0.00057388 | 0.00032559 | 0.00012753 | 7.4171e-05 | 0.00012765 | 0.00011113 | 0.00016548 | 0.00011949 | 1.3152e-05
7.498e-05 | 4.5865e-05 | 3.4178e-05 | 0.00014944 | 4.6778e-05 | 2.651e-05 | 8.6234e-05 | 0.00013232 | 2.7509e-05 | 0.00011552 | 0.00032462 | 0.00013155 | 0.00010351 | 0.0001277 | 9.485e-05 | 0.00017047 | 9.8859e-05 | 3.3972e-05
0.00033171 | 4.6885e-05 | 5.0521e-05 | 0.00017055 | 4.5957e-05 | 0.00029837 | 8.4606e-05 | 0.0001392 | 3.2085e-05 | 7.9827e-05 | 0.00032475 | 0.00013687 | 3.8777e-05 | 0.0005804 | 6.1235e-05 | 0.00018358 | 6.6895e-05 | 1.1843e-05
0.00035721 | 6.4569e-05 | 0.00012078 | 0.00019773 | 0.00040274 | 0.00056993 | 9.7525e-05 | 0.00014716 | 3.0129e-05 | 5.5638e-05 | 0.00032502 | 0.00013871 | 5.4513e-05 | 0.00050269 | 3.8876e-05 | 5.9328e-05 | 7.005e-05 | 0.00067036
0.00035719 | 0.00011666 | 0.00015107 | 0.00032477 | 0.00051821 | 0.00050729 | 7.418e-05 | 0.00014559 | 6.8044e-05 | 0.00010183 | 0.00032569 | 0.00014481 | 9.8658e-05 | 0.00030653 | 6.6606e-05 | 9.8513e-05 | 8.2661e-05 | 9.8568e-05
0.00027039 | 0.00011603 | 0.0001076 | 0.00036986 | 0.00048792 | 0.00049606 | 0.00011074 | 0.00015206 | 7.5793e-05 | 0.00016847 | 0.00023951 | 0.00013657 | 0.0001579 | 0.00012527 | 0.00012293 | 0.00028881 | 9.8555e-05 | 9.1007e-06
7.0718e-05 | 0.00020181 | 0.00016871 | 0.00036878 | 0.00038682 | 0.00053373 | 9.2553e-05 | 0.00014977 | 6.1433e-05 | 0.00088204 | 0.00012155 | 0.0001351 | 0.00021703 | 6.8895e-05 | 0.00030733 | 0.0003554 | 0.00012871 | 1.87e-07
7.9129e-05 | 0.00013095 | 0.00026093 | 0.00035443 | 0.00041279 | 0.00025759 | 0.00010618 | 0.00014962 | 5.098e-05 | 0.00016098 | 0.00010108 | 0.00013348 | 0.00024065 | 0.00013435 | 0.00027333 | 0.00011705 | 0.00013767 | 5.6723e-06
0.0001316 | 6.5607e-05 | 0.00017951 | 0.00022091 | 5.1078e-05 | 0.00017056 | 0.00011056 | 0.00013811 | 5.2315e-05 | 8.3621e-05 | 0.00021226 | 0.00013274 | 0.00013017 | 0.00015554 | 0.000224 | 9.0381e-05 | 0.00014218 | 9.9035e-05
7.5325e-05 | 4.1912e-05 | 8.1166e-05 | 0.00018363 | 4.448e-05 | 5.773e-05 | 9.3949e-05 | 0.00014284 | 1.1211e-05 | 0.00013244 | 0.00022048 | 0.0001295 | 5.0411e-05 | 5.0667e-05 | 4.3446e-05 | 5.8591e-05 | 0.00012685 | 4.2274e-05
5.0684e-05 | 4.2013e-05 | 6.4739e-05 | 8.9387e-05 | 4.6712e-05 | 5.29e-05 | 9.3673e-05 | 0.00013761 | 2.7201e-05 | 6.8302e-05 | 0.00015143 | 0.00012699 | 6.9069e-05 | 7.1603e-05 | 3.3365e-05 | 5.9002e-05 | 0.00010967 | 6.1491e-05
7.0015e-05 | 7.791e-05 | 4.956e-05 | 7.9493e-05 | 4.6745e-05 | 2.7334e-05 | 7.8194e-05 | 0.00012176 | 2.2235e-05 | 7.1113e-05 | 8.1746e-05 | 0.00012353 | 1.9321e-05 | 1.3285e-05 | 2.9055e-05 | 4.3369e-05 | 7.5402e-05 | 1.87e-07
5.028e-05 | 3.7203e-05 | 3.7095e-05 | 7.5172e-05 | 4.4513e-05 | 2.7623e-05 | 5.4995e-05 | 0.00012932 | 1.693e-05 | 4.6756e-05 | 8.128e-05 | 0.0001198 | 6.6673e-06 | 2.5385e-05 | 1.689e-05 | 1.6972e-05 | 7.4961e-05 | 1.2467e-07
7.1169e-05 | 2.0823e-05 | 3.0709e-05 | 5.0701e-05 | 4.5268e-05 | 2.7494e-05 | 3.9069e-05 | 0.00012638 | 1.6802e-05 | 5.009e-05 | 8.1147e-05 | 0.00011718 | 1.3043e-05 | 2.59e-05 | 1.0658e-05 | 1.4779e-05 | 4.7785e-05 | 3.7624e-05
5.0217e-05 | 1.5364e-05 | 2.7551e-05 | 2.1215e-05 | 4.6745e-05 | 2.6811e-05 | 2.1384e-05 | 0.00012632 | 1.5379e-05 | 5.2109e-05 | 8.1447e-05 | 0.00011213 | 2.7226e-05 | 2.5437e-05 | 6.8552e-06 | 1.3744e-05 | 3.6228e-05 | 2.0196e-05
4.9217e-05 | 1.5322e-05 | 2.4322e-05 | 1.3306e-05 | 4.599e-05 | 4.8764e-05 | 4.7346e-06 | 0.00011669 | 1.5223e-05 | 4.7092e-05 | 8.1646e-05 | 0.00010672 | 8.5421e-06 | 2.5179e-05 | 7.7126e-06 | 1.3762e-05 | 3.0263e-05 | 6.2333e-08
5.1239e-05 | 1.0844e-05 | 2.2519e-05 | 9.9318e-06 | 4.599e-05 | 2.7564e-05 | 2.7277e-06 | 0.00012507 | 1.5139e-05 | 5.0203e-05 | 8.168e-05 | 0.00010629 | 9.0652e-06 | 2.59e-05 | 1.2394e-05 | 1.3917e-05 | 5.0573e-05 | 6.2333e-08
7.196e-05 | 1.03e-05 | 2.2781e-05 | 8.7334e-06 | 4.5301e-05 | 2.7482e-05 | 9.9252e-06 | 0.0001078 | 1.5228e-05 | 5.0738e-05 | 8.1447e-05 | 0.00010771 | 4.5427e-05 | 2.4613e-05 | 9.7415e-06 | 1.3534e-05 | 3.5041e-05 | 2.4933e-07
5.1304e-05 | 1.0844e-05 | 2.2879e-05 | 7.9729e-06 | 4.5235e-05 | 2.7028e-05 | 1.0413e-05 | 0.00011396 | 1.5116e-05 | 4.4303e-05 | 0.00011849 | 0.00010038 | 4.7216e-05 | 2.4046e-05 | 1.7042e-05 | 1.0854e-05 | 5.3882e-05 | 6.2333e-08
4.9749e-05 | 1.1094e-05 | 2.3096e-05 | 8.3287e-06 | 4.6745e-05 | 2.7272e-05 | 1.5264e-05 | 0.00011546 | 1.5243e-05 | 5.2447e-05 | 0.0001342 | 0.00010441 | 7.5047e-05 | 1.346e-05 | 3.8478e-05 | 8.8726e-06 | 5.6162e-05 | 1.1843e-06
4.9728e-05 | 1.116e-05 | 2.7298e-05 | 8.2651e-06 | 4.5235e-05 | 2.7423e-05 | 7.969e-05 | 0.00011583 | 1.4088e-05 | 9.0143e-05 | 0.00015684 | 0.00010283 | 0.00010664 | 2.6106e-05 | 6.1938e-05 | 1.8933e-05 | 0.00014739 | 4.0205e-05
8.9197e-05 | 1.1222e-05 | 2.3277e-05 | 8.128e-06 | 4.4513e-05 | 7.6538e-05 | 0.00010179 | 0.0001203 | 1.217e-05 | 6.2789e-05 | 0.00023133 | 0.00010799 | 0.00013671 | 6.112e-05 | 0.00011778 | 1.2831e-05 | 0.00017831 | 8.5272e-05
0.00015394 | 1.2095e-05 | 3.2682e-05 | 1.5812e-05 | 4.6712e-05 | 0.00014042 | 0.00022073 | 0.00012036 | 1.2047e-05 | 0.00011901 | 0.00022886 | 0.00011744 | 0.00010149 | 2.2605e-05 | 0.00024493 | 2.5389e-05 | 0.00021587 | 0.00017288
0.00011688 | 2.9817e-05 | 2.2796e-05 | 2.4788e-05 | 4.5268e-05 | 0.00010639 | 0.0002596 | 0.00012123 | 1.2033e-05 | 7.4488e-05 | 0.00032356 | 0.00011423 | 0.00012938 | 1.2306e-05 | 0.00022987 | 2.5908e-05 | 0.00018134 | 0.0006592
7.3196e-05 | 5.7998e-05 | 2.978e-05 | 4.1377e-05 | 4.5957e-05 | 8.744e-05 | 0.00020252 | 0.00013215 | 1.2799e-05 | 6.451e-05 | 0.00032542 | 0.0001225 | 0.00012366 | 1.21e-05 | 0.00012931 | 1.6935e-05 | 0.00012047 | 0.0003893
0.00016549 | 6.4565e-05 | 3.3102e-05 | 3.122e-05 | 4.599e-05 | 0.00012297 | 0.00024199 | 0.00014962 | 6.9156e-05 | 7.7466e-05 | 0.00032525 | 0.00012933 | 0.00012744 | 1.1071e-05 | 0.00015852 | 1.3569e-05 | 0.00012846 | 9.6455e-05
0.00014707 | 9.4776e-05 | 5.4532e-05 | 6.7213e-05 | 0.00053702 | 0.00043671 | 0.00018946 | 0.00015637 | 8.2882e-05 | 0.00015411 | 0.00032522 | 0.00013551 | 0.00019914 | 0.00036965 | 0.00020058 | 0.00010872 | 8.8319e-05 | 0.00015267
0.00015827 | 9.8583e-05 | 0.0001021 | 0.0001111 | 0.00076806 | 0.00045527 | 0.00015796 | 0.00015 | 9.5462e-05 | 0.00041631 | 0.00032412 | 0.00014258 | 0.00013974 | 0.00021281 | 9.1757e-05 | 0.00022452 | 9.2873e-05 | 0.00051595
7.8775e-05 | 0.00011228 | 0.00025507 | 0.00016648 | 0.00076304 | 0.00081669 | 0.00011242 | 0.0001586 | 5.076e-05 | 0.00013491 | 0.00032439 | 0.00014458 | 0.00015097 | 0.00018582 | 0.00013923 | 0.00028284 | 8.168e-05 | 0.00022207
0.00010193 | 0.00013831 | 0.00036712 | 0.0003131 | 0.00091038 | 0.00098199 | 0.00012 | 0.00015949 | 0.00010734 | 8.7468e-05 | 0.00023921 | 0.00013794 | 0.00017665 | 1.4428e-05 | 0.00016941 | 0.00011314 | 9.6932e-05 | 0.00013983
0.00020004 | 0.00012023 | 0.00035573 | 0.00031535 | 0.00074712 | 0.00080301 | 0.00012791 | 0.00015767 | 0.00014951 | 9.9687e-05 | 0.00013962 | 0.00014037 | 0.00028661 | 0.00010704 | 0.00035192 | 0.00025436 | 9.8715e-05 | 0.0002025
0.00021962 | 0.00016147 | 0.00030823 | 0.00025311 | 0.00067494 | 0.00092006 | 0.00011394 | 0.00015685 | 9.3316e-05 | 0.00012969 | 8.128e-05 | 0.00015409 | 0.00028193 | 0.00012559 | 0.0003485 | 0.00016302 | 0.00014726 | 0.0002623
0.00011671 | 0.00010435 | 0.00025814 | 0.0002205 | 0.00034708 | 0.00048284 | 0.0001146 | 0.0001513 | 5.4642e-05 | 0.00012639 | 0.0001379 | 0.00015065 | 0.00017065 | 0.00011121 | 0.00016582 | 0.00019356 | 0.00014721 | 8.4649e-05
0.00016204 | 9.093e-05 | 0.00019973 | 0.00019419 | 0.00026623 | 0.00021019 | 0.00014389 | 0.00014677 | 3.4845e-05 | 9.0977e-05 | 0.0001397 | 0.00014539 | 0.00015949 | 0.00016642 | 0.00011715 | 0.00020708 | 0.00013271 | 5.01e-06
6.5287e-05 | 0.00011745 | 0.00010768 | 0.00011048 | 0.00014128 | 8.4307e-05 | 0.00013302 | 0.00014773 | 2.4613e-05 | 7.5766e-05 | 7.8358e-05 | 0.00013351 | 0.0001153 | 5.8803e-05 | 3.6344e-05 | 0.00027212 | 0.00011163 | 6.2333e-08
7.1234e-05 | 0.00014744 | 0.00012178 | 6.3855e-05 | 0.00013264 | 5.9644e-05 | 4.1765e-05 | 0.00013792 | 2.0227e-05 | 6.9964e-05 | 2.3299e-06 | 0.00013828 | 5.1199e-05 | 1.1688e-05 | 2.4069e-05 | 8.8465e-05 | 8.0505e-05 | 6.2333e-08
5.0047e-05 | 5.5818e-05 | 7.3299e-05 | 3.4373e-05 | 4.6745e-05 | 6.2201e-05 | 4.4022e-05 | 0.00012584 | 1.5082e-05 | 7.0539e-05 | 2.3632e-06 | 0.00012615 | 1.5628e-05 | 1.2049e-05 | 1.8464e-05 | 3.3097e-05 | 7.3201e-05 | 6.2333e-08
0.00011941 | 1.5459e-05 | 5.4094e-05 | 3.4569e-05 | 4.6745e-05 | 0.00013275 | 4.2362e-05 | 0.00012475 | 1.5096e-05 | 6.0537e-05 | 2.4298e-06 | 0.00012373 | 4.4263e-05 | 2.1781e-05 | 3.0303e-05 | 1.8878e-05 | 5.2611e-05 | 0
8.662e-05 | 1.5309e-05 | 4.6632e-05 | 2.1891e-05 | 4.5235e-05 | 5.0219e-05 | 9.7821e-06 | 0.00012985 | 1.5156e-05 | 6.4615e-05 | 2.3299e-06 | 0.00011877 | 2.9001e-05 | 1.2821e-05 | 6.7278e-06 | 1.2917e-05 | 2.7873e-05 | 3.4981e-05
4.8535e-05 | 1.0924e-05 | 3.8642e-05 | 1.7141e-05 | 4.599e-05 | 5.4205e-05 | 4.1245e-06 | 0.00012754 | 1.5126e-05 | 5.907e-05 | 2.3965e-06 | 0.00011771 | 2.3106e-05 | 1.277e-05 | 8.5955e-06 | 1.1479e-05 | 3.3386e-05 | 3.1117e-05
5.0728e-05 | 1.1222e-05 | 3.1295e-05 | 1.1016e-05 | 4.5268e-05 | 2.7583e-05 | 4.6232e-06 | 0.00012831 | 1.5077e-05 | 5.1959e-05 | 2.3632e-06 | 0.00011826 | 5.7526e-06 | 2.3428e-05 | 1.023e-05 | 1.1202e-05 | 3.1027e-05 | 6.2333e-08
7.36e-05 | 1.1127e-05 | 2.2791e-05 | 9.2937e-06 | 4.5268e-05 | 2.69e-05 | 2.1712e-06 | 0.00012474 | 1.517e-05 | 5.5431e-05 | 2.2966e-06 | 0.00011426 | 4.666e-06 | 2.4304e-05 | 8.5955e-06 | 1.139e-05 | 3.6156e-05 | 2.4933e-07
5.0751e-05 | 1.0905e-05 | 2.2559e-05 | 9.3178e-06 | 4.6745e-05 | 2.7513e-05 | 1.8905e-05 | 0.00011412 | 1.5089e-05 | 7.0223e-05 | 3.8943e-05 | 0.00010947 | 7.1101e-06 | 2.3325e-05 | 1.6733e-05 | 1.0832e-05 | 6.2607e-05 | 1.2467e-07
5.1177e-05 | 1.1128e-05 | 2.5286e-05 | 8.0208e-06 | 4.5268e-05 | 2.7623e-05 | 1.9917e-05 | 0.00011421 | 1.3112e-05 | 6.4824e-05 | 5.4986e-05 | 0.00010969 | 4.9153e-05 | 1.5241e-05 | 7.8102e-06 | 1.1346e-05 | 7.3965e-05 | 1.0597e-06
4.9217e-05 | 1.152e-05 | 2.8915e-05 | 7.6868e-06 | 4.599e-05 | 2.7106e-05 | 5.1971e-05 | 0.00011735 | 8.8324e-06 | 5.8911e-05 | 7.8817e-05 | 0.00011129 | 0.0001505 | 2.5385e-05 | 5.9462e-05 | 2.2114e-05 | 0.00011415 | 8.9822e-05
4.975e-05 | 1.1464e-05 | 2.4713e-05 | 1.3103e-05 | 4.5235e-05 | 2.6959e-05 | 0.00011387 | 0.00012292 | 8.8137e-06 | 0.00014267 | 0.00015404 | 0.00011132 | 0.00019186 | 6.0811e-05 | 0.00016389 | 1.3139e-05 | 0.00020125 | 7.3215e-05
0.00014027 | 1.7055e-05 | 2.6665e-05 | 1.9026e-05 | 4.5235e-05 | 2.8594e-05 | 0.00015906 | 0.00012522 | 8.9264e-06 | 0.00012658 | 0.00014728 | 0.00011311 | 0.00018411 | 1.6014e-05 | 0.00016379 | 1.6608e-05 | 0.00020792 | 3.8136e-05
0.00011083 | 2.7667e-05 | 4.4712e-05 | 2.779e-05 | 4.5957e-05 | 4.945e-05 | 0.00027869 | 0.00013445 | 8.8784e-06 | 0.00047701 | 0.00027 | 0.00012219 | 0.00018483 | 2.4767e-05 | 0.00014131 | 2.4782e-05 | 0.00021444 | 7.9625e-05
0.0001404 | 5.4137e-05 | 0.00012605 | 4.8027e-05 | 4.5268e-05 | 5.5606e-05 | 0.00027104 | 0.00014581 | 8.7879e-06 | 0.00026341 | 0.00029962 | 0.00013322 | 0.00017219 | 1.1585e-05 | 0.00023134 | 8.1537e-05 | 0.00013382 | 0.00015068
8.0617e-05 | 0.0001115 | 0.00022817 | 0.00012474 | 7.8485e-05 | 0.00064876 | 0.00021507 | 0.00015047 | 4.0335e-05 | 9.6685e-05 | 0.00032842 | 0.00013887 | 0.00018275 | 2.6775e-06 | 0.00015689 | 0.00018586 | 0.00011292 | 9.9197e-05
0.00016433 | 0.00021902 | 0.00031388 | 0.00025424 | 0.00066329 | 0.00067715 | 0.00015799 | 0.0001456 | 7.4625e-05 | 8.4417e-05 | 0.00032549 | 0.00013889 | 0.00018442 | 0.00033151 | 0.00011989 | 0.0003822 | 8.0233e-05 | 0.00014835
0.00072279 | 0.0003281 | 0.00055445 | 0.00042604 | 0.0018471 | 0.0012817 | 0.00015134 | 0.00015134 | 0.00010073 | 8.7961e-05 | 0.00033419 | 0.00014677 | 0.00023314 | 0.00020439 | 9.3604e-05 | 0.00049645 | 8.0658e-05 | 0.00015925
0.0010365 | 0.00030144 | 0.00086212 | 0.00052533 | 0.003121 | 0.0013319 | 0.00010201 | 0.00015951 | 0.00011925 | 0.00013013 | 0.000344 | 0.00015377 | 0.00015375 | 0.00018809 | 9.5229e-05 | 0.00062436 | 7.7659e-05 | 0.00015016
0.0014239 | 0.00050376 | 0.00108 | 0.00056612 | 0.0047694 | 0.0013433 | 0.00014253 | 0.00016627 | 0.00015085 | 0.00023964 | 0.00024714 | 0.00015235 | 0.00017748 | 0.0001756 | 0.0002214 | 0.00080624 | 0.00011574 | 0.00032619
0.0012552 | 0.00077999 | 0.0013002 | 0.00057715 | 0.0030783 | 0.0016982 | 0.00012704 | 0.00017023 | 0.00018073 | 0.00010264 | 0.00012056 | 0.00015984 | 0.00030979 | 0.0002821 | 0.000312 | 0.0009949 | 0.00012091 | 0.00030485
0.001783 | 0.00055983 | 0.0011896 | 0.00051648 | 0.0022603 | 0.0017776 | 0.00018862 | 0.00017721 | 0.00016139 | 0.00015059 | 0.00010351 | 0.00014519 | 0.0002241 | 7.7401e-05 | 0.00023747 | 0.0010164 | 9.7626e-05 | 6.0613e-05
0.0013373 | 0.00046425 | 0.001004 | 0.00044099 | 0.0010064 | 0.00080907 | 0.00015431 | 0.00016422 | 0.00015423 | 0.00014102 | 0.00016608 | 0.00014581 | 0.00011485 | 3.9751e-05 | 0.00021751 | 0.0010407 | 0.00012714 | 2.8299e-05
0.00065675 | 0.00039232 | 0.00082019 | 0.00034936 | 0.00034855 | 0.00036841 | 0.00016685 | 0.00015251 | 8.5032e-05 | 0.00010938 | 0.00013796 | 0.00014513 | 8.6497e-05 | 6.0245e-05 | 0.00010573 | 0.00054203 | 9.4654e-05 | 6.1461e-05
0.00052195 | 0.00013977 | 0.00054514 | 0.00019736 | 0.0003565 | 0.00011637 | 0.00011427 | 0.00014238 | 5.8372e-05 | 7.7628e-05 | 7.9383e-05 | 0.00014064 | 6.6532e-05 | 4.8041e-05 | 4.8275e-05 | 0.0002582 | 0.0001175 | 6.5325e-05
0.00038638 | 0.00010735 | 0.00033702 | 0.00012297 | 0.00041134 | 6.5776e-05 | 6.0538e-05 | 0.00014272 | 3.7009e-05 | 5.1478e-05 | 2.3299e-06 | 0.00013276 | 2.591e-05 | 1.0813e-05 | 1.5833e-05 | 0.00021443 | 0.00012205 | 4.1015e-05
0.0001505 | 6.8222e-05 | 0.00018329 | 9.4349e-05 | 0.00018244 | 0.00022034 | 8.3247e-05 | 0.00013112 | 2.0345e-05 | 9.1603e-05 | 2.3299e-06 | 0.0001342 | 2.4674e-05 | 1.1688e-05 | 4.1513e-05 | 0.00014998 | 7.4663e-05 | 3.5243e-05
0.00017435 | 3.006e-05 | 8.9715e-05 | 5.6643e-05 | 4.6745e-05 | 5.1831e-05 | 5.2118e-05 | 0.00013168 | 2.3526e-05 | 5.6208e-05 | 2.3299e-06 | 0.00012901 | 6.2554e-05 | 1.5653e-05 | 2.1881e-05 | 0.00014318 | 4.0087e-05 | 4.387e-05
0.00032391 | 5.3279e-05 | 6.9553e-05 | 1.68e-05 | 4.599e-05 | 8.0822e-05 | 2.8217e-05 | 0.00013211 | 1.5432e-05 | 5.3945e-05 | 2.3299e-06 | 0.00012331 | 2.5917e-05 | 1.8382e-05 | 5.7091e-06 | 0.00013078 | 3.7151e-05 | 3.5181e-05
0.00019788 | 2.1078e-05 | 4.1898e-05 | 1.7396e-05 | 4.599e-05 | 2.8193e-05 | 1.6694e-05 | 0.00012398 | 1.5129e-05 | 5.3481e-05 | 2.3965e-06 | 0.00011847 | 6.5959e-06 | 1.2615e-05 | 5.5393e-06 | 0.00012957 | 2.1521e-05 | 2.4933e-07
0.00012202 | 1.6746e-05 | 3.82e-05 | 1.3291e-05 | 4.5268e-05 | 2.69e-05 | 1.9346e-05 | 0.0001284 | 1.5236e-05 | 4.975e-05 | 2.3632e-06 | 0.00012074 | 1.1753e-05 | 2.3222e-05 | 5.3483e-06 | 0.00012636 | 4.0242e-05 | 1.87e-07
0.00010246 | 1.275e-05 | 2.883e-05 | 7.7257e-06 | 4.5268e-05 | 2.7227e-05 | 1.3887e-05 | 0.00011931 | 1.5278e-05 | 5.1215e-05 | 2.3299e-06 | 0.00011582 | 3.2469e-06 | 1.8691e-05 | 5.3695e-06 | 2.5859e-05 | 3.101e-05 | 1.2467e-07
0.0001013 | 1.0796e-05 | 2.67e-05 | 1.4811e-05 | 4.6745e-05 | 2.653e-05 | 4.0446e-06 | 0.00011984 | 1.5222e-05 | 5.6631e-05 | 3.9342e-05 | 0.00011127 | 2.3536e-05 | 1.7867e-05 | 6.0911e-06 | 1.0382e-05 | 5.3515e-05 | 1.87e-07
5.655e-05 | 1.0925e-05 | 2.7391e-05 | 1.5263e-05 | 4.5268e-05 | 2.7712e-05 | 2.1644e-05 | 0.00011687 | 1.4295e-05 | 5.5356e-05 | 5.4986e-05 | 0.0001149 | 2.8212e-05 | 2.4458e-05 | 3.1453e-05 | 9.9775e-06 | 6.1545e-05 | 1.0597e-06
8.9428e-05 | 1.1791e-05 | 5.2805e-05 | 1.9397e-05 | 4.6023e-05 | 6.2355e-05 | 7.6836e-05 | 0.00012121 | 8.8189e-06 | 0.00010211 | 7.9416e-05 | 0.00011457 | 6.3835e-05 | 2.4407e-05 | 9.6343e-05 | 1.424e-05 | 0.00012274 | 4.766e-05
8.3967e-05 | 1.622e-05 | 8.8009e-05 | 2.6439e-05 | 4.5235e-05 | 2.7353e-05 | 0.00013481 | 0.00012253 | 9.0461e-06 | 7.4755e-05 | 0.0001579 | 0.00011292 | 0.00017021 | 5.0358e-05 | 0.00013047 | 2.7113e-05 | 0.00019366 | 0.0002718
5.1643e-05 | 3.1825e-05 | 0.0001462 | 4.2819e-05 | 4.5957e-05 | 0.00013213 | 0.00020131 | 0.00012316 | 8.9298e-06 | 7.9011e-05 | 0.0001576 | 0.00012133 | 0.00018361 | 2.2193e-05 | 0.00033047 | 3.5259e-05 | 0.00023463 | 0.00085332
6.5345e-05 | 6.8973e-05 | 0.00012454 | 9.8596e-05 | 4.3758e-05 | 0.0001736 | 0.00027604 | 0.00012891 | 1.611e-05 | 0.00054536 | 0.0002485 | 0.00012538 | 0.0001831 | 4.3798e-05 | 0.00021896 | 0.00029067 | 0.00024929 | 0.00017258
0.00028406 | 0.00018514 | 0.00013491 | 0.00015866 | 4.5957e-05 | 0.00049519 | 0.00025482 | 0.00014583 | 5.5243e-05 | 0.00036303 | 0.00025559 | 0.00014423 | 0.00016796 | 8.6505e-05 | 0.00026924 | 0.00028188 | 0.00019292 | 0.00093488
0.00018837 | 0.000195 | 0.00027595 | 0.00023627 | 4.4513e-05 | 0.00050117 | 0.00024928 | 0.00015582 | 2.6089e-05 | 9.5811e-05 | 0.00033128 | 0.00014339 | 0.00012216 | 1.0556e-05 | 0.0001712 | 0.00032437 | 0.00019058 | 0.0010513
0.00048672 | 0.00019929 | 0.00042584 | 0.00038757 | 0.00050732 | 0.00054171 | 0.00025218 | 0.0001553 | 4.0104e-05 | 9.7239e-05 | 0.00038099 | 0.00014516 | 0.00012583 | 0.00040638 | 5.3173e-05 | 0.00062365 | 0.00014443 | 0.0010609
0.0010443 | 0.00027175 | 0.00074031 | 0.00052056 | 0.00080659 | 0.00091484 | 0.00020391 | 0.00015196 | 0.00011157 | 9.1821e-05 | 0.00043755 | 0.00015653 | 9.9888e-05 | 0.00020718 | 0.00014834 | 0.00049513 | 0.00010848 | 0.00041595
0.001815 | 0.00048295 | 0.001053 | 0.00066455 | 0.0017192 | 0.0011294 | 0.00018131 | 0.00016917 | 0.00019714 | 0.00011283 | 0.00043753 | 0.00015823 | 0.00010988 | 0.00018547 | 7.1751e-05 | 0.00079673 | 9.8337e-05 | 0.00038944
0.0021202 | 0.00056114 | 0.0013402 | 0.0007601 | 0.0035446 | 0.0011223 | 0.00016013 | 0.0001702 | 0.00022951 | 0.00010768 | 0.00035064 | 0.00014921 | 0.00018507 | 9.9336e-05 | 0.0001183 | 0.00071909 | 0.00014092 | 0.00045625
0.0017963 | 0.00086372 | 0.0015709 | 0.00090454 | 0.0029006 | 0.0015201 | 0.00015022 | 0.00016259 | 0.00021467 | 0.00012956 | 0.00019322 | 0.00014939 | 0.00046074 | 2.6775e-06 | 0.00027805 | 0.00088152 | 0.00014861 | 0.0003559
0.0011303 | 0.00067134 | 0.0014789 | 0.00088263 | 0.0016049 | 0.0015716 | 0.00016648 | 0.00016452 | 0.00025465 | 0.00017282 | 0.00012106 | 0.00015095 | 0.00032731 | 9.2169e-06 | 0.00042 | 0.00076449 | 0.00016659 | 0.00045996
0.00034529 | 0.00060618 | 0.0011026 | 0.0006287 | 0.00079036 | 0.00099457 | 0.00014723 | 0.00015979 | 0.00016989 | 0.00010134 | 0.00023287 | 0.00014859 | 0.00016656 | 3.2336e-06 | 0.00026506 | 0.00050757 | 0.00023525 | 0.00032339
0.00014484 | 0.00042192 | 0.00074251 | 0.00043315 | 0.0005146 | 0.00054883 | 0.00018897 | 0.00014574 | 0.0001168 | 8.6812e-05 | 0.00018044 | 0.00014848 | 8.8742e-05 | 1.0041e-05 | 0.00017807 | 0.00045159 | 0.00021936 | 0.00014435
0.00029019 | 0.00032748 | 0.00047783 | 0.00044506 | 0.00030877 | 0.00075872 | 0.00019746 | 0.00015447 | 7.0276e-05 | 8.0112e-05 | 7.0603e-05 | 0.00014316 | 3.5128e-05 | 9.392e-05 | 8.6222e-05 | 0.00024051 | 0.00011565 | 8.885e-05
0.00040882 | 0.00017021 | 0.00040475 | 0.00028908 | 0.0002792 | 0.00031784 | 0.00013288 | 0.00015163 | 3.8395e-05 | 9.17e-05 | 2.3965e-06 | 0.00014314 | 1.4658e-05 | 1.1071e-05 | 7.0933e-05 | 5.4052e-05 | 0.00011307 | 7.3803e-05
0.00027718 | 5.4748e-05 | 0.00029191 | 0.00017498 | 0.00015857 | 5.5584e-05 | 6.3656e-05 | 0.00013442 | 2.1573e-05 | 5.7907e-05 | 2.3965e-06 | 0.00013599 | 1.1989e-05 | 1.1997e-05 | 1.5548e-05 | 2.845e-05 | 4.9162e-05 | 7.0811e-06
0.00010401 | 2.6533e-05 | 0.00015275 | 9.418e-05 | 0.00017886 | 5.5393e-05 | 3.155e-05 | 0.000127 | 2.1123e-05 | 8.3729e-05 | 2.463e-06 | 0.00013173 | 6.4662e-06 | 1.2461e-05 | 7.0886e-06 | 9.8937e-06 | 5.3745e-05 | 2.4933e-07
0.0001027 | 2.5004e-05 | 0.00010306 | 7.0191e-05 | 0.00011095 | 2.6495e-05 | 1.7554e-05 | 0.00013292 | 1.4889e-05 | 6.413e-05 | 2.3965e-06 | 0.00012889 | 5.631e-06 | 2.1987e-05 | 5.4332e-06 | 9.7726e-06 | 3.0862e-05 | 6.2333e-07
5.0706e-05 | 2.0675e-05 | 6.016e-05 | 5.5261e-05 | 4.5268e-05 | 2.7476e-05 | 4.1095e-06 | 0.00012504 | 1.7155e-05 | 6.8241e-05 | 2.463e-06 | 0.00012489 | 3.3361e-06 | 1.4675e-05 | 5.3483e-06 | 8.7041e-06 | 3.0287e-05 | 2.4933e-07
4.9132e-05 | 1.6353e-05 | 5.7109e-05 | 3.7677e-05 | 0.0001052 | 2.7105e-05 | 2.8786e-06 | 0.00012449 | 1.5082e-05 | 7.0401e-05 | 2.463e-06 | 0.00012544 | 3.0036e-06 | 2.4767e-05 | 7.0037e-06 | 2.2557e-05 | 2.074e-05 | 2.4933e-07
4.9706e-05 | 1.6201e-05 | 4.3441e-05 | 2.6081e-05 | 4.4513e-05 | 2.8267e-05 | 9.7129e-06 | 0.00012983 | 1.5304e-05 | 5.2688e-05 | 2.3965e-06 | 0.00011818 | 6.0689e-06 | 2.4355e-05 | 4.2485e-05 | 2.823e-05 | 3.4307e-05 | 1.87e-07
5.0195e-05 | 1.6234e-05 | 2.9872e-05 | 2.1053e-05 | 4.4513e-05 | 2.7254e-05 | 1.5183e-05 | 0.00012391 | 1.4971e-05 | 5.2235e-05 | 3.9542e-05 | 0.00012053 | 3.5169e-05 | 1.4417e-05 | 6.429e-05 | 2.2705e-05 | 0.0001016 | 2.4933e-07
0.00010931 | 1.6258e-05 | 3.5402e-05 | 1.7637e-05 | 4.5235e-05 | 2.657e-05 | 5.6035e-05 | 0.00012056 | 1.4476e-05 | 7.0013e-05 | 5.5052e-05 | 0.0001178 | 6.3128e-05 | 2.5076e-05 | 3.332e-05 | 1.5763e-05 | 0.00020336 | 2.2565e-05
9.7086e-05 | 1.7111e-05 | 4.194e-05 | 5.655e-05 | 4.4546e-05 | 2.7712e-05 | 0.00011757 | 0.00012226 | 8.8089e-06 | 0.00011025 | 7.9283e-05 | 0.00011818 | 6.9505e-05 | 2.5746e-05 | 4.3414e-05 | 1.6767e-05 | 0.00020684 | 6.7426e-05
8.0723e-05 | 1.7073e-05 | 3.8943e-05 | 7.4726e-05 | 4.599e-05 | 2.7214e-05 | 0.00016257 | 0.0001123 | 8.8271e-06 | 8.0727e-05 | 0.00015763 | 0.00011475 | 6.1295e-05 | 0.00010834 | 8.4329e-05 | 2.2045e-05 | 0.00013951 | 0.00013792
5.2511e-05 | 1.76e-05 | 3.5919e-05 | 5.6529e-05 | 4.5957e-05 | 2.7039e-05 | 0.00017964 | 0.0001181 | 1.0576e-05 | 0.00056 | 0.0001575 | 0.00011682 | 5.5667e-05 | 2.3428e-05 | 5.6907e-05 | 0.00012832 | 0.00012276 | 0.00054152
7.8997e-05 | 2.2341e-05 | 4.3904e-05 | 8.6778e-05 | 4.7467e-05 | 2.7786e-05 | 0.00018982 | 0.00013646 | 1.8006e-05 | 0.0001686 | 0.00025897 | 0.00012409 | 8.2559e-05 | 1.2512e-05 | 0.00015375 | 4.6902e-05 | 0.00011066 | 0.00028431
5.2117e-05 | 4.8008e-05 | 0.0001405 | 0.0002249 | 4.5235e-05 | 9.8987e-05 | 0.00019298 | 0.00013903 | 9.8163e-05 | 0.00047266 | 0.00028623 | 0.00013024 | 0.00010808 | 1.1225e-05 | 0.00013181 | 6.5741e-05 | 6.3175e-05 | 0.00062352
4.9513e-05 | 0.00014642 | 0.00020781 | 0.00039307 | 4.75e-05 | 0.00050276 | 0.00012513 | 0.00015194 | 8.1684e-05 | 0.00047333 | 0.00033105 | 0.00013791 | 8.3053e-05 | 2.8835e-06 | 0.00012231 | 0.00027581 | 6.4338e-05 | 5.9265e-05
0.00047486 | 0.00018806 | 0.00040851 | 0.00043293 | 0.00048992 | 0.00050603 | 0.00012765 | 0.00014741 | 6.4913e-05 | 0.00026387 | 0.00033511 | 0.00015319 | 8.7362e-05 | 0.00031579 | 7.744e-05 | 0.00064298 | 7.2061e-05 | 8.7242e-05
0.00017775 | 0.00041905 | 0.0005475 | 0.00052775 | 0.0012291 | 0.00050959 | 0.00013725 | 0.00015166 | 9.1656e-05 | 0.00011011 | 0.00033544 | 0.00015861 | 8.8443e-05 | 0.00020454 | 2.1057e-05 | 0.00115 | 6.7898e-05 | 7.6645e-05
0.00034833 | 0.00050929 | 0.00074458 | 0.00067809 | 0.001807 | 0.00098535 | 0.00013751 | 0.00015838 | 0.00018254 | 0.00010947 | 0.00032191 | 0.0001514 | 0.00012629 | 0.00018622 | 5.6796e-05 | 0.0014628 | 3.5259e-05 | 0.00018388
0.0010488 | 0.00050529 | 0.0012485 | 0.00078509 | 0.0014601 | 0.0010744 | 0.00013266 | 0.00015906 | 0.00023626 | 9.7324e-05 | 0.00021828 | 0.00015578 | 0.00017618 | 1.3841e-05 | 0.0001803 | 0.0009612 | 8.2066e-05 | 6.9813e-06
0.00072781 | 0.00055046 | 0.0015181 | 0.0010253 | 0.0013076 | 0.0011754 | 0.00013843 | 0.00016493 | 0.0002496 | 0.0001184 | 9.3116e-05 | 0.00014833 | 0.00041198 | 3.2439e-06 | 0.00054979 | 0.0012589 | 7.9451e-05 | 0.00052275
0.00078209 | 0.00068352 | 0.0013116 | 0.00097408 | 0.00088469 | 0.0011636 | 0.00013327 | 0.00016153 | 0.00023106 | 0.00016971 | 0.00013277 | 0.00015608 | 0.00050852 | 8.2901e-05 | 0.00032822 | 0.00093899 | 0.00013165 | 0.00048452
0.00026269 | 0.00049468 | 0.00057327 | 0.00084872 | 0.00030523 | 0.00082278 | 0.00013172 | 0.00015354 | 0.00015805 | 0.00015924 | 0.00024128 | 0.00015492 | 0.00033068 | 0.00011457 | 0.00024993 | 0.00056603 | 0.00014736 | 0.00025188
0.0004516 | 0.00051939 | 0.00032211 | 0.00057786 | 0.00010875 | 0.00061299 | 0.00017902 | 0.00016018 | 0.0001253 | 0.0001291 | 0.00024187 | 0.0001519 | 8.3482e-05 | 0.00012559 | 7.9679e-05 | 0.0004692 | 0.00016371 | 0.00028402
0.00047398 | 0.0002178 | 0.00025198 | 0.00049628 | 4.6712e-05 | 0.00013468 | 0.00012515 | 0.00014083 | 7.6171e-05 | 8.3341e-05 | 0.00011909 | 0.00014756 | 4.0511e-05 | 3.2357e-05 | 5.5257e-05 | 0.00030249 | 0.00010172 | 0.00025037
0.00017971 | 0.00023363 | 0.00025365 | 0.0003138 | 4.448e-05 | 2.7222e-05 | 0.00011057 | 0.00013712 | 4.861e-05 | 6.2819e-05 | 2.3965e-06 | 0.00013607 | 5.2519e-05 | 0.00023197 | 2.9315e-05 | 0.00013944 | 9.1067e-05 | 0.00011568
4.9598e-05 | 7.6248e-05 | 0.00021047 | 0.00023636 | 4.599e-05 | 5.4195e-05 | 4.247e-05 | 0.0001434 | 3.0708e-05 | 6.061e-05 | 2.3965e-06 | 0.00014055 | 3.2847e-05 | 1.2461e-05 | 2.1539e-05 | 6.8044e-05 | 8.9386e-05 | 6.0466e-05
6.875e-05 | 6.5767e-05 | 0.00013314 | 0.00016997 | 4.3036e-05 | 4.8375e-05 | 2.0908e-05 | 0.00012597 | 1.8003e-05 | 5.4241e-05 | 2.3632e-06 | 0.00013218 | 5.6749e-05 | 2.3531e-05 | 5.1796e-06 | 5.2122e-05 | 2.9329e-05 | 0.00011462
0.00021294 | 2.5816e-05 | 8.6926e-05 | 0.00013889 | 4.6745e-05 | 5.0173e-05 | 1.0179e-05 | 0.00012456 | 1.5383e-05 | 6.1621e-05 | 2.463e-06 | 0.00012057 | 3.4321e-05 | 2.3943e-05 | 5.5902e-06 | 3.7595e-05 | 3.3496e-05 | 4.3633e-07
0.00010646 | 4.1337e-05 | 6.7145e-05 | 0.00010336 | 4.5235e-05 | 2.7859e-05 | 5.6487e-06 | 0.00012598 | 1.7368e-05 | 5.327e-05 | 2.3299e-06 | 0.00011423 | 1.1283e-05 | 2.4767e-05 | 5.1148e-06 | 3.5514e-05 | 2.5259e-05 | 4.3633e-07
9.755e-05 | 1.6556e-05 | 4.5607e-05 | 5.792e-05 | 4.6745e-05 | 2.6861e-05 | 1.8041e-06 | 0.0001226 | 1.52e-05 | 7.2643e-05 | 2.463e-06 | 0.00011222 | 4.76e-06 | 1.4366e-05 | 5.3271e-06 | 3.1656e-05 | 2.6552e-05 | 6.2333e-08
8.1995e-05 | 1.6708e-05 | 4.1414e-05 | 4.3724e-05 | 4.6023e-05 | 2.7558e-05 | 4.9546e-06 | 0.00012015 | 1.5226e-05 | 6.4502e-05 | 2.3965e-06 | 0.00011067 | 1.0018e-05 | 2.5437e-05 | 1.4207e-05 | 2.8446e-05 | 2.8486e-05 | 3.1167e-07
6.4458e-05 | 1.6708e-05 | 3.7438e-05 | 3.413e-05 | 4.4513e-05 | 2.6824e-05 | 8.9223e-06 | 0.00011882 | 1.5274e-05 | 5.6216e-05 | 3.9875e-05 | 0.00011145 | 2.382e-05 | 2.5385e-05 | 5.5953e-05 | 1.5469e-05 | 0.00011264 | 1.87e-07
9.6153e-05 | 1.6708e-05 | 2.5651e-05 | 2.3277e-05 | 4.599e-05 | 2.6664e-05 | 6.6836e-05 | 0.00012505 | 1.3473e-05 | 6.6145e-05 | 5.5119e-05 | 0.00011339 | 4.7793e-05 | 2.5797e-05 | 6.8385e-05 | 2.2102e-05 | 0.00018431 | 2.5332e-05
0.00011029 | 1.1436e-05 | 2.5047e-05 | 2.7034e-05 | 4.4513e-05 | 2.6953e-05 | 0.00010734 | 0.00011124 | 1.1933e-05 | 8.1868e-05 | 7.7552e-05 | 0.00011797 | 8.1821e-05 | 3.8206e-05 | 7.092e-05 | 2.6374e-05 | 0.00023703 | 0.00010361
7.0787e-05 | 1.5987e-05 | 3.2465e-05 | 3.3148e-05 | 4.7467e-05 | 2.8834e-05 | 0.00014822 | 0.00011991 | 1.1855e-05 | 8.6464e-05 | 0.00014798 | 0.00011783 | 5.0427e-05 | 0.00010746 | 8.952e-05 | 3.3251e-05 | 0.00013836 | 0.00013372
6.114e-05 | 5.9299e-05 | 4.2343e-05 | 5.4801e-05 | 4.5268e-05 | 3.3146e-05 | 0.00019062 | 0.00012062 | 1.412e-05 | 6.3019e-05 | 0.00014765 | 0.00011605 | 7.2984e-05 | 1.3233e-05 | 2.6495e-05 | 2.9445e-05 | 0.00014224 | 6.0789e-05
9.0364e-05 | 0.00010158 | 4.7458e-05 | 9.3008e-05 | 4.5235e-05 | 2.6464e-05 | 0.00015033 | 0.00012119 | 1.7307e-05 | 4.8658e-05 | 0.00024577 | 0.00011549 | 5.3896e-05 | 2.1832e-05 | 2.463e-05 | 3.8648e-05 | 0.00012054 | 6.6982e-05
5.1217e-05 | 0.00014701 | 7.2731e-05 | 0.00011861 | 4.6712e-05 | 2.7784e-05 | 0.00010201 | 0.00014043 | 3.8598e-05 | 0.0001394 | 0.00025261 | 0.00012658 | 6.8472e-05 | 1.1431e-05 | 9.9898e-05 | 0.00024262 | 8.1901e-05 | 9.3213e-05
5.111e-05 | 0.00015209 | 9.3062e-05 | 0.00020899 | 4.5235e-05 | 7.5496e-05 | 0.00010303 | 0.00013796 | 2.8162e-05 | 8.2645e-05 | 0.00024359 | 0.00013185 | 6.3927e-05 | 1.035e-05 | 0.00014487 | 0.0001009 | 6.6575e-05 | 0.00022855
8.4693e-05 | 0.00016009 | 0.00014551 | 0.00026371 | 4.5235e-05 | 2.8075e-05 | 5.9772e-05 | 0.00015104 | 2.9959e-05 | 7.6859e-05 | 0.00014752 | 0.00013045 | 5.5734e-05 | 0.00047454 | 5.379e-05 | 0.00015282 | 5.6741e-05 | 0.00020919
6.6311e-05 | 0.00018489 | 0.00023255 | 0.00039502 | 4.448e-05 | 0.00073881 | 8.7242e-05 | 0.00015148 | 7.6409e-05 | 9.5026e-05 | 0.00014762 | 0.0001391 | 9.9499e-05 | 0.00032779 | 5.9488e-05 | 0.00046834 | 6.1417e-05 | 3.1765e-05
5.7847e-05 | 0.00037421 | 0.00034332 | 0.00059247 | 0.00034965 | 0.00057544 | 0.00010394 | 0.00016056 | 0.00013557 | 8.3697e-05 | 0.00014798 | 0.00013742 | 0.00012336 | 0.00024332 | 8.7208e-05 | 0.00087527 | 7.3135e-05 | 3.9145e-06
7.4509e-05 | 0.00046964 | 0.00047349 | 0.00072349 | 0.00021779 | 0.00049348 | 8.2995e-05 | 0.00015556 | 0.00013368 | 0.00031694 | 8.351e-05 | 0.00014195 | 0.0001303 | 4.8752e-05 | 0.00019408 | 0.00055828 | 0.00010798 | 2.2128e-05
7.4167e-05 | 0.00034874 | 0.00052607 | 0.00073842 | 4.5235e-05 | 0.00055423 | 0.00014018 | 0.0001586 | 0.00013975 | 0.00018079 | 4.327e-05 | 0.00014467 | 0.00041806 | 3.5065e-05 | 0.00049418 | 0.00047448 | 0.00011039 | 8.0697e-05
5.978e-05 | 0.00033891 | 0.00051247 | 0.00087783 | 4.6712e-05 | 0.00039337 | 0.00014184 | 0.00016399 | 0.00018549 | 0.00018224 | 2.0583e-05 | 0.00014149 | 0.00038385 | 4.9071e-05 | 0.00036987 | 0.00038829 | 9.9049e-05 | 3.8073e-05
5.2498e-05 | 0.00016142 | 0.00034826 | 0.00068692 | 4.599e-05 | 5.8447e-05 | 0.00013016 | 0.00015286 | 0.00012975 | 0.00011664 | 0.00014754 | 0.00014144 | 0.00021561 | 5.6331e-05 | 0.00022738 | 0.00019922 | 0.00016428 | 4.888e-05
6.4104e-05 | 8.0897e-05 | 0.00025498 | 0.00065226 | 4.599e-05 | 5.1755e-05 | 0.00016392 | 0.00013605 | 8.3434e-05 | 0.00011435 | 0.00020969 | 0.00013779 | 0.00010289 | 5.6537e-05 | 0.00013913 | 0.00022455 | 0.00012463 | 4.4263e-05
5.3783e-05 | 9.1572e-05 | 0.00015271 | 0.00053912 | 4.5268e-05 | 6.3873e-05 | 0.00016499 | 0.00013682 | 4.861e-05 | 5.726e-05 | 0.00017854 | 0.00013724 | 3.0743e-05 | 3.7485e-05 | 0.00011434 | 0.00011866 | 0.00010704 | 6.2333e-08
5.6845e-05 | 8.1866e-05 | 0.00015475 | 0.00041866 | 4.599e-05 | 2.7022e-05 | 0.00012678 | 0.00014576 | 2.8493e-05 | 5.4945e-05 | 2.3965e-06 | 0.00013702 | 5.1568e-05 | 1.21e-05 | 3.2441e-05 | 4.0127e-05 | 7.5032e-05 | 7.8291e-05
4.9535e-05 | 4.846e-05 | 0.00017988 | 0.00028501 | 4.6745e-05 | 2.7242e-05 | 8.003e-05 | 0.00013253 | 2.539e-05 | 6.2791e-05 | 2.3965e-06 | 0.00012313 | 2.0445e-05 | 2.2656e-05 | 1.8523e-05 | 0.00010855 | 6.1094e-05 | 7.3248e-05
4.9195e-05 | 4.0049e-05 | 8.797e-05 | 0.00017687 | 4.5268e-05 | 4.6597e-05 | 5.1988e-05 | 0.00012424 | 1.5127e-05 | 7.3493e-05 | 2.463e-06 | 0.00011835 | 1.3667e-05 | 2.3222e-05 | 8.0418e-06 | 4.812e-05 | 4.0896e-05 | 1.87e-07
5.0302e-05 | 3.4193e-05 | 6.1965e-05 | 9.9646e-05 | 4.6745e-05 | 2.7417e-05 | 2.3361e-05 | 0.00011893 | 1.5222e-05 | 5.8911e-05 | 2.3965e-06 | 0.00011694 | 1.0853e-05 | 1.313e-05 | 2.6937e-05 | 1.047e-05 | 3.2937e-05 | 2.4933e-07
5.2097e-05 | 3.4477e-05 | 3.7333e-05 | 6.2164e-05 | 4.6745e-05 | 2.6746e-05 | 4.7819e-06 | 0.00012491 | 1.519e-05 | 5.3505e-05 | 2.3965e-06 | 0.00011585 | 6.7419e-06 | 2.4819e-05 | 2.897e-05 | 1.0024e-05 | 2.3401e-05 | 6.8567e-07
5.0706e-05 | 3.4914e-05 | 4.1452e-05 | 4.957e-05 | 4.6023e-05 | 2.7288e-05 | 1.9406e-06 | 0.0001122 | 1.5164e-05 | 5.5318e-05 | 2.1302e-06 | 0.00011634 | 6.0364e-06 | 2.5694e-05 | 6.4859e-06 | 1.0327e-05 | 4.1361e-05 | 1.2467e-07
5.1751e-05 | 3.04e-05 | 6.7209e-05 | 4.0889e-05 | 4.4513e-05 | 2.6912e-05 | 4.6178e-06 | 0.0001258 | 1.5188e-05 | 5.6758e-05 | 2.1968e-06 | 0.00011361 | 7.0501e-06 | 2.5385e-05 | 2.6873e-05 | 1.0841e-05 | 3.9877e-05 | 0
4.9728e-05 | 2.8585e-05 | 3.9779e-05 | 3.1207e-05 | 4.5268e-05 | 2.7122e-05 | 3.7675e-05 | 0.00012005 | 1.5151e-05 | 5.2485e-05 | 3.4216e-05 | 0.00010689 | 1.297e-05 | 2.5591e-05 | 3.3011e-05 | 1.2388e-05 | 0.00012101 | 3.8647e-06
5.1583e-05 | 2.8679e-05 | 2.9991e-05 | 2.53e-05 | 4.3758e-05 | 8.6375e-05 | 5.4604e-05 | 0.0001213 | 1.1439e-05 | 7.2975e-05 | 5.4586e-05 | 0.0001117 | 6.2023e-05 | 2.5848e-05 | 6.4047e-05 | 5.7675e-05 | 0.00020633 | 0.00010889
5.3798e-05 | 2.875e-05 | 5.6921e-05 | 2.6402e-05 | 4.6745e-05 | 2.7288e-05 | 6.1695e-05 | 0.00010978 | 8.8882e-06 | 9.1061e-05 | 7.8052e-05 | 0.00011384 | 9.813e-05 | 3.8927e-05 | 0.00012348 | 4.8448e-05 | 0.0002162 | 0.00017147
5.6487e-05 | 2.8883e-05 | 2.8261e-05 | 3.0629e-05 | 4.599e-05 | 2.698e-05 | 0.00011826 | 0.00010475 | 8.8638e-06 | 0.00010522 | 0.00016858 | 0.00011139 | 7.1346e-05 | 6.1995e-05 | 4.895e-05 | 1.1709e-05 | 0.00014852 | 0.00023987
5.9388e-05 | 2.9035e-05 | 4.129e-05 | 6.2617e-05 | 4.4513e-05 | 2.7e-05 | 0.00012902 | 0.00012123 | 2.7104e-05 | 6.9139e-05 | 0.0001776 | 0.0001111 | 7.7677e-05 | 1.3439e-05 | 4.1322e-05 | 2.3432e-05 | 0.00012982 | 0.0001188
8.234e-05 | 2.8395e-05 | 3.617e-05 | 7.5698e-05 | 4.6712e-05 | 2.6036e-05 | 0.0001542 | 0.00012061 | 3.9685e-05 | 6.0254e-05 | 0.00032575 | 0.00011469 | 0.00014942 | 2.2862e-05 | 4.2181e-05 | 2.6224e-05 | 0.00010095 | 0.00012973
5.0728e-05 | 4.5073e-05 | 5.8148e-05 | 7.7752e-05 | 4.448e-05 | 2.6522e-05 | 0.00012176 | 0.00013199 | 1.6286e-05 | 0.00016872 | 0.0003652 | 0.00011921 | 0.00011394 | 1.3079e-05 | 0.0001978 | 2.8751e-05 | 7.2166e-05 | 1.7603e-05
0.00034746 | 5.9371e-05 | 6.5067e-05 | 0.00013364 | 4.6745e-05 | 0.00036355 | 9.6926e-05 | 0.00013848 | 2.405e-05 | 0.00014281 | 0.00035913 | 0.000124 | 0.00011752 | 1.0865e-05 | 0.00010628 | 6.7857e-05 | 8.8811e-05 | 0.00024214
0.00035179 | 7.1314e-05 | 9.4125e-05 | 0.00019422 | 4.5235e-05 | 0.00048773 | 7.2957e-05 | 0.00014404 | 5.7851e-05 | 6.782e-05 | 0.00035212 | 0.00012946 | 0.00010266 | 0.00045986 | 7.8115e-05 | 0.00016997 | 5.1902e-05 | 0.00015157
0.0003577 | 7.8293e-05 | 0.00016343 | 0.00034858 | 0.00018677 | 0.00053706 | 6.8348e-05 | 0.00014899 | 6.929e-05 | 6.3653e-05 | 0.00036484 | 0.00014025 | 0.00010062 | 0.00022966 | 4.2876e-05 | 0.00013652 | 3.0319e-05 | 4.0267e-05
0.00036153 | 0.00013082 | 0.00021136 | 0.0005721 | 0.00074351 | 0.00052108 | 7.2492e-05 | 0.00014277 | 0.00013026 | 0.00017493 | 0.00036531 | 0.0001388 | 8.2584e-05 | 0.00019385 | 7.5803e-05 | 0.00026576 | 3.9453e-05 | 5.4853e-05
0.00028074 | 0.00014994 | 0.00024463 | 0.00056053 | 0.00073199 | 0.00051173 | 5.2374e-05 | 0.00015272 | 0.00015316 | 7.9517e-05 | 0.00027771 | 0.00013496 | 0.00014596 | 7.6825e-06 | 0.00015717 | 0.00041526 | 8.8771e-05 | 3.7363e-05
7.693e-05 | 0.00024703 | 0.00030974 | 0.00059114 | 0.00044693 | 0.00020722 | 0.00010615 | 0.00015255 | 0.00013185 | 0.00016522 | 0.00012522 | 0.00013534 | 0.0003913 | 1.1277e-05 | 0.00046519 | 0.00026224 | 7.456e-05 | 0.00013533
0.00019811 | 0.00031884 | 0.00031214 | 0.00057862 | 0.00020377 | 0.00055797 | 7.2821e-05 | 0.00015495 | 0.00015646 | 0.00014576 | 8.8925e-05 | 0.00013902 | 0.00046271 | 0.00012693 | 0.00033524 | 0.00034485 | 0.00012059 | 0.00011507
0.00026152 | 0.00015239 | 0.0002057 | 0.00042085 | 4.6745e-05 | 0.00024043 | 0.00010475 | 0.00014817 | 6.2358e-05 | 0.00032805 | 0.0001328 | 0.00014364 | 0.00020684 | 0.00012559 | 0.00020043 | 0.00013567 | 0.00014737 | 6.6664e-05
0.00010803 | 0.00012545 | 0.00015614 | 0.00033455 | 4.7533e-05 | 4.9108e-05 | 0.0001459 | 0.00014785 | 6.4073e-05 | 0.00018955 | 0.0001329 | 0.00013784 | 0.00016843 | 7.1984e-05 | 0.00026732 | 0.00011013 | 0.00012801 | 1.2467e-07
8.8167e-05 | 0.00011113 | 0.00015821 | 0.00023835 | 4.6745e-05 | 5.1859e-05 | 0.00016109 | 0.00013722 | 3.2223e-05 | 9.6757e-05 | 7.0256e-05 | 0.0001381 | 2.3242e-05 | 6.941e-05 | 8.0921e-05 | 9.6814e-05 | 0.00012762 | 0.00015694
6.4576e-05 | 0.0001047 | 0.00012142 | 0.00018267 | 4.599e-05 | 2.7052e-05 | 0.0001341 | 0.00013256 | 3.4312e-05 | 8.648e-05 | 2.1302e-06 | 0.00013363 | 3.0915e-05 | 1.3388e-05 | 2.8045e-05 | 0.00013422 | 6.1125e-05 | 8.2155e-05
5.1217e-05 | 5.9705e-05 | 8.8087e-05 | 8.1931e-05 | 4.5235e-05 | 5.2459e-05 | 6.8204e-05 | 0.00012405 | 1.7188e-05 | 5.2574e-05 | 2.0969e-06 | 0.00013499 | 8.68e-06 | 2.384e-05 | 1.6264e-05 | 2.7442e-05 | 6.1229e-05 | 1.008e-05
5.1132e-05 | 4.5687e-05 | 8.2739e-05 | 5.306e-05 | 4.75e-05 | 2.714e-05 | 2.7597e-05 | 0.00012364 | 1.4866e-05 | 4.7624e-05 | 2.1302e-06 | 0.00012821 | 4.1875e-06 | 2.4458e-05 | 8.3832e-06 | 1.1958e-05 | 3.2864e-05 | 1.87e-07
6.3573e-05 | 2.1053e-05 | 4.3745e-05 | 4.5782e-05 | 4.5268e-05 | 5.1937e-05 | 1.3242e-05 | 0.00013345 | 1.5316e-05 | 5.1047e-05 | 2.1968e-06 | 0.00012086 | 1.1688e-05 | 2.5128e-05 | 8.0861e-06 | 1.0831e-05 | 2.7713e-05 | 6.2333e-08
5.1239e-05 | 2.1281e-05 | 3.6636e-05 | 2.5835e-05 | 4.599e-05 | 4.984e-05 | 8.6512e-06 | 0.00011845 | 1.5198e-05 | 5.2983e-05 | 2.1302e-06 | 0.00011569 | 4.2119e-06 | 2.5591e-05 | 8.5318e-06 | 1.1399e-05 | 4.067e-05 | 3.74e-07
4.8706e-05 | 1.6532e-05 | 3.8598e-05 | 2.0764e-05 | 4.6023e-05 | 2.6746e-05 | 7.2571e-06 | 0.00012 | 1.517e-05 | 4.8567e-05 | 2.23e-06 | 0.00011444 | 3.847e-06 | 2.626e-05 | 8.4257e-06 | 1.0609e-05 | 4.6115e-05 | 3.74e-07
5.0728e-05 | 2.0595e-05 | 4.1226e-05 | 2.0647e-05 | 4.6023e-05 | 2.716e-05 | 2.3312e-06 | 0.00011529 | 1.2196e-05 | 4.5182e-05 | 2.1302e-06 | 0.0001093 | 3.8064e-06 | 2.6003e-05 | 4.5963e-05 | 1.2009e-05 | 2.477e-05 | 2.4933e-07
5.0239e-05 | 1.1847e-05 | 2.4131e-05 | 1.8599e-05 | 4.5301e-05 | 2.6546e-05 | 1.5461e-05 | 0.00012017 | 1.1654e-05 | 5.1336e-05 | 3.8144e-05 | 0.00010994 | 8.1594e-06 | 2.5488e-05 | 3.9505e-05 | 1.7264e-05 | 0.00010044 | 6.2333e-08
0.00010432 | 1.038e-05 | 2.8174e-05 | 1.8199e-05 | 4.599e-05 | 2.72e-05 | 4.8191e-05 | 0.00011202 | 1.1867e-05 | 6.5026e-05 | 5.4653e-05 | 0.00010854 | 6.3006e-05 | 2.5848e-05 | 3.1287e-05 | 3.0711e-05 | 0.00020283 | 1.0846e-05
0.00010212 | 1.0829e-05 | 2.7731e-05 | 1.7057e-05 | 4.599e-05 | 2.6971e-05 | 7.7258e-05 | 0.00010867 | 1.1028e-05 | 9.7799e-05 | 7.7253e-05 | 0.00011424 | 7.0585e-05 | 3.798e-05 | 0.00011462 | 5.8515e-05 | 0.00020872 | 7.0374e-05
6.9052e-05 | 1.0957e-05 | 4.0669e-05 | 2.6056e-05 | 4.599e-05 | 2.6347e-05 | 0.00012742 | 0.00011753 | 8.9879e-06 | 0.00011759 | 0.00014838 | 0.00011368 | 6.2929e-05 | 6.1738e-05 | 0.00010869 | 3.876e-05 | 0.00018806 | 0.00035501
6.7454e-05 | 1.1032e-05 | 2.8839e-05 | 2.9582e-05 | 4.3725e-05 | 3.4054e-05 | 0.00022313 | 0.00012583 | 9.1055e-06 | 5.203e-05 | 0.00014821 | 0.00011244 | 4.5792e-05 | 1.3027e-05 | 4.2481e-05 | 3.2885e-05 | 0.00012148 | 0.00057837
5.0706e-05 | 2.1469e-05 | 2.6006e-05 | 3.2137e-05 | 4.7434e-05 | 4.4807e-05 | 0.00016363 | 0.00012731 | 9.2678e-06 | 5.4877e-05 | 0.00025193 | 0.0001128 | 0.00010502 | 2.2759e-05 | 5.9232e-05 | 2.9278e-05 | 0.00011628 | 0.0002042
6.7081e-05 | 2.584e-05 | 3.766e-05 | 5.028e-05 | 4.5235e-05 | 4.9793e-05 | 0.00014957 | 0.00012783 | 9.1802e-06 | 8.3436e-05 | 0.00031327 | 0.00012158 | 0.00011803 | 1.277e-05 | 9.3209e-05 | 2.5787e-05 | 9.5404e-05 | 0.00050698
4.9235e-05 | 3.5812e-05 | 5.1391e-05 | 9.172e-05 | 4.5235e-05 | 0.00028961 | 0.00010923 | 0.00013095 | 2.338e-05 | 5.692e-05 | 0.0003364 | 0.00012287 | 9.7278e-05 | 1.1225e-05 | 0.00018904 | 2.6677e-05 | 8.841e-05 | 6.5226e-05
5.0706e-05 | 4.2882e-05 | 0.00010183 | 6.4491e-05 | 0.00017019 | 0.00047706 | 7.3559e-05 | 0.00014656 | 7.2371e-05 | 9.5544e-05 | 0.00033557 | 0.00012953 | 8.8216e-05 | 0.00047747 | 0.00011812 | 2.0843e-05 | 4.8926e-05 | 2.8362e-05
7.2703e-05 | 4.6073e-05 | 7.9223e-05 | 9.2186e-05 | 0.00073268 | 0.00048244 | 5.7247e-05 | 0.00013241 | 0.00011086 | 9.4771e-05 | 0.00033614 | 0.00013592 | 7.2357e-05 | 0.00021882 | 6.7544e-05 | 1.3238e-05 | 6.5903e-05 | 8.6707e-05
5.0684e-05 | 5.6059e-05 | 0.00013384 | 6.8498e-05 | 0.00061859 | 0.00054188 | 7.5025e-05 | 0.00014998 | 0.00014145 | 4.9983e-05 | 0.00026268 | 0.0001307 | 0.00020441 | 0.00018773 | 5.9935e-05 | 3.8462e-05 | 4.3991e-05 | 4.503e-05
6.9182e-05 | 6.3651e-05 | 0.00016102 | 9.066e-05 | 0.00055793 | 0.00053306 | 9.4188e-05 | 0.0001499 | 0.00016329 | 0.00010261 | 0.00017005 | 0.00013231 | 0.00019025 | 9.6803e-06 | 9.6248e-05 | 7.3546e-05 | 7.7171e-05 | 6.2333e-08
0.00011296 | 4.1999e-05 | 0.00019915 | 0.00010121 | 0.00043452 | 0.00045818 | 8.6608e-05 | 0.00015358 | 0.00012541 | 0.00017559 | 4.5992e-05 | 0.00013081 | 0.00043789 | 0.00012358 | 0.00027561 | 3.2557e-05 | 9.1804e-05 | 6.6697e-06
5.3184e-05 | 4.5644e-05 | 0.00019594 | 8.1337e-05 | 0.00021207 | 0.00019789 | 0.00010467 | 0.00014048 | 8.2411e-05 | 0.00010887 | 2.274e-05 | 0.00014019 | 0.00028176 | 9.4949e-05 | 0.00036798 | 4.6143e-05 | 0.00013526 | 0.00013291
7.0034e-05 | 3.1857e-05 | 9.978e-05 | 7.1284e-05 | 4.4513e-05 | 5.5343e-05 | 0.00014529 | 0.00013718 | 4.8479e-05 | 6.4459e-05 | 0.00013324 | 0.00014971 | 0.00016524 | 7.734e-05 | 0.00023995 | 8.3025e-05 | 0.00012259 | 0.00014212
0.00019535 | 1.7291e-05 | 3.536e-05 | 0.00010897 | 4.6745e-05 | 5.2369e-05 | 0.00010773 | 0.00013772 | 1.7432e-05 | 0.00012296 | 0.00013344 | 0.00013741 | 8.9924e-05 | 0.00015093 | 0.00023748 | 0.00011585 | 0.00014153 | 9.7115e-05
0.0001057 | 2.9011e-05 | 4.7712e-05 | 8.0425e-05 | 4.3725e-05 | 0.00010385 | 8.8713e-05 | 0.00013142 | 1.8898e-05 | 7.607e-05 | 0.00013352 | 0.00013042 | 9.7073e-05 | 2.039e-05 | 3.6759e-05 | 4.4367e-05 | 8.5693e-05 | 0.00010952
8.1659e-05 | 1.7315e-05 | 5.6948e-05 | 6.0195e-05 | 4.6023e-05 | 2.6853e-05 | 5.1231e-05 | 0.00012952 | 2.3983e-05 | 6.3829e-05 | 5.9246e-05 | 0.00012658 | 6.5694e-05 | 1.1637e-05 | 4.1105e-05 | 3.157e-05 | 6.9564e-05 | 3.9208e-05
6.4934e-05 | 1.6556e-05 | 4.5897e-05 | 4.7593e-05 | 4.5235e-05 | 6.3015e-05 | 1.4648e-05 | 0.00012115 | 1.247e-05 | 7.7162e-05 | 2.0969e-06 | 0.00012549 | 2.1617e-05 | 2.1832e-05 | 6.6005e-06 | 3.1877e-05 | 9.0071e-05 | 2.4933e-07
4.975e-05 | 1.4836e-05 | 3.5414e-05 | 3.743e-05 | 4.599e-05 | 2.6306e-05 | 1.0205e-05 | 0.00011737 | 1.2269e-05 | 4.3908e-05 | 2.1302e-06 | 0.00011525 | 2.1624e-05 | 2.348e-05 | 5.4332e-06 | 1.5587e-05 | 5.3074e-05 | 0
6.342e-05 | 1.1355e-05 | 3.9788e-05 | 2.3731e-05 | 4.5268e-05 | 2.7012e-05 | 1.8071e-05 | 0.00012897 | 1.2447e-05 | 4.8437e-05 | 2.1635e-06 | 0.00011377 | 1.9566e-05 | 2.2862e-05 | 6.9188e-06 | 1.0058e-05 | 3.4651e-05 | 1.2039e-05
5.1665e-05 | 1.1545e-05 | 2.275e-05 | 2.1455e-05 | 4.5268e-05 | 2.6682e-05 | 8.514e-06 | 0.00011368 | 1.1745e-05 | 4.4636e-05 | 2.1302e-06 | 0.00011095 | 5.6796e-06 | 2.3789e-05 | 1.6643e-05 | 1.0037e-05 | 3.0528e-05 | 1.87e-07
5.0239e-05 | 1.1165e-05 | 2.2297e-05 | 2.0647e-05 | 4.599e-05 | 2.7211e-05 | 2.6981e-06 | 0.00011083 | 9.2004e-06 | 4.8464e-05 | 2.1968e-06 | 0.00011126 | 9.0692e-06 | 2.451e-05 | 6.1081e-06 | 1.0109e-05 | 3.5677e-05 | 6.8567e-07
6.0115e-05 | 1.126e-05 | 2.2176e-05 | 1.6924e-05 | 4.599e-05 | 2.6484e-05 | 1.9635e-06 | 0.00010209 | 9.1681e-06 | 5.3092e-05 | 2.1302e-06 | 0.00010314 | 9.8477e-06 | 2.4304e-05 | 1.2989e-05 | 9.7635e-06 | 3.844e-05 | 6.2333e-08
4.9985e-05 | 1.126e-05 | 2.2176e-05 | 1.5575e-05 | 4.5301e-05 | 2.67e-05 | 3.2029e-06 | 0.00012078 | 9.1024e-06 | 4.6004e-05 | 3.9309e-05 | 0.00010472 | 1.3132e-05 | 2.3995e-05 | 2.1436e-05 | 2.0264e-05 | 6.5867e-05 | 6.2333e-08
5.1643e-05 | 1.1132e-05 | 2.4604e-05 | 1.5497e-05 | 4.599e-05 | 2.6805e-05 | 2.314e-05 | 0.00011807 | 9.2639e-06 | 5.7697e-05 | 5.4919e-05 | 0.00010288 | 6.4823e-05 | 2.3995e-05 | 1.8621e-05 | 1.1888e-05 | 6.8642e-05 | 4.2885e-05
5.3455e-05 | 1.1957e-05 | 2.2418e-05 | 1.5627e-05 | 4.599e-05 | 2.683e-05 | 6.3073e-05 | 0.00011173 | 9.0427e-06 | 7.2824e-05 | 7.6953e-05 | 0.00010529 | 9.2305e-05 | 2.4304e-05 | 0.00016343 | 2.6314e-05 | 0.0001438 | 7.9849e-05
5.1006e-05 | 1.1981e-05 | 3.0065e-05 | 1.559e-05 | 4.3758e-05 | 2.807e-05 | 0.00014352 | 0.00011256 | 9.1099e-06 | 6.9034e-05 | 0.00014765 | 0.00010817 | 0.00012424 | 0.00017701 | 0.00020449 | 1.3774e-05 | 0.00018958 | 0.0002428
0.00023635 | 2.8218e-05 | 3.6992e-05 | 1.142e-05 | 4.5235e-05 | 2.8591e-05 | 0.00020253 | 0.00011569 | 9.1094e-06 | 7.5161e-05 | 0.00019787 | 0.00010804 | 0.0001525 | 1.2152e-05 | 0.00019606 | 0.00016757 | 0.00020401 | 0.00031567
7.2745e-05 | 3.3035e-05 | 3.7173e-05 | 1.1337e-05 | 4.6712e-05 | 2.6445e-05 | 0.00029884 | 0.0001169 | 9.2303e-06 | 0.00012252 | 0.00028831 | 0.00011352 | 0.00012207 | 2.2038e-05 | 0.000149 | 8.2222e-05 | 0.00019129 | 0.00014862
5.6807e-05 | 3.6261e-05 | 3.4279e-05 | 2.6547e-05 | 4.4513e-05 | 2.6834e-05 | 0.00027796 | 0.00011942 | 9.1124e-06 | 7.3612e-05 | 0.00029267 | 0.00012029 | 9.2295e-05 | 1.1328e-05 | 0.00019492 | 3.4326e-05 | 0.00011717 | 0.0001492
7.4515e-05 | 4.9069e-05 | 3.3858e-05 | 4.2099e-05 | 4.599e-05 | 0.00033854 | 0.00027995 | 0.00013308 | 9.2929e-06 | 9.314e-05 | 0.00029204 | 0.00012982 | 0.00014418 | 1.1122e-05 | 0.00039086 | 0.00016942 | 9.8717e-05 | 0.00025567
4.9684e-05 | 5.6652e-05 | 3.1987e-05 | 7.9472e-05 | 0.00014269 | 0.00047805 | 0.00022602 | 0.00014273 | 3.4656e-05 | 8.7549e-05 | 0.00029147 | 0.00013031 | 0.00013073 | 0.00043042 | 0.00021815 | 0.00017339 | 8.6842e-05 | 0.00016323
4.9513e-05 | 7.131e-05 | 6.7385e-05 | 0.00012701 | 0.00041354 | 0.00051366 | 0.00021093 | 0.00013999 | 8.4995e-05 | 8.3114e-05 | 0.00029227 | 0.00013729 | 0.00011738 | 0.00020485 | 0.00017734 | 0.0001869 | 9.6583e-05 | 3.6777e-05
7.2873e-05 | 9.1202e-05 | 0.00014187 | 0.00011675 | 0.00064094 | 0.00055758 | 0.0002066 | 0.00014075 | 0.00010107 | 9.3767e-05 | 0.00029363 | 0.00013153 | 0.00013227 | 0.00019227 | 0.00012033 | 0.0001932 | 7.1024e-05 | 9.2253e-07
8.6483e-05 | 0.00010088 | 0.00018598 | 0.00014088 | 0.00040557 | 0.00057402 | 0.00016022 | 0.00014446 | 6.2936e-05 | 0.00013668 | 0.00026565 | 0.00013332 | 0.0001305 | 8.2262e-05 | 0.00012168 | 0.00022602 | 0.00011081 | 1.0441e-05
0.00013732 | 9.0246e-05 | 0.00023169 | 0.00015118 | 8.7839e-05 | 8.6998e-05 | 0.00012474 | 0.00014124 | 7.5463e-05 | 0.00022591 | 0.00019995 | 0.00014216 | 0.00022242 | 8.5475e-06 | 0.0002271 | 0.00014715 | 9.6501e-05 | 3.2949e-05
0.00026275 | 6.4676e-05 | 0.00015771 | 0.00014408 | 0.00060398 | 9.3332e-05 | 0.00010881 | 0.0001477 | 4.4191e-05 | 0.00018575 | 0.00013133 | 0.00013358 | 0.00029399 | 9.3714e-06 | 0.00028626 | 0.0002397 | 0.00012973 | 3.6029e-05
0.00012659 | 5.5501e-05 | 9.9948e-05 | 0.00010236 | 4.5235e-05 | 8.1852e-05 | 0.00011807 | 0.00012923 | 2.4973e-05 | 0.00016594 | 0.00024233 | 0.00013484 | 0.00031145 | 1.0607e-05 | 0.00010412 | 9.7182e-05 | 0.00011866 | 2.2515e-05
8.1707e-05 | 2.3521e-05 | 7.159e-05 | 7.7005e-05 | 4.5235e-05 | 0.00010565 | 0.0001602 | 0.00012862 | 3.541e-05 | 0.00014473 | 0.00024218 | 0.00013711 | 0.0001486 | 8.8132e-05 | 4.4998e-05 | 2.829e-05 | 0.00012506 | 5.3981e-05
5.2154e-05 | 2.8251e-05 | 5.1157e-05 | 5.4837e-05 | 4.6023e-05 | 0.00015223 | 0.00013955 | 0.00013564 | 3.8362e-05 | 7.0018e-05 | 0.00024218 | 0.00014033 | 5.5144e-05 | 2.2862e-05 | 2.4683e-05 | 2.5773e-05 | 7.7861e-05 | 6.8567e-07
5.2161e-05 | 2.8169e-05 | 3.3814e-05 | 3.5505e-05 | 4.5235e-05 | 6.5465e-05 | 0.00011307 | 0.00012667 | 1.7183e-05 | 5.5842e-05 | 0.00016741 | 0.00013093 | 5.7348e-05 | 2.348e-05 | 1.6399e-05 | 2.5075e-05 | 6.9315e-05 | 1.6917e-05
6.0391e-05 | 1.6027e-05 | 3.4618e-05 | 2.5072e-05 | 4.5268e-05 | 6.1832e-05 | 0.0001248 | 0.00011859 | 1.4994e-05 | 4.7703e-05 | 0.00010909 | 0.00012392 | 6.3326e-05 | 2.4201e-05 | 1.1115e-05 | 2.4898e-05 | 7.2445e-05 | 8.7067e-05
8.2092e-05 | 1.5553e-05 | 2.4433e-05 | 2.6183e-05 | 4.5268e-05 | 2.6765e-05 | 4.2029e-05 | 0.00011472 | 1.52e-05 | 4.5105e-05 | 7.1867e-05 | 0.00012066 | 2.0863e-05 | 2.5076e-05 | 5.5181e-06 | 2.5575e-05 | 4.2631e-05 | 6.2333e-08
5.0706e-05 | 1.107e-05 | 2.4194e-05 | 1.6526e-05 | 4.6745e-05 | 2.714e-05 | 5.7122e-06 | 0.00012104 | 1.1811e-05 | 4.9597e-05 | 2.1968e-06 | 0.00011786 | 4.1632e-06 | 3.6971e-05 | 6.1548e-06 | 9.7926e-06 | 3.3613e-05 | 3.1167e-07
5.0688e-05 | 1.0962e-05 | 2.308e-05 | 1.8766e-05 | 4.3758e-05 | 2.6694e-05 | 2.5835e-06 | 0.00012314 | 9.1775e-06 | 4.7242e-05 | 2.1302e-06 | 0.00011074 | 4.4308e-06 | 2.5025e-05 | 5.7303e-06 | 1.0065e-05 | 3.9712e-05 | 1.2467e-07
5.1239e-05 | 1.107e-05 | 2.2948e-05 | 1.5026e-05 | 4.6745e-05 | 2.741e-05 | 2.7014e-06 | 0.00011858 | 9.1842e-06 | 4.2257e-05 | 2.1968e-06 | 0.00011194 | 7.2771e-06 | 2.5025e-05 | 5.3907e-06 | 1.3058e-05 | 3.31e-05 | 6.2333e-08
5.1751e-05 | 1.1355e-05 | 2.282e-05 | 1.2144e-05 | 4.6023e-05 | 2.6383e-05 | 2.9609e-06 | 0.00011951 | 9.0587e-06 | 5.3133e-05 | 2.0969e-06 | 0.00010393 | 4.6579e-06 | 2.451e-05 | 5.9426e-06 | 8.7005e-06 | 2.8647e-05 | 6.2333e-07
4.9217e-05 | 1.0867e-05 | 2.2609e-05 | 1.2094e-05 | 4.5268e-05 | 2.7282e-05 | 2.8235e-06 | 0.00010144 | 9.1169e-06 | 4.8488e-05 | 3.9409e-05 | 0.00010282 | 5.4097e-06 | 2.4201e-05 | 6.4731e-06 | 9.2007e-06 | 5.9862e-05 | 1.2467e-07
7.6287e-05 | 1.107e-05 | 2.5166e-05 | 1.2392e-05 | 4.5268e-05 | 2.6765e-05 | 7.2451e-06 | 0.00011617 | 9.2199e-06 | 5.2615e-05 | 5.4919e-05 | 0.00010015 | 2.9512e-05 | 2.4304e-05 | 2.1754e-05 | 1.8698e-05 | 8.8565e-05 | 1.5583e-06
9.8409e-05 | 1.1166e-05 | 2.4196e-05 | 1.2145e-05 | 4.6745e-05 | 2.6982e-05 | 6.1807e-05 | 0.00010799 | 9.0122e-06 | 0.00010101 | 7.702e-05 | 0.00010408 | 0.00012603 | 2.3892e-05 | 0.00013132 | 9.8181e-06 | 0.00014277 | 5.228e-06
0.00016181 | 1.1639e-05 | 2.2674e-05 | 1.3373e-05 | 4.5268e-05 | 2.6159e-05 | 8.5213e-05 | 0.00010704 | 9.1587e-06 | 0.0001492 | 0.00014778 | 0.00010234 | 0.00011624 | 7.2911e-05 | 0.00017779 | 1.7424e-05 | 0.0001731 | 1.3943e-05
0.00017737 | 1.1791e-05 | 3.5701e-05 | 2.8653e-05 | 4.5235e-05 | 2.7498e-05 | 0.00022179 | 0.0001158 | 9.1654e-06 | 0.00016021 | 0.00014745 | 0.00010776 | 0.00010628 | 2.2141e-05 | 0.00011298 | 1.1676e-05 | 0.00017166 | 5.6362e-05
0.00014537 | 1.1398e-05 | 2.3202e-05 | 2.3477e-05 | 4.599e-05 | 2.6146e-05 | 0.00024629 | 0.0001194 | 9.3278e-06 | 0.0004898 | 0.00020729 | 0.00011257 | 0.00017975 | 2.142e-05 | 9.2401e-05 | 1.1971e-05 | 0.00016217 | 0.00013335
9.9815e-05 | 1.1697e-05 | 3.6031e-05 | 2.9156e-05 | 4.3758e-05 | 2.6886e-05 | 0.00023821 | 0.00012356 | 8.9941e-06 | 0.00021071 | 0.00021012 | 0.00011693 | 0.00022148 | 1.452e-05 | 0.0001647 | 1.0743e-05 | 0.00012661 | 0.00014207
0.00021898 | 3.5884e-05 | 3.1099e-05 | 3.4344e-05 | 0.00016366 | 3.126e-05 | 0.00022406 | 0.00012552 | 9.159e-06 | 0.00021164 | 0.00021082 | 0.00012448 | 0.00017575 | 1.4006e-05 | 0.00015922 | 9.8799e-06 | 0.00011212 | 2.7194e-05
6.7391e-05 | 5.0761e-05 | 6.2493e-05 | 3.0744e-05 | 0.00029732 | 0.00037777 | 0.00019828 | 0.00013075 | 9.3162e-06 | 0.00044579 | 0.00020849 | 0.00013104 | 0.00017994 | 0.00046906 | 6.7868e-05 | 1.9875e-05 | 0.00010709 | 0.00013383
0.00014031 | 5.3371e-05 | 7.9765e-05 | 5.4924e-05 | 0.00042726 | 0.00047938 | 0.00019363 | 0.00013557 | 9.2448e-06 | 5.4419e-05 | 0.00020783 | 0.00013475 | 0.00012924 | 0.0002266 | 8.408e-05 | 1.4711e-05 | 7.7443e-05 | 7.9537e-05
7.603e-05 | 6.4802e-05 | 0.00015828 | 6.4671e-05 | 0.00043583 | 0.00050489 | 0.00017082 | 0.00014542 | 9.2182e-06 | 7.418e-05 | 0.00017381 | 0.00013733 | 0.00011234 | 0.00019074 | 0.00014133 | 2.7499e-05 | 8.639e-05 | 7.0374e-05
0.000178 | 0.00011518 | 0.00012131 | 9.2976e-05 | 0.00038751 | 0.0005013 | 0.00015482 | 0.00013353 | 9.1313e-06 | 0.00025115 | 0.00014352 | 0.00013766 | 0.00015733 | 1.003e-05 | 0.00028244 | 9.4192e-05 | 0.00014718 | 7.1777e-05
0.00020686 | 0.00010981 | 0.00012779 | 0.00011679 | 0.00035863 | 5.4746e-05 | 0.00013997 | 0.0001437 | 9.3376e-06 | 0.00010633 | 0.00024796 | 0.00013348 | 0.00031698 | 8.7792e-05 | 0.0003816 | 0.00016071 | 0.00015782 | 2.537e-05
0.00013297 | 6.7232e-05 | 8.6669e-05 | 8.5568e-05 | 0.0002532 | 4.1282e-05 | 0.00018704 | 0.00013864 | 9.7395e-06 | 0.00024623 | 0.00025957 | 0.00013358 | 0.00029976 | 0.00012013 | 0.00039057 | 0.00015554 | 0.00016973 | 0.00013216
0.00014022 | 4.7016e-05 | 5.0911e-05 | 5.1634e-05 | 0.0002402 | 9.0513e-05 | 0.00015696 | 0.00013682 | 8.9305e-06 | 0.00029688 | 0.00034112 | 0.00013528 | 0.00025942 | 0.000119 | 0.00016885 | 6.4769e-05 | 0.00015837 | 7.4384e-05
0.0001301 | 4.292e-05 | 3.3491e-05 | 3.6587e-05 | 0.00015854 | 6.1603e-05 | 0.00015796 | 0.00013154 | 1.1249e-05 | 9.3779e-05 | 0.00024382 | 0.00013121 | 0.0001816 | 0.00020566 | 3.1296e-05 | 8.1086e-05 | 0.00015994 | 7.192e-05
8.3218e-05 | 3.7912e-05 | 3.0429e-05 | 3.4346e-05 | 5.1045e-05 | 2.6146e-05 | 0.00013491 | 0.0001224 | 1.1726e-05 | 8.0484e-05 | 0.00019015 | 0.00014125 | 0.00010367 | 0.00010211 | 8.6386e-05 | 5.5191e-05 | 7.5199e-05 | 6.0488e-05
6.6771e-05 | 3.3501e-05 | 4.2639e-05 | 2.8537e-05 | 4.5268e-05 | 5.3504e-05 | 5.0387e-05 | 0.0001154 | 1.2091e-05 | 6.6695e-05 | 0.00010618 | 0.00013202 | 0.00010231 | 0.00015658 | 3.1207e-05 | 2.7766e-05 | 6.0233e-05 | 1.2467e-07
6.9054e-05 | 2.5851e-05 | 2.7217e-05 | 1.9055e-05 | 4.5235e-05 | 2.6993e-05 | 1.2084e-05 | 0.00012423 | 1.2386e-05 | 4.2443e-05 | 2.1302e-06 | 0.00013042 | 4.0682e-05 | 6.5188e-05 | 4.5079e-05 | 1.6714e-05 | 7.4429e-05 | 1.87e-07
5.0728e-05 | 1.5631e-05 | 2.2926e-05 | 1.6076e-05 | 4.599e-05 | 4.7226e-05 | 1.9097e-05 | 0.00011821 | 1.2367e-05 | 5.307e-05 | 2.0636e-06 | 0.00011401 | 4.2479e-05 | 3.4859e-05 | 1.0324e-05 | 9.3472e-06 | 5.0534e-05 | 0.00013352
5.0239e-05 | 1.5096e-05 | 2.2614e-05 | 1.182e-05 | 4.4546e-05 | 2.6383e-05 | 1.2293e-05 | 0.00012111 | 1.2474e-05 | 4.6578e-05 | 2.0636e-06 | 0.00011163 | 4.5507e-05 | 4.49e-05 | 5.4969e-06 | 8.8007e-06 | 2.9416e-05 | 6.1087e-06
5.1154e-05 | 1.1037e-05 | 2.2429e-05 | 1.1866e-05 | 4.6745e-05 | 2.758e-05 | 3.2471e-06 | 0.00011478 | 9.1229e-06 | 4.4029e-05 | 2.1302e-06 | 0.00010602 | 4.4471e-05 | 3.0689e-05 | 5.6242e-06 | 9.3017e-06 | 4.8638e-05 | 2.4933e-07
6.8839e-05 | 1.126e-05 | 2.2828e-05 | 1.189e-05 | 4.4513e-05 | 2.6841e-05 | 2.2003e-06 | 0.00011052 | 9.2199e-06 | 5.2243e-05 | 2.0636e-06 | 0.00010798 | 4.1469e-05 | 2.7857e-05 | 5.5181e-06 | 8.46e-06 | 2.5935e-05 | 1.87e-07
5.0728e-05 | 1.0905e-05 | 2.2e-05 | 1.1861e-05 | 4.4546e-05 | 2.7429e-05 | 6.7841e-06 | 0.0001039 | 9.0444e-06 | 3.9878e-05 | 2.1302e-06 | 0.0001089 | 3.8011e-05 | 3.9391e-05 | 5.8152e-06 | 8.4609e-06 | 3.1528e-05 | 1.2467e-07
4.8728e-05 | 1.1094e-05 | 2.2324e-05 | 1.1775e-05 | 4.5235e-05 | 2.6657e-05 | 1.6008e-05 | 0.00010776 | 9.0396e-06 | 5.4371e-05 | 4.8961e-05 | 0.00010349 | 3.1141e-05 | 2.6312e-05 | 4.9238e-05 | 9.726e-06 | 7.9114e-05 | 1.87e-07
8.0405e-05 | 1.0664e-05 | 2.5482e-05 | 1.1716e-05 | 4.6023e-05 | 2.716e-05 | 5.0997e-05 | 0.00011458 | 9.2726e-06 | 8.5315e-05 | 0.0001332 | 0.00010619 | 6.3132e-05 | 3.8052e-05 | 8.484e-05 | 2.5677e-05 | 0.00019232 | 3.1167e-07
0.00012698 | 1.8815e-05 | 4.6049e-05 | 1.2181e-05 | 4.5235e-05 | 2.6218e-05 | 9.1227e-05 | 0.00010497 | 9.0543e-06 | 0.00010507 | 7.7419e-05 | 0.00010458 | 7.2062e-05 | 2.5591e-05 | 7.6266e-05 | 4.2118e-05 | 0.00018676 | 0.00020021
0.00014657 | 1.1032e-05 | 5.9253e-05 | 1.1908e-05 | 4.6023e-05 | 2.7107e-05 | 0.00016341 | 0.0001181 | 9.2989e-06 | 7.711e-05 | 0.00014758 | 0.00010436 | 0.00010371 | 0.00011843 | 5.2751e-05 | 2.7813e-05 | 0.00016022 | 0.00032003
7.1161e-05 | 1.566e-05 | 4.4561e-05 | 1.1567e-05 | 4.5957e-05 | 2.9545e-05 | 0.00016533 | 0.0001044 | 9.2679e-06 | 5.6181e-05 | 0.00014732 | 0.00010519 | 6.2696e-05 | 2.3737e-05 | 6.622e-05 | 2.6371e-05 | 0.00014767 | 0.00054234
5.142e-05 | 1.09e-05 | 3.7963e-05 | 1.1487e-05 | 4.7878e-05 | 2.9451e-05 | 0.00017492 | 0.00011476 | 9.281e-06 | 7.6284e-05 | 0.00020207 | 0.00010766 | 3.6632e-05 | 2.2296e-05 | 5.1021e-05 | 3.2481e-05 | 0.00012889 | 0.0001035
5.8539e-05 | 1.5175e-05 | 8.6721e-05 | 1.1239e-05 | 4.5268e-05 | 2.6458e-05 | 0.00015581 | 0.00011657 | 9.2091e-06 | 9.5932e-05 | 0.0002248 | 0.0001103 | 8.7098e-05 | 1.1637e-05 | 0.00011844 | 4.3802e-05 | 0.00011411 | 0.00010745
6.2462e-05 | 2.2164e-05 | 6.2932e-05 | 2.3932e-05 | 4.599e-05 | 2.6229e-05 | 0.00013528 | 0.00013202 | 9.2939e-06 | 7.4642e-05 | 0.0002516 | 0.00012214 | 6.074e-05 | 1.1534e-05 | 6.5322e-05 | 3.5872e-05 | 8.9941e-05 | 9.2939e-05
4.9661e-05 | 3.8906e-05 | 3.2841e-05 | 3.9738e-05 | 4.6023e-05 | 2.6597e-05 | 0.00014734 | 0.00014035 | 9.4643e-06 | 9.5851e-05 | 0.00025256 | 0.00012371 | 0.00010003 | 0.00046206 | 0.00010046 | 3.6522e-05 | 9.0926e-05 | 0.00010688
5.6019e-05 | 5.6336e-05 | 2.7532e-05 | 3.8851e-05 | 0.00026689 | 0.0001379 | 0.00011799 | 0.00013572 | 9.3832e-06 | 6.7132e-05 | 0.00025246 | 0.00012818 | 0.00010586 | 0.00028171 | 0.00013813 | 3.0377e-05 | 7.4644e-05 | 1.7453e-06
5.4973e-05 | 7.1372e-05 | 4.4887e-05 | 4.7742e-05 | 0.00083016 | 0.00057191 | 9.7476e-05 | 0.00013993 | 9.4388e-06 | 5.306e-05 | 0.00024302 | 0.00014067 | 9.5572e-05 | 0.00030484 | 0.00017513 | 2.7768e-05 | 6.9231e-05 | 0.00012186
5.8781e-05 | 0.00012152 | 0.00010002 | 7.0855e-05 | 0.00069228 | 0.00070232 | 0.00013486 | 0.00013702 | 9.3315e-06 | 0.00011948 | 0.00015749 | 0.00013212 | 0.00013331 | 0.00013061 | 0.00017807 | 2.0994e-05 | 9.0637e-05 | 5.0253e-05
7.1573e-05 | 0.00010059 | 0.00013867 | 6.9551e-05 | 0.00030234 | 0.00058935 | 0.00010566 | 0.00014692 | 9.3201e-06 | 0.00011132 | 4.4934e-05 | 0.00013597 | 0.00035281 | 7.0749e-05 | 0.00028824 | 0.0001247 | 8.937e-05 | 3.1989e-05
0.00023837 | 8.6613e-05 | 9.7551e-05 | 5.6795e-05 | 4.5235e-05 | 0.00027446 | 0.00013278 | 0.00014552 | 1.2444e-05 | 0.00011877 | 2.2021e-05 | 0.00013393 | 0.00056789 | 5.283e-05 | 0.0004566 | 0.00019234 | 0.00018077 | 0.00018284
0.00018688 | 6.3978e-05 | 3.4588e-05 | 6.5897e-05 | 4.5268e-05 | 7.6457e-05 | 0.00016558 | 0.00013253 | 1.2341e-05 | 0.00011115 | 0.00013363 | 0.00012921 | 0.00018978 | 6.0708e-05 | 0.00030584 | 7.3508e-05 | 0.0001814 | 0.00048383
5.97e-05 | 4.0157e-05 | 4.0158e-05 | 5.5037e-05 | 4.599e-05 | 6.2801e-05 | 0.00014965 | 0.00012433 | 1.2488e-05 | 9.8708e-05 | 0.0001337 | 0.00012935 | 9.665e-05 | 5.7412e-05 | 0.00010867 | 4.8554e-05 | 0.00016089 | 3.8884e-05
6.9117e-05 | 3.7762e-05 | 3.0368e-05 | 3.8023e-05 | 4.6712e-05 | 4.9033e-05 | 0.00013484 | 0.00012127 | 1.012e-05 | 0.00014508 | 0.00013388 | 0.00012755 | 3.9414e-05 | 3.2594e-05 | 6.4183e-05 | 6.7808e-05 | 0.00011152 | 0.00033126
7.1273e-05 | 2.7287e-05 | 2.8559e-05 | 2.5902e-05 | 4.5301e-05 | 2.6387e-05 | 7.7996e-05 | 0.00013411 | 9.1332e-06 | 5.1312e-05 | 5.9246e-05 | 0.00012401 | 3.0686e-05 | 1.2564e-05 | 7.3569e-05 | 2.8888e-05 | 6.6608e-05 | 1.9298e-05
6.2246e-05 | 1.5969e-05 | 2.5893e-05 | 2.2534e-05 | 4.5268e-05 | 2.7585e-05 | 7.0861e-05 | 0.00011821 | 9.142e-06 | 4.9006e-05 | 2.1635e-06 | 0.00013085 | 1.9389e-05 | 2.2244e-05 | 8.4257e-06 | 1.2702e-05 | 7.5259e-05 | 3.1167e-07
5.0643e-05 | 1.5553e-05 | 3.1186e-05 | 2.0436e-05 | 4.6745e-05 | 2.6746e-05 | 1.1218e-05 | 0.00011649 | 9.1705e-06 | 5.3424e-05 | 2.1302e-06 | 0.00011732 | 4.3741e-06 | 2.3325e-05 | 4.6267e-06 | 1.6537e-05 | 3.0061e-05 | 2.4933e-07
6.1076e-05 | 1.0867e-05 | 3.0251e-05 | 1.9599e-05 | 4.5268e-05 | 5.1365e-05 | 1.0974e-05 | 0.0001178 | 9.12e-06 | 4.1901e-05 | 2.1302e-06 | 0.00011158 | 3.3194e-06 | 2.3377e-05 | 6.8764e-06 | 1.9206e-05 | 4.881e-05 | 1.2467e-07
5.5187e-05 | 1.1151e-05 | 2.7198e-05 | 1.8927e-05 | 4.6745e-05 | 2.714e-05 | 4.3852e-06 | 0.00011711 | 9.1778e-06 | 5.1959e-05 | 2.1968e-06 | 0.00011042 | 3.0792e-06 | 2.3222e-05 | 5.3907e-06 | 1.9085e-05 | 2.2374e-05 | 1.87e-07
5.0217e-05 | 1.0905e-05 | 2.3318e-05 | 1.7986e-05 | 4.5301e-05 | 2.6376e-05 | 5.0385e-06 | 0.00011518 | 9.1092e-06 | 4.7695e-05 | 2.0969e-06 | 0.00010577 | 4.9336e-06 | 3.4705e-05 | 7.7041e-06 | 1.0297e-05 | 4.0726e-05 | 2.4933e-07
5.0239e-05 | 1.1222e-05 | 2.229e-05 | 1.7894e-05 | 4.6023e-05 | 2.7429e-05 | 7.9807e-06 | 0.00011145 | 9.1081e-06 | 4.9661e-05 | 2.1968e-06 | 0.00010548 | 2.8901e-06 | 2.4149e-05 | 1.2331e-05 | 1.3175e-05 | 2.5626e-05 | 4.9867e-07
5.1239e-05 | 1.0867e-05 | 2.2401e-05 | 1.6638e-05 | 4.5235e-05 | 2.6164e-05 | 2.6196e-05 | 0.00010824 | 9.0567e-06 | 4.284e-05 | 3.9342e-05 | 0.00010312 | 2.7318e-05 | 2.4252e-05 | 4.1725e-05 | 1.9449e-05 | 0.00010299 | 3.74e-07
7.4984e-05 | 1.0607e-05 | 2.3153e-05 | 1.5298e-05 | 4.6023e-05 | 2.7193e-05 | 5.2417e-05 | 0.00011958 | 8.9596e-06 | 7.6503e-05 | 5.5085e-05 | 0.00010124 | 7.9254e-05 | 2.451e-05 | 7.4133e-05 | 1.9803e-05 | 0.00019811 | 2.4933e-07
0.00015016 | 1.7074e-05 | 2.8389e-05 | 1.2377e-05 | 4.4513e-05 | 2.6881e-05 | 5.6581e-05 | 0.00010295 | 9.1167e-06 | 8.152e-05 | 7.8351e-05 | 0.00010786 | 0.00010337 | 3.5271e-05 | 9.7704e-05 | 6.1169e-05 | 0.00022303 | 3.1167e-07
6.2825e-05 | 1.0905e-05 | 2.9133e-05 | 1.2028e-05 | 4.6745e-05 | 2.6919e-05 | 7.8391e-05 | 0.0001057 | 9.1811e-06 | 7.5435e-05 | 0.00014772 | 0.0001089 | 9.105e-05 | 0.00010633 | 8.66e-05 | 4.2189e-05 | 0.00016333 | 4.329e-06
5.8425e-05 | 1.1426e-05 | 2.305e-05 | 1.1923e-05 | 4.6712e-05 | 2.7026e-05 | 0.00016209 | 0.00011329 | 9.1094e-06 | 8.5817e-05 | 0.00014742 | 0.00010238 | 9.3037e-05 | 2.2759e-05 | 0.0001259 | 3.6665e-05 | 0.00013613 | 3.5081e-05
5.0473e-05 | 1.1886e-05 | 2.247e-05 | 1.1551e-05 | 4.448e-05 | 2.7584e-05 | 0.00018461 | 0.00012111 | 9.2185e-06 | 0.00046569 | 0.00025369 | 0.00010354 | 0.00016884 | 2.1832e-05 | 0.00010321 | 3.6119e-05 | 0.00011915 | 1.8564e-05
5.028e-05 | 1.5877e-05 | 2.2195e-05 | 4.1649e-05 | 4.6712e-05 | 2.6593e-05 | 0.00015543 | 0.00011748 | 9.1478e-06 | 0.00028649 | 0.00027411 | 0.00010803 | 0.00014926 | 1.1637e-05 | 0.00012425 | 3.3992e-05 | 0.0001051 | 0.00016916
6.6152e-05 | 1.4105e-05 | 2.2118e-05 | 5.6265e-05 | 0.00025396 | 0.00015691 | 0.00010281 | 0.0001291 | 9.3708e-06 | 6.9357e-05 | 0.00032147 | 0.00011601 | 9.403e-05 | 1.1174e-05 | 7.2185e-05 | 7.6811e-05 | 7.1019e-05 | 0.00012806
4.9684e-05 | 2.941e-05 | 2.7883e-05 | 4.4133e-05 | 0.00042795 | 0.00047505 | 8.1216e-05 | 0.00013804 | 9.2547e-06 | 5.2307e-05 | 0.00031266 | 0.00012163 | 6.9525e-05 | 0.00047841 | 2.9136e-05 | 0.00011918 | 5.2131e-05 | 9.9851e-05
5.8386e-05 | 5.3522e-05 | 4.3884e-05 | 4.0283e-05 | 0.00061068 | 0.00057555 | 7.155e-05 | 0.00014247 | 9.0811e-06 | 7.8437e-05 | 0.00032352 | 0.00012212 | 0.00010177 | 0.00023391 | 2.7954e-05 | 0.00013604 | 5.3514e-05 | 0.00013171
5.0172e-05 | 8.1861e-05 | 8.7514e-05 | 4.8653e-05 | 0.00044958 | 0.00067705 | 8.565e-05 | 0.00013878 | 9.3103e-06 | 0.00011313 | 0.00032379 | 0.00013615 | 0.00013667 | 0.00018829 | 7.6689e-05 | 0.00012911 | 6.5293e-05 | 0.00034651
5.83e-05 | 8.6715e-05 | 9.5396e-05 | 6.6737e-05 | 0.00030093 | 0.00049785 | 0.00011252 | 0.00014126 | 9.4146e-06 | 7.2093e-05 | 0.00023718 | 0.00013556 | 0.00021473 | 0.00012976 | 0.00014865 | 0.00014662 | 8.7285e-05 | 6.5104e-06
0.00016848 | 9.1704e-05 | 0.00011842 | 4.844e-05 | 0.00011603 | 0.00026912 | 0.00010998 | 0.00014494 | 2.7183e-05 | 0.00011388 | 6.1572e-05 | 0.00014055 | 0.00044869 | 7.564e-05 | 0.00047627 | 3.9018e-05 | 0.00010528 | 4.0517e-06
7.6776e-05 | 9.0672e-05 | 0.00010779 | 5.1464e-05 | 4.5268e-05 | 6.9159e-05 | 0.00013632 | 0.00015155 | 5.2095e-05 | 0.00030432 | 2.2966e-05 | 0.00013747 | 0.00041654 | 3.7022e-05 | 0.00041522 | 4.8379e-05 | 0.00015833 | 1.2467e-07
0.00011018 | 3.1595e-05 | 4.9449e-05 | 2.7394e-05 | 4.5957e-05 | 2.6535e-05 | 0.00013786 | 0.00013747 | 1.7953e-05 | 0.00043169 | 0.00013394 | 0.00013199 | 0.00022839 | 6.0296e-05 | 0.00025047 | 5.8923e-05 | 0.00013761 | 2.1069e-05
5.0024e-05 | 2.4844e-05 | 5.4445e-05 | 2.4598e-05 | 4.6745e-05 | 2.6339e-05 | 0.00011981 | 0.00013542 | 1.4993e-05 | 0.00017106 | 0.00013354 | 0.00013091 | 0.00011096 | 5.4375e-05 | 0.0001069 | 5.6347e-05 | 0.00012698 | 3.5156e-05
6.5224e-05 | 2.0785e-05 | 5.1963e-05 | 1.9086e-05 | 4.599e-05 | 2.7053e-05 | 0.00015651 | 0.00013167 | 1.5052e-05 | 0.00015533 | 0.00013396 | 0.00012527 | 9.0673e-05 | 2.1163e-05 | 6.2103e-05 | 3.6674e-05 | 0.00012237 | 0
5.0728e-05 | 1.9851e-05 | 6.8874e-05 | 2.7352e-05 | 4.599e-05 | 5.6303e-05 | 0.00010905 | 0.00012723 | 1.5038e-05 | 6.154e-05 | 5.9166e-05 | 0.00012374 | 4.5252e-05 | 1.3182e-05 | 1.7785e-05 | 1.5599e-05 | 8.7846e-05 | 1.87e-07
5.1069e-05 | 1.0772e-05 | 5.1663e-05 | 1.8843e-05 | 4.6023e-05 | 2.7153e-05 | 4.9683e-05 | 0.00012527 | 9.6947e-06 | 8.0589e-05 | 2.23e-06 | 0.0001146 | 5.1644e-05 | 2.1987e-05 | 6.0878e-06 | 1.113e-05 | 7.6942e-05 | 1.0597e-06
5.0706e-05 | 1.2533e-05 | 2.9745e-05 | 1.7854e-05 | 4.5268e-05 | 2.6224e-05 | 1.7696e-05 | 0.00012628 | 9.2381e-06 | 5.0357e-05 | 2.1635e-06 | 0.00010977 | 1.1174e-05 | 2.2553e-05 | 6.6524e-06 | 1.1925e-05 | 2.5123e-05 | 6.2333e-07
5.0262e-05 | 1.254e-05 | 2.711e-05 | 1.512e-05 | 4.6745e-05 | 2.7301e-05 | 5.1467e-06 | 0.00011031 | 9.1248e-06 | 4.6012e-05 | 2.23e-06 | 0.00010982 | 1.0845e-05 | 2.3119e-05 | 8.2347e-06 | 1.1281e-05 | 3.4453e-05 | 1.2467e-07
6.2505e-05 | 1.1982e-05 | 2.1918e-05 | 1.2098e-05 | 4.6023e-05 | 2.6746e-05 | 1.6627e-06 | 0.00012247 | 9.132e-06 | 5.2057e-05 | 2.0969e-06 | 0.00010851 | 1.2526e-05 | 2.4252e-05 | 5.412e-06 | 1.129e-05 | 3.3382e-05 | 3.1167e-07
5.1751e-05 | 1.2405e-05 | 2.1657e-05 | 1.2137e-05 | 4.6745e-05 | 2.716e-05 | 2.1955e-06 | 0.00011912 | 9.239e-06 | 4.4102e-05 | 2.2966e-06 | 0.00010834 | 1.2167e-05 | 2.4046e-05 | 6.1123e-06 | 1.1348e-05 | 3.9612e-05 | 2.4933e-07
5.0217e-05 | 1.2137e-05 | 2.2504e-05 | 1.1986e-05 | 4.4513e-05 | 2.6546e-05 | 1.8428e-06 | 0.00010329 | 9.1007e-06 | 5.8919e-05 | 2.0969e-06 | 0.00010452 | 1.1121e-05 | 2.5128e-05 | 7.6192e-06 | 1.1235e-05 | 2.1597e-05 | 3.1167e-07
5.0239e-05 | 1.2336e-05 | 2.2379e-05 | 1.1742e-05 | 4.5301e-05 | 2.7741e-05 | 1.969e-05 | 0.00010547 | 9.0511e-06 | 5.8037e-05 | 3.9275e-05 | 0.00010284 | 1.9913e-05 | 2.4664e-05 | 5.3564e-05 | 1.3512e-05 | 0.00011205 | 6.2333e-08
8.1193e-05 | 1.1969e-05 | 3.3859e-05 | 1.1953e-05 | 4.5235e-05 | 2.6516e-05 | 6.1714e-05 | 0.00010711 | 9.1064e-06 | 6.7197e-05 | 5.5052e-05 | 0.00010273 | 6.1864e-05 | 3.6095e-05 | 8.0506e-05 | 1.5074e-05 | 0.00017496 | 2.1131e-05
0.00013356 | 1.2704e-05 | 2.8083e-05 | 1.2116e-05 | 4.6023e-05 | 2.7283e-05 | 7.6659e-05 | 0.00011605 | 9.0123e-06 | 0.00041309 | 0.00010385 | 0.00010015 | 0.00010679 | 2.487e-05 | 0.00010436 | 0.00014065 | 0.00021171 | 8.1594e-05
5.8238e-05 | 1.4136e-05 | 3.3125e-05 | 1.1842e-05 | 4.599e-05 | 2.6752e-05 | 9.8346e-05 | 0.0001062 | 9.1202e-06 | 9.8327e-05 | 0.00022763 | 0.00010295 | 9.3214e-05 | 0.00010674 | 0.00014109 | 5.8898e-05 | 0.0001441 | 0.0001594
6.1031e-05 | 1.5419e-05 | 2.7829e-05 | 1.1701e-05 | 4.6712e-05 | 2.7082e-05 | 0.00014154 | 0.0001169 | 9.2718e-06 | 0.00048108 | 0.00022683 | 0.00010296 | 6.4873e-05 | 2.3274e-05 | 0.00016184 | 3.5983e-05 | 0.00015421 | 9.8038e-05
5.7191e-05 | 2.7603e-05 | 2.6537e-05 | 1.1816e-05 | 4.5235e-05 | 2.6317e-05 | 0.00016871 | 0.0001199 | 9.172e-06 | 0.00020367 | 0.00031756 | 0.00010371 | 5.5515e-05 | 2.2347e-05 | 0.0001051 | 3.2487e-05 | 0.00011804 | 5.9754e-05
5.6531e-05 | 4.0967e-05 | 2.7115e-05 | 1.7088e-05 | 4.599e-05 | 3.1011e-05 | 0.00015488 | 0.00012241 | 9.1905e-06 | 0.00010405 | 0.00032146 | 0.00011072 | 8.3905e-05 | 2.0287e-05 | 0.00010223 | 3.7506e-05 | 7.9044e-05 | 0.0001206
5.0024e-05 | 5.3003e-05 | 3.1925e-05 | 2.0739e-05 | 4.5235e-05 | 3.1455e-05 | 0.00013969 | 0.00013087 | 9.3437e-06 | 9.2598e-05 | 0.0003155 | 0.00011887 | 4.8711e-05 | 1.0247e-05 | 0.00014255 | 9.7913e-05 | 8.0876e-05 | 0.0001177
4.9684e-05 | 0.00024891 | 5.8494e-05 | 4.561e-05 | 0.00055793 | 2.9914e-05 | 0.00011109 | 0.00013886 | 3.3052e-05 | 6.6169e-05 | 0.0002265 | 0.00012878 | 6.318e-05 | 0.00041753 | 8.677e-05 | 0.000169 | 6.2794e-05 | 7.8715e-05
5.7932e-05 | 4.4531e-05 | 0.00010074 | 6.0127e-05 | 0.00073701 | 0.0004118 | 7.8464e-05 | 0.00014185 | 2.4243e-05 | 6.9657e-05 | 0.0002267 | 0.00012396 | 9.4653e-05 | 0.00020522 | 6.8159e-05 | 0.00014998 | 4.7236e-05 | 8.7354e-05
0.00020417 | 7.5796e-05 | 0.0001655 | 6.6909e-05 | 0.0007399 | 0.00050351 | 5.5708e-05 | 0.00014659 | 4.0072e-05 | 7.5726e-05 | 0.0002268 | 0.00013986 | 0.00011316 | 0.00018865 | 5.678e-05 | 0.0001854 | 5.8945e-05 | 1.122e-06
0.00079982 | 0.00010404 | 0.00024507 | 9.3144e-05 | 0.0010225 | 0.00053533 | 9.1486e-05 | 0.00015554 | 6.1359e-05 | 0.00014881 | 0.00016319 | 0.00013618 | 9.3215e-05 | 1.6755e-05 | 9.2422e-05 | 0.00019221 | 6.5523e-05 | 4.2237e-05
0.00046103 | 0.00010725 | 0.00019066 | 0.00015708 | 0.00022486 | 0.00015885 | 0.00012959 | 0.00014992 | 6.1091e-05 | 0.0001058 | 0.0001366 | 0.00014566 | 0.00027294 | 0.00010041 | 0.00044567 | 0.00023312 | 6.6019e-05 | 9.0184e-05
0.00041228 | 9.6339e-05 | 0.00018384 | 0.00015789 | 0.00011171 | 0.00031521 | 0.00013692 | 0.00015256 | 9.6896e-05 | 0.00014071 | 0.00010301 | 0.00014259 | 0.00048688 | 8.2901e-05 | 0.00029767 | 0.0001901 | 0.00016837 | 0.00010135
9.991e-05 | 0.00012631 | 0.00018071 | 6.9953e-05 | 4.599e-05 | 0.00067071 | 0.00012742 | 0.0001453 | 5.4677e-05 | 0.00010457 | 0.00018032 | 0.00013802 | 0.00031767 | 5.4838e-05 | 0.00013749 | 0.0001504 | 0.00014294 | 3.1167e-07
0.0001202 | 4.9398e-05 | 0.00012633 | 8.778e-05 | 4.6712e-05 | 0.00022956 | 0.00011275 | 0.00015421 | 9.168e-06 | 0.00015672 | 0.00013362 | 0.00015013 | 0.00012093 | 0.000225 | 0.00016268 | 0.00011809 | 0.0001079 | 9.9733e-07
0.00028811 | 5.2839e-05 | 0.00014951 | 0.00010278 | 4.4513e-05 | 9.3907e-05 | 0.00011858 | 0.00013461 | 9.3067e-06 | 6.9236e-05 | 0.00014033 | 0.00013539 | 5.7868e-05 | 0.0002164 | 0.00012149 | 4.2839e-05 | 0.00011778 | 3.8023e-05
0.00015033 | 4.0641e-05 | 0.00013742 | 6.519e-05 | 4.599e-05 | 0.00020457 | 9.235e-05 | 0.00013009 | 9.185e-06 | 4.8423e-05 | 5.872e-05 | 0.00012901 | 2.4911e-05 | 0.00017517 | 0.00011737 | 2.0722e-05 | 7.4772e-05 | 8.2666e-05
0.00010916 | 1.2379e-05 | 8.6111e-05 | 3.881e-05 | 4.599e-05 | 5.8251e-05 | 5.5222e-05 | 0.00012969 | 9.292e-06 | 5.9898e-05 | 2.1635e-06 | 0.00012268 | 2.7295e-05 | 1.1688e-05 | 2.6768e-05 | 1.607e-05 | 7.4366e-05 | 8.3065e-05
6.9284e-05 | 1.1695e-05 | 6.3942e-05 | 3.5692e-05 | 4.6023e-05 | 4.8415e-05 | 1.4187e-05 | 0.0001217 | 9.2556e-06 | 7.1567e-05 | 2.23e-06 | 0.00011677 | 6.6658e-05 | 1.1688e-05 | 1.6853e-05 | 1.1601e-05 | 2.7673e-05 | 6.2686e-05
6.4884e-05 | 1.2503e-05 | 6.7335e-05 | 2.6745e-05 | 4.6745e-05 | 2.6706e-05 | 8.8242e-06 | 0.00011661 | 9.3797e-06 | 4.8375e-05 | 2.1635e-06 | 0.00011578 | 2.603e-05 | 2.1163e-05 | 6.9231e-06 | 1.2253e-05 | 3.3262e-05 | 4.3633e-07
5.0706e-05 | 1.2266e-05 | 7.1536e-05 | 2.0223e-05 | 4.6745e-05 | 2.7031e-05 | 2.1442e-06 | 0.00011993 | 9.2395e-06 | 4.992e-05 | 2.23e-06 | 0.00011366 | 8.5648e-06 | 1.2667e-05 | 4.6055e-06 | 1.2551e-05 | 3.3122e-05 | 3.74e-07
5.2091e-05 | 1.2183e-05 | 4.2655e-05 | 1.6354e-05 | 4.6023e-05 | 2.734e-05 | 2.2506e-06 | 0.00011479 | 9.1695e-06 | 4.7371e-05 | 2.1302e-06 | 0.00011095 | 7.9907e-06 | 2.2296e-05 | 4.372e-06 | 1.2912e-05 | 4.751e-05 | 1.4773e-05
6.9525e-05 | 1.1839e-05 | 3.4633e-05 | 1.6419e-05 | 4.5268e-05 | 2.6159e-05 | 1.2709e-05 | 0.00012718 | 8.9861e-06 | 5.149e-05 | 2.1635e-06 | 0.00010733 | 1.055e-05 | 2.3274e-05 | 1.2501e-05 | 1.2438e-05 | 2.8795e-05 | 2.4933e-07
5.0728e-05 | 1.1398e-05 | 4.0197e-05 | 1.4783e-05 | 4.599e-05 | 2.7282e-05 | 2.5365e-05 | 0.00011062 | 9.1544e-06 | 7.2214e-05 | 3.9242e-05 | 0.00010913 | 1.9277e-05 | 1.3954e-05 | 4.6878e-05 | 2.1708e-05 | 0.0001143 | 2.4933e-07
9.1518e-05 | 1.1533e-05 | 3.8566e-05 | 1.4244e-05 | 4.5268e-05 | 2.6599e-05 | 5.4426e-05 | 0.00011386 | 9.1286e-06 | 5.5884e-05 | 5.4986e-05 | 0.00010707 | 9.2929e-05 | 2.4458e-05 | 4.4565e-05 | 2.2658e-05 | 0.000199 | 6.2333e-07
0.00014041 | 1.2003e-05 | 2.1949e-05 | 1.4013e-05 | 4.5268e-05 | 2.6912e-05 | 9.0397e-05 | 0.00011586 | 9.0355e-06 | 8.4457e-05 | 7.9616e-05 | 0.00011271 | 0.00014056 | 2.4664e-05 | 5.7251e-05 | 8.5135e-05 | 0.00020237 | 4.3633e-07
7.9765e-05 | 2.0336e-05 | 2.9171e-05 | 1.1203e-05 | 4.6745e-05 | 2.631e-05 | 0.00012849 | 0.00011238 | 9.2009e-06 | 8.0614e-05 | 0.00015068 | 0.00010723 | 6.8009e-05 | 0.00010674 | 9.2175e-05 | 2.6443e-05 | 0.00016115 | 0.00013732
5.0684e-05 | 6.7345e-05 | 5.1956e-05 | 1.8826e-05 | 4.5957e-05 | 7.9539e-05 | 0.00014845 | 0.00011871 | 9.3831e-06 | 8.2572e-05 | 0.0002259 | 0.00011756 | 0.0001023 | 2.2708e-05 | 0.00012833 | 1.9355e-05 | 0.00010708 | 0.0006374
8.8833e-05 | 1.6092e-05 | 6.4566e-05 | 2.2182e-05 | 4.4513e-05 | 2.6865e-05 | 0.00013798 | 0.00012972 | 9.5143e-06 | 4.9151e-05 | 0.00032011 | 0.00011191 | 0.00011214 | 2.2038e-05 | 0.00012063 | 7.0169e-05 | 0.00010446 | 7.8891e-05
7.7039e-05 | 1.9079e-05 | 4.4455e-05 | 4.9841e-05 | 4.599e-05 | 2.5799e-05 | 0.00012176 | 0.00013995 | 2.3142e-05 | 0.00030507 | 0.00032429 | 0.00011407 | 0.00011301 | 1.2203e-05 | 9.6637e-05 | 5.0771e-05 | 9.8623e-05 | 7.6897e-05
0.00025642 | 0.00015789 | 8.0266e-05 | 7.9072e-05 | 0.00090451 | 0.00038849 | 0.00013258 | 0.00014867 | 2.6595e-05 | 0.0002756 | 0.00032219 | 0.00012767 | 8.0008e-05 | 1.1946e-05 | 9.7055e-05 | 9.7932e-05 | 7.361e-05 | 4.3945e-05
0.00053254 | 0.00019002 | 0.00010181 | 8.1472e-05 | 0.0016704 | 0.0006516 | 0.00010953 | 0.00014866 | 0.00017498 | 7.9303e-05 | 0.00032146 | 0.0001325 | 0.00010574 | 0.00032887 | 9.5793e-05 | 0.00028029 | 7.1717e-05 | 4.4668e-05
0.00072992 | 0.00019477 | 0.00021937 | 0.00010967 | 0.0024444 | 0.00090364 | 8.8034e-05 | 0.00014299 | 0.00025589 | 5.5318e-05 | 0.00032212 | 0.00013669 | 4.2039e-05 | 0.0002066 | 2.7663e-05 | 0.00044376 | 5.2512e-05 | 1.0634e-06
0.0011447 | 0.00027628 | 0.00038107 | 0.00014499 | 0.0033834 | 0.0017137 | 0.00010766 | 0.00015134 | 0.00029293 | 0.00024925 | 0.00032249 | 0.00016216 | 0.00016845 | 0.00018868 | 8.2777e-05 | 0.00050944 | 4.9722e-05 | 6.2333e-07
0.0017239 | 0.000357 | 0.00075522 | 0.00020924 | 0.0042494 | 0.002278 | 7.1973e-05 | 0.00015833 | 0.00034189 | 0.00023608 | 0.00023825 | 0.00015265 | 0.00020797 | 7.322e-06 | 0.00019355 | 0.00061995 | 7.7816e-05 | 3.3473e-05
0.0016586 | 0.00062907 | 0.0011045 | 0.00026713 | 0.0040018 | 0.0018108 | 0.00012925 | 0.00017185 | 0.00033578 | 0.00021013 | 0.00012418 | 0.00015663 | 0.000346 | 3.038e-06 | 0.00020924 | 0.00067182 | 7.8802e-05 | 0.00025206
0.0013672 | 0.00076272 | 0.00084416 | 0.00025147 | 0.0029292 | 0.00093416 | 0.00014353 | 0.00017542 | 0.00029586 | 0.0001525 | 3.6866e-05 | 0.00014922 | 0.00040376 | 9.2323e-05 | 0.00035201 | 0.00042567 | 0.00012313 | 0.00048119
0.00094695 | 0.00055953 | 0.00059239 | 0.00022733 | 0.0017892 | 0.00083945 | 0.00014168 | 0.00016633 | 0.00023506 | 9.293e-05 | 0.00020778 | 0.00015445 | 0.00024695 | 0.00021575 | 0.00030646 | 0.00026139 | 0.00014526 | 0.0002644
0.0004775 | 0.00021318 | 0.00042316 | 0.00019185 | 0.0010827 | 0.0009271 | 0.0001729 | 0.00016005 | 0.00015381 | 0.00012103 | 0.00013378 | 0.00014322 | 0.00014252 | 0.00042989 | 0.00017149 | 0.00014358 | 0.00017308 | 0.00026704
0.00065311 | 5.0377e-05 | 0.0003571 | 0.00016391 | 0.00092906 | 0.00041295 | 0.00013363 | 0.00014321 | 6.6349e-05 | 6.2058e-05 | 0.00013378 | 0.0001361 | 6.2241e-05 | 0.00050038 | 5.0942e-05 | 6.8617e-05 | 0.00010781 | 7.571e-05
0.00040011 | 0.00013884 | 0.0003586 | 0.0001095 | 0.00074647 | 0.00012583 | 0.00013436 | 0.00014181 | 3.4226e-05 | 4.7088e-05 | 5.9166e-05 | 0.00013436 | 5.3963e-05 | 0.00025746 | 5.3012e-05 | 9.7458e-05 | 8.9281e-05 | 8.7828e-05
0.00010973 | 1.9498e-05 | 0.00024823 | 8.7144e-05 | 0.00069733 | 8.3081e-05 | 5.444e-05 | 0.00013209 | 2.4102e-05 | 4.8253e-05 | 2.1302e-06 | 0.00012998 | 1.4759e-05 | 3.0586e-06 | 2.4434e-05 | 5.7715e-05 | 4.1921e-05 | 7.4613e-05
0.0001214 | 1.2216e-05 | 0.00014754 | 3.9817e-05 | 0.00053125 | 2.7199e-05 | 3.3783e-05 | 0.00013411 | 1.7772e-05 | 5.8813e-05 | 2.1302e-06 | 0.000127 | 1.2928e-05 | 2.6775e-06 | 2.5065e-05 | 2.4115e-05 | 5.2481e-05 | 2.2527e-05
0.00015243 | 1.2489e-05 | 8.0166e-05 | 3.3568e-05 | 0.00030887 | 6.0949e-05 | 1.2673e-05 | 0.0001328 | 1.7624e-05 | 5.0624e-05 | 2.23e-06 | 0.00012224 | 1.5508e-05 | 2.832e-06 | 2.3053e-05 | 7.2495e-06 | 3.3438e-05 | 4.9867e-07
7.8039e-05 | 1.2337e-05 | 6.9025e-05 | 3.0719e-05 | 0.00014567 | 2.6922e-05 | 1.6053e-06 | 0.00013192 | 1.2434e-05 | 4.6797e-05 | 2.1635e-06 | 0.0001165 | 1.4997e-05 | 2.832e-06 | 2.5443e-05 | 8.1221e-06 | 3.3077e-05 | 3.74e-07
6.3372e-05 | 1.224e-05 | 4.6669e-05 | 2.0075e-05 | 4.6023e-05 | 2.7651e-05 | 1.8718e-06 | 0.00013053 | 1.2427e-05 | 5.5366e-05 | 2.23e-06 | 0.00011103 | 5.6391e-06 | 3.4293e-06 | 2.315e-05 | 1.0613e-05 | 2.187e-05 | 2.4933e-07
4.9154e-05 | 1.2005e-05 | 3.3579e-05 | 1.3973e-05 | 4.5268e-05 | 2.67e-05 | 1.5549e-06 | 0.00012468 | 1.2448e-05 | 4.8876e-05 | 2.1302e-06 | 0.00011545 | 6.2554e-06 | 2.626e-06 | 2.9658e-05 | 7.0308e-06 | 3.109e-05 | 6.2333e-08
7.8011e-05 | 1.1564e-05 | 4.5793e-05 | 1.4831e-05 | 4.599e-05 | 2.6746e-05 | 4.3338e-05 | 0.0001133 | 1.259e-05 | 6.0942e-05 | 3.9375e-05 | 0.0001172 | 3.4163e-05 | 3.3469e-06 | 4.0133e-05 | 9.4058e-06 | 7.3746e-05 | 6.2333e-08
0.00012623 | 1.2097e-05 | 2.9231e-05 | 1.1821e-05 | 4.4546e-05 | 2.7052e-05 | 5.3341e-05 | 0.00012301 | 1.0767e-05 | 8.2505e-05 | 5.5318e-05 | 0.00011632 | 6.7625e-05 | 2.832e-06 | 3.1585e-05 | 1.1205e-05 | 0.00021984 | 2.1941e-05
0.00013169 | 1.2761e-05 | 3.5259e-05 | 1.1985e-05 | 5.1734e-05 | 2.6695e-05 | 0.00011202 | 0.00011636 | 9.108e-06 | 8.1253e-05 | 8.0748e-05 | 0.00011883 | 6.6773e-05 | 2.729e-06 | 0.00010735 | 3.9378e-05 | 0.00020358 | 0.00013187
5.0728e-05 | 1.3814e-05 | 5.4524e-05 | 2.4217e-05 | 4.901e-05 | 2.6554e-05 | 9.2879e-05 | 0.00011932 | 9.33e-06 | 0.00021683 | 0.00023302 | 0.00011857 | 0.00010196 | 1.555e-05 | 7.7325e-05 | 2.791e-05 | 0.00014051 | 2.8023e-05
9.6933e-05 | 1.5205e-05 | 6.8755e-05 | 4.1116e-05 | 0.00017738 | 2.7082e-05 | 0.00014517 | 0.00012813 | 9.3672e-06 | 0.00051333 | 0.00023502 | 0.0001156 | 6.4069e-05 | 2.5037e-05 | 9.0959e-05 | 1.9999e-05 | 0.00016625 | 6.0999e-05
0.00032357 | 1.6363e-05 | 4.0772e-05 | 5.8579e-05 | 0.00055245 | 0.00022766 | 0.00017569 | 0.00014216 | 1.5229e-05 | 7.639e-05 | 0.00033328 | 0.0001154 | 0.00010869 | 2.626e-06 | 5.0856e-05 | 0.00026432 | 0.00014435 | 3.2164e-05
0.00017694 | 3.6706e-05 | 8.4893e-05 | 8.6202e-05 | 0.0009787 | 0.00019629 | 0.00018372 | 0.00014051 | 5.3551e-05 | 8.2815e-05 | 0.00033702 | 0.00012142 | 8.7914e-05 | 2.9865e-06 | 4.3329e-05 | 0.00037874 | 6.463e-05 | 3.4752e-05
0.00032325 | 0.00013076 | 0.00023516 | 8.7334e-05 | 0.0021976 | 0.00062259 | 0.00012505 | 0.00015705 | 0.00016736 | 7.1801e-05 | 0.00033252 | 0.00013099 | 2.6515e-05 | 3.141e-06 | 7.2036e-05 | 0.00021629 | 4.5613e-05 | 5.161e-05
0.00081369 | 0.00016816 | 0.00038305 | 0.00015794 | 0.0021096 | 0.00071282 | 9.516e-05 | 0.00014764 | 0.00025042 | 0.000219 | 0.00032786 | 0.00013589 | 2.5001e-05 | 0.00040417 | 3.8872e-05 | 0.0004054 | 6.4648e-05 | 0.00032367
0.0014873 | 0.00020073 | 0.00058269 | 0.00017079 | 0.0024488 | 0.0013878 | 0.00010587 | 0.00015908 | 0.00027216 | 5.1255e-05 | 0.00032954 | 0.00014802 | 7.9783e-05 | 0.00020605 | 5.1944e-05 | 0.00069059 | 5.0075e-05 | 0.00042829
0.0018456 | 0.00037144 | 0.00090386 | 0.00020092 | 0.0025918 | 0.0019526 | 0.00015736 | 0.00015616 | 0.00027456 | 9.047e-05 | 0.0003359 | 0.00014809 | 8.2794e-05 | 0.00018561 | 4.6026e-05 | 0.00079006 | 4.6516e-05 | 0.00043546
0.0024674 | 0.00053404 | 0.0012889 | 0.00019714 | 0.00418 | 0.0022732 | 0.00016407 | 0.00016532 | 0.00027534 | 0.00010192 | 0.0002459 | 0.00015254 | 0.00017122 | 8.2386e-06 | 0.00010424 | 0.00093953 | 6.5658e-05 | 0.00029803
0.0026503 | 0.00072607 | 0.0016694 | 0.00023572 | 0.0046674 | 0.0022824 | 9.4598e-05 | 0.00017282 | 0.0002833 | 0.00011664 | 0.00012675 | 0.00015886 | 0.00027754 | 2.626e-06 | 0.00023376 | 0.00075872 | 8.0591e-05 | 1.7802e-05
0.0020722 | 0.00070612 | 0.0014967 | 0.00015621 | 0.0035536 | 0.0016347 | 9.6905e-05 | 0.00016631 | 0.00029225 | 0.00014226 | 0.00017133 | 0.0001408 | 0.00023734 | 0.00012868 | 0.00018039 | 0.00057298 | 0.0001076 | 2.0907e-05
0.0014476 | 0.00042953 | 0.00087802 | 0.00015854 | 0.0016434 | 0.0015148 | 9.8345e-05 | 0.00017075 | 0.00018337 | 8.5267e-05 | 0.00016463 | 0.00013915 | 0.00020829 | 0.00017583 | 0.00013922 | 0.0004306 | 0.0001676 | 0.00013762
0.0010172 | 0.00027059 | 0.00078335 | 0.00017321 | 0.00069897 | 0.0011048 | 0.00010501 | 0.00014719 | 0.00012366 | 0.00010194 | 0.0001332 | 0.00013664 | 9.0656e-05 | 0.00017607 | 3.3945e-05 | 0.00045307 | 0.00012458 | 0.00011042
0.00030699 | 0.0001941 | 0.00059366 | 0.00012301 | 0.00050669 | 0.00023188 | 8.6399e-05 | 0.00014083 | 9.4465e-05 | 7.1445e-05 | 0.00012408 | 0.00013715 | 2.5905e-05 | 8.2931e-05 | 3.577e-05 | 0.00034075 | 9.8004e-05 | 4.5441e-05
0.00024698 | 0.00013506 | 0.00047774 | 7.3126e-05 | 0.0004894 | 0.00014208 | 7.0843e-05 | 0.00014753 | 4.7608e-05 | 8.4231e-05 | 1.7308e-06 | 0.00013242 | 5.9229e-06 | 2.832e-06 | 6.6777e-05 | 0.0001066 | 6.6276e-05 | 6.8691e-06
0.00030451 | 6.153e-05 | 0.00020818 | 4.1053e-05 | 0.00046911 | 0.00024704 | 7.4142e-05 | 0.00013705 | 3.3091e-05 | 7.8963e-05 | 1.8639e-06 | 0.0001261 | 1.1437e-05 | 2.7805e-06 | 4.2142e-05 | 1.9631e-05 | 7.6534e-05 | 1.7519e-06
0.00010708 | 3.9553e-05 | 0.00015362 | 3.6524e-05 | 0.00083817 | 8.9975e-05 | 5.9773e-05 | 0.00013842 | 2.7694e-05 | 5.1385e-05 | 1.7973e-06 | 0.00012644 | 2.2769e-05 | 2.935e-06 | 2.2709e-05 | 1.3699e-05 | 5.1543e-05 | 4.589e-05
4.9217e-05 | 3.8085e-05 | 0.00011473 | 2.3526e-05 | 0.00072621 | 2.6786e-05 | 1.3752e-05 | 0.00013014 | 2.8471e-05 | 5.3109e-05 | 1.7973e-06 | 0.0001202 | 1.5894e-05 | 2.5231e-06 | 5.5393e-06 | 1.0091e-05 | 3.4533e-05 | 1.1902e-05
8.2423e-05 | 1.7489e-05 | 9.7529e-05 | 1.952e-05 | 0.0004078 | 2.6842e-05 | 1.026e-05 | 0.00011953 | 2.4252e-05 | 4.8998e-05 | 1.7641e-06 | 0.00012068 | 4.5038e-06 | 2.935e-06 | 5.0936e-06 | 1.7991e-05 | 3.3344e-05 | 4.9867e-07
5.0217e-05 | 1.2246e-05 | 6.3486e-05 | 1.4919e-05 | 5.971e-05 | 2.6919e-05 | 8.1214e-06 | 0.00012544 | 2.3338e-05 | 6.8726e-05 | 1.7973e-06 | 0.00011579 | 2.5495e-06 | 2.6775e-06 | 5.0087e-06 | 1.7991e-05 | 2.2587e-05 | 1.87e-07
5.8134e-05 | 1.1385e-05 | 4.2723e-05 | 1.6673e-05 | 4.6023e-05 | 2.6675e-05 | 4.3484e-06 | 0.00012606 | 1.5425e-05 | 5.8991e-05 | 2.1302e-06 | 0.00011593 | 1.6262e-05 | 2.832e-06 | 1.5737e-05 | 1.6507e-05 | 3.1533e-05 | 4.9867e-07
5.0751e-05 | 1.1113e-05 | 3.6642e-05 | 1.2073e-05 | 4.5268e-05 | 2.7044e-05 | 3.6054e-06 | 0.00011457 | 1.5414e-05 | 7.3493e-05 | 3.8876e-05 | 0.00011158 | 3.7253e-06 | 2.832e-06 | 1.1139e-05 | 1.7163e-05 | 7.1862e-05 | 3.74e-07
5.0791e-05 | 1.0663e-05 | 2.8283e-05 | 1.3978e-05 | 4.5268e-05 | 2.6824e-05 | 2.5153e-05 | 0.0001222 | 1.538e-05 | 6.3385e-05 | 5.4753e-05 | 0.00010692 | 3.6712e-05 | 2.626e-06 | 3.262e-05 | 2.3276e-05 | 8.8486e-05 | 9.9733e-07
7.1829e-05 | 1.1371e-05 | 5.8253e-05 | 1.2852e-05 | 4.6745e-05 | 2.6642e-05 | 6.4877e-05 | 0.00012795 | 1.3281e-05 | 6.0836e-05 | 8.0348e-05 | 0.00011186 | 5.3565e-05 | 2.935e-06 | 0.00010191 | 1.2386e-05 | 0.00013079 | 4.5735e-06
0.00010447 | 1.3132e-05 | 5.6272e-05 | 1.7298e-05 | 4.5268e-05 | 0.00015247 | 0.00010012 | 0.00011378 | 1.9527e-05 | 0.00010179 | 0.00015331 | 0.00011006 | 0.00012678 | 1.2409e-05 | 0.00017713 | 1.7327e-05 | 0.0001624 | 4.3872e-05
4.9728e-05 | 2.4692e-05 | 0.00012655 | 2.0316e-05 | 4.5235e-05 | 0.00010048 | 0.00022468 | 0.00012514 | 1.8828e-05 | 7.2246e-05 | 9.8788e-05 | 0.00011713 | 0.00020668 | 3.1976e-05 | 0.00022105 | 2.2223e-05 | 0.00019568 | 8.2406e-05
9.4176e-05 | 3.5433e-05 | 0.00012996 | 2.7115e-05 | 4.599e-05 | 2.7429e-05 | 0.00026094 | 0.00012096 | 2.3192e-05 | 6.8945e-05 | 0.00024837 | 0.0001215 | 0.00015252 | 2.832e-06 | 0.00015573 | 6.0079e-05 | 0.00011676 | 0.00020915
5.0791e-05 | 5.631e-05 | 0.00010839 | 0.00010711 | 5.6034e-05 | 2.6968e-05 | 0.00025385 | 0.00013052 | 1.7586e-05 | 7.0466e-05 | 0.0002514 | 0.00012375 | 0.00015443 | 2.626e-06 | 5.7393e-05 | 5.1314e-05 | 0.00016125 | 0.0002185
6.095e-05 | 7.434e-05 | 0.00017322 | 0.00016651 | 0.00015142 | 2.6684e-05 | 0.00021412 | 0.00014888 | 8.6126e-05 | 8.2329e-05 | 0.00024917 | 0.00013474 | 0.00017935 | 4.1708e-06 | 5.5651e-05 | 8.9679e-05 | 0.00015061 | 8.6905e-05
0.00013665 | 0.00017201 | 0.00025703 | 0.00017223 | 0.00012099 | 7.5824e-05 | 0.00023479 | 0.00014703 | 9.7381e-05 | 0.00010449 | 0.00024923 | 0.00013789 | 0.0001169 | 0.00040703 | 6.1871e-05 | 0.00010464 | 0.00010063 | 0.00024293
0.00038442 | 0.00026743 | 0.00038064 | 0.00024941 | 0.00057168 | 0.00063441 | 0.00019196 | 0.00015455 | 8.1623e-05 | 6.1751e-05 | 0.00025695 | 0.00014984 | 0.00010308 | 0.00020715 | 6.0503e-05 | 0.00019482 | 9.7692e-05 | 8.4325e-05
0.00059968 | 0.00025427 | 0.00051393 | 0.00040457 | 0.00069606 | 0.00089723 | 0.00020976 | 0.00015302 | 0.00014227 | 7.0134e-05 | 0.00025303 | 0.00015608 | 0.00015308 | 0.00018685 | 0.00015764 | 0.00030724 | 7.7463e-05 | 0.00014945
0.00060597 | 0.00039232 | 0.00065879 | 0.00047811 | 0.00081889 | 0.00084696 | 0.00017956 | 0.00015962 | 0.0002215 | 0.00014689 | 0.00016512 | 0.0001572 | 0.00019814 | 7.0903e-05 | 7.3338e-05 | 5.5955e-05 | 0.00011226 | 6.6759e-05
0.00095441 | 0.00062393 | 0.0006454 | 0.00045016 | 0.00047056 | 0.00091365 | 0.00016038 | 0.00015307 | 0.00016818 | 0.00010092 | 4.3469e-05 | 0.00015166 | 0.00023523 | 6.6938e-05 | 0.00013912 | 0.00020279 | 9.4283e-05 | 0.00012154
0.00064122 | 0.00055369 | 0.00051698 | 0.00036266 | 0.00030808 | 0.00037615 | 0.00012669 | 0.000153 | 0.00012808 | 0.00022774 | 8.9874e-05 | 0.00015005 | 0.00034626 | 0.00011513 | 0.00025236 | 0.00026417 | 0.00010559 | 0.00033028
0.00025759 | 0.00043071 | 0.00022068 | 0.00030655 | 0.00012907 | 2.6401e-05 | 0.00016403 | 0.0001492 | 9.2006e-05 | 0.00016017 | 0.00013934 | 0.00013866 | 0.00022186 | 0.00011838 | 0.00018184 | 0.00019238 | 0.00012971 | 0.00049524
0.00018899 | 0.00042577 | 0.00021134 | 0.00024453 | 4.599e-05 | 4.9396e-05 | 0.00016458 | 0.00014498 | 6.6722e-05 | 9.1221e-05 | 0.00014403 | 0.00013926 | 0.00017432 | 5.0873e-05 | 9.3923e-05 | 0.00015596 | 0.00014907 | 0.00016941
0.00015898 | 0.00028133 | 0.00012415 | 0.00017785 | 4.5235e-05 | 7.1045e-05 | 0.00014659 | 0.00014237 | 3.5731e-05 | 8.292e-05 | 0.00013525 | 0.00013712 | 6.4667e-05 | 4.2738e-06 | 2.6296e-05 | 6.2773e-05 | 7.9781e-05 | 6.4428e-05
0.0003732 | 0.00011865 | 0.00010219 | 0.00011754 | 4.6023e-05 | 0.00015358 | 9.7675e-05 | 0.00014048 | 1.7098e-05 | 6.5118e-05 | 1.2648e-05 | 0.00012938 | 1.7472e-05 | 2.832e-06 | 1.5493e-05 | 8.2032e-05 | 4.9325e-05 | 5.171e-05
0.00033371 | 6.3119e-05 | 9.8512e-05 | 8.4424e-05 | 4.599e-05 | 8.3888e-05 | 7.8111e-05 | 0.00012403 | 1.5474e-05 | 7.2602e-05 | 1.2615e-05 | 0.00012756 | 3.7023e-05 | 2.626e-06 | 3.8259e-05 | 2.922e-05 | 6.7419e-05 | 3.74e-07
0.00017483 | 2.6229e-05 | 8.4653e-05 | 4.9598e-05 | 4.599e-05 | 2.6434e-05 | 1.8297e-05 | 0.00013209 | 1.5432e-05 | 6.4963e-05 | 1.2648e-05 | 0.00012148 | 1.7532e-05 | 2.832e-06 | 5.7409e-06 | 1.0811e-05 | 4.1108e-05 | 3.1089e-06
6.4906e-05 | 3.1935e-05 | 5.3661e-05 | 4.0979e-05 | 4.6745e-05 | 2.714e-05 | 8.4258e-06 | 0.00011733 | 1.5561e-05 | 5.6699e-05 | 1.2681e-05 | 0.00011756 | 4.2443e-06 | 2.9865e-06 | 1.0421e-05 | 9.6542e-06 | 5.0208e-05 | 3.2057e-07
6.5269e-05 | 1.8149e-05 | 3.4757e-05 | 2.9036e-05 | 4.6023e-05 | 2.7058e-05 | 3.2419e-06 | 0.0001221 | 1.5523e-05 | 6.0157e-05 | 1.2648e-05 | 0.00011719 | 4.5719e-06 | 2.832e-06 | 5.1361e-06 | 1.0449e-05 | 2.9488e-05 | 6.9851e-05
5.0239e-05 | 1.1728e-05 | 2.2112e-05 | 3.1104e-05 | 4.5301e-05 | 2.7122e-05 | 2.9035e-06 | 0.00012204 | 1.55e-05 | 5.5488e-05 | 1.2648e-05 | 0.00010988 | 5.6099e-06 | 2.7805e-06 | 5.4969e-06 | 1.0112e-05 | 3.9772e-05 | 2.4933e-07
5.1217e-05 | 1.1341e-05 | 2.1524e-05 | 1.8709e-05 | 4.5268e-05 | 2.639e-05 | 2.6895e-06 | 0.0001225 | 1.5508e-05 | 5.5536e-05 | 1.2814e-05 | 0.00011178 | 4.52e-06 | 2.832e-06 | 5.1148e-06 | 9.4656e-06 | 2.5301e-05 | 3.74e-07
5.1325e-05 | 1.0962e-05 | 2.1606e-05 | 1.5076e-05 | 4.5235e-05 | 2.6675e-05 | 9.4152e-06 | 0.00012508 | 1.5459e-05 | 6.2572e-05 | 4.9494e-05 | 0.00010586 | 9.4504e-06 | 3.8103e-06 | 1.6788e-05 | 9.4264e-06 | 7.3758e-05 | 4.9867e-07
5.7279e-05 | 1.0848e-05 | 2.2703e-05 | 1.3981e-05 | 4.5301e-05 | 2.7129e-05 | 3.1908e-05 | 0.00010843 | 1.4371e-05 | 6.7796e-05 | 6.5004e-05 | 0.00010656 | 2.4728e-05 | 2.5231e-06 | 1.4793e-05 | 2.554e-05 | 6.9616e-05 | 4.2948e-05
5.9601e-05 | 1.2035e-05 | 2.1883e-05 | 1.249e-05 | 4.599e-05 | 2.714e-05 | 8.4721e-05 | 0.00012104 | 1.2378e-05 | 0.00010514 | 6.5037e-05 | 0.00010635 | 7.7909e-05 | 3.4499e-06 | 0.00020716 | 1.8276e-05 | 0.00011943 | 9.0009e-05
5.7768e-05 | 1.3278e-05 | 2.2085e-05 | 1.4099e-05 | 4.6023e-05 | 2.6843e-05 | 0.00012364 | 0.00011684 | 1.2304e-05 | 0.00012632 | 0.00010155 | 0.00010698 | 0.00012462 | 1.2512e-05 | 0.00011343 | 2.3962e-05 | 0.00015195 | 6.7502e-05
5.2821e-05 | 3.1305e-05 | 2.217e-05 | 1.677e-05 | 5.9614e-05 | 2.6516e-05 | 0.00015453 | 0.00011593 | 1.2464e-05 | 0.00013024 | 0.0001587 | 0.00011394 | 0.00018728 | 3.1049e-05 | 0.00019141 | 2.3048e-05 | 0.0002235 | 0.0001489
5.2307e-05 | 3.8802e-05 | 2.5642e-05 | 1.5967e-05 | 4.599e-05 | 2.7e-05 | 0.00019819 | 0.00012037 | 1.2432e-05 | 0.00011449 | 0.00025373 | 0.00011406 | 0.00022422 | 3.383e-05 | 0.00013494 | 3.8383e-05 | 0.00016158 | 0.00026747
7.6236e-05 | 6.8996e-05 | 3.9902e-05 | 5.3432e-05 | 4.3758e-05 | 2.6387e-05 | 0.00022674 | 0.00014898 | 1.5373e-05 | 0.00046025 | 0.00026644 | 0.00012185 | 0.00017754 | 0.00010942 | 0.00015499 | 2.0936e-05 | 0.00014979 | 0.00018189
7.6008e-05 | 0.0001306 | 4.6806e-05 | 8.3634e-05 | 4.599e-05 | 2.7133e-05 | 0.00021668 | 0.00013625 | 1.539e-05 | 0.00033216 | 0.00026741 | 0.000131 | 0.00012311 | 0.00012958 | 0.00020305 | 0.00012835 | 0.00012667 | 0.00011447
8.4618e-05 | 0.00024664 | 0.00017656 | 0.0002102 | 4.5235e-05 | 2.6158e-05 | 0.00020491 | 0.00014795 | 5.604e-05 | 0.000122 | 0.00026727 | 0.00013653 | 0.00015944 | 0.00073742 | 6.253e-05 | 0.00027991 | 8.5375e-05 | 0.0011855
0.00013435 | 0.0004054 | 0.00019579 | 0.00024667 | 4.448e-05 | 0.00041321 | 0.00021927 | 0.00014699 | 6.0436e-05 | 7.0486e-05 | 0.00026948 | 0.00013571 | 0.00011076 | 0.00083376 | 9.9864e-05 | 0.00021958 | 6.0319e-05 | 0.00059382
0.00058363 | 0.00066439 | 0.00027477 | 0.00025951 | 4.5268e-05 | 0.00068317 | 0.00014739 | 0.000149 | 9.3266e-05 | 6.6088e-05 | 0.00027154 | 0.00014315 | 8.467e-05 | 0.00054724 | 6.5979e-05 | 0.00036212 | 8.3954e-05 | 0.00044899
0.0012817 | 0.00076614 | 0.00032769 | 0.00022036 | 4.448e-05 | 0.00045975 | 0.00016599 | 0.00015191 | 9.4512e-05 | 7.6885e-05 | 0.00018236 | 0.00014035 | 0.00017502 | 6.0265e-05 | 0.00016427 | 0.00049511 | 0.00011073 | 0.00058738
0.00087285 | 0.00099776 | 0.00040927 | 0.00029906 | 0.00014037 | 0.00077786 | 0.00015723 | 0.00015481 | 7.5637e-05 | 0.00010698 | 5.6051e-05 | 0.00014286 | 0.00045919 | 3.558e-05 | 0.00036498 | 0.00073646 | 0.00015726 | 0.00041432
0.00053296 | 0.00072129 | 0.00033767 | 0.00026712 | 4.4513e-05 | 0.00094019 | 0.00016999 | 0.00016162 | 0.0001146 | 0.00013704 | 0.00012042 | 0.00013857 | 0.00043824 | 5.3293e-05 | 0.00034195 | 0.0004599 | 0.00018953 | 0.00027533
0.00020679 | 0.00061135 | 0.00019137 | 0.00022234 | 4.5235e-05 | 0.00077937 | 0.00019835 | 0.00015661 | 0.00015933 | 7.2004e-05 | 0.00014332 | 0.0001379 | 0.00025166 | 6.8998e-05 | 0.00021807 | 0.00024135 | 0.00014214 | 0.00016207
8.494e-05 | 0.00041847 | 0.00022782 | 0.00017101 | 4.5268e-05 | 8.4691e-05 | 0.00019802 | 0.00014246 | 0.00013037 | 0.00011323 | 0.00014355 | 0.00013634 | 0.00012879 | 0.00018596 | 5.986e-05 | 0.00016932 | 0.00013805 | 0.00013877
8.6179e-05 | 0.00036021 | 0.00018938 | 0.00016412 | 4.5235e-05 | 2.6446e-05 | 0.00017549 | 0.0001346 | 8.2025e-05 | 8.0088e-05 | 0.00013476 | 0.00013818 | 0.00013671 | 5.0399e-05 | 2.7607e-05 | 0.00019257 | 0.00011108 | 0.00010896
4.9706e-05 | 0.00017999 | 0.00019211 | 0.00010446 | 4.7467e-05 | 2.6936e-05 | 0.0001757 | 0.00013969 | 5.198e-05 | 5.9113e-05 | 1.2548e-05 | 0.00013293 | 4.1728e-05 | 2.5746e-06 | 4.2735e-05 | 5.4437e-05 | 7.671e-05 | 0.00010198
5.1177e-05 | 0.00013156 | 7.1595e-05 | 8.5527e-05 | 4.5301e-05 | 2.6591e-05 | 9.3729e-05 | 0.00013431 | 1.5323e-05 | 6.6404e-05 | 1.2382e-05 | 0.00012739 | 1.3552e-05 | 2.832e-06 | 6.1128e-05 | 1.3139e-05 | 5.2063e-05 | 1.3838e-05
5.0728e-05 | 3.1832e-05 | 5.8591e-05 | 0.00010724 | 4.5235e-05 | 5.1898e-05 | 3.0196e-05 | 0.00012283 | 1.5447e-05 | 5.5569e-05 | 1.2482e-05 | 0.00012412 | 5.2417e-06 | 2.832e-06 | 1.6609e-05 | 1.0655e-05 | 4.413e-05 | 3.74e-07
4.9728e-05 | 4.0343e-05 | 3.4822e-05 | 8.2834e-05 | 4.6745e-05 | 2.6765e-05 | 2.82e-06 | 0.00013267 | 1.5354e-05 | 6.8767e-05 | 1.2448e-05 | 0.00011533 | 5.8661e-06 | 2.6775e-06 | 1.6497e-05 | 1.1151e-05 | 2.6442e-05 | 6.2333e-07
5.1665e-05 | 2.2149e-05 | 5.0586e-05 | 5.5435e-05 | 4.6023e-05 | 2.7024e-05 | 1.9117e-06 | 0.00012987 | 1.5403e-05 | 6.0634e-05 | 1.2548e-05 | 0.00011386 | 3.6118e-06 | 2.832e-06 | 2.0137e-05 | 1.0702e-05 | 4.1641e-05 | 4.3633e-07
5.1239e-05 | 1.7172e-05 | 3.0998e-05 | 3.837e-05 | 4.4546e-05 | 2.666e-05 | 3.334e-06 | 0.00012475 | 1.5315e-05 | 5.6022e-05 | 1.2548e-05 | 0.00011047 | 2.1035e-06 | 2.832e-06 | 1.7713e-05 | 1.0491e-05 | 2.3166e-05 | 1.87e-07
5.0709e-05 | 1.6729e-05 | 2.7395e-05 | 2.8603e-05 | 4.599e-05 | 2.6931e-05 | 9.8619e-06 | 0.00012481 | 1.5236e-05 | 5.6985e-05 | 1.2382e-05 | 0.00011365 | 1.844e-06 | 2.6775e-06 | 4.0573e-05 | 1.044e-05 | 2.4693e-05 | 1.87e-07
5.0217e-05 | 1.1494e-05 | 2.9635e-05 | 3.0425e-05 | 4.6023e-05 | 2.6617e-05 | 5.9917e-06 | 0.00011211 | 1.511e-05 | 9.0041e-05 | 4.9494e-05 | 0.00011329 | 5.172e-05 | 2.6775e-06 | 7.2321e-05 | 1.5814e-05 | 9.3873e-05 | 1.2467e-07
6.1269e-05 | 1.2287e-05 | 2.6579e-05 | 1.4639e-05 | 4.5235e-05 | 2.6474e-05 | 6.0781e-05 | 0.00011234 | 1.5241e-05 | 6.4761e-05 | 6.527e-05 | 0.00011454 | 9.276e-05 | 2.626e-06 | 6.3237e-05 | 3.837e-05 | 0.00021141 | 1.2467e-06
6.0799e-05 | 1.223e-05 | 4.0601e-05 | 1.4227e-05 | 4.5301e-05 | 2.683e-05 | 7.1692e-05 | 0.00011849 | 1.3396e-05 | 7.7304e-05 | 6.5709e-05 | 0.00011398 | 0.00010645 | 2.832e-06 | 0.00011099 | 5.7875e-05 | 0.00017687 | 1.0098e-06
5.0706e-05 | 1.3377e-05 | 4.7951e-05 | 1.7419e-05 | 4.599e-05 | 9.4002e-05 | 0.00012765 | 0.00012221 | 1.2405e-05 | 0.00010111 | 0.00010454 | 0.00011537 | 6.5969e-05 | 0.00011184 | 7.608e-05 | 4.0222e-05 | 0.00014488 | 2.911e-05
5.2797e-05 | 1.9927e-05 | 3.4541e-05 | 2.5094e-05 | 4.7467e-05 | 3.01e-05 | 0.00019059 | 0.00011682 | 1.2337e-05 | 5.955e-05 | 0.00016187 | 0.00011133 | 2.8413e-05 | 0.00011288 | 9.1098e-05 | 3.917e-05 | 0.00014924 | 0.00056736
5.224e-05 | 3.5555e-05 | 4.3147e-05 | 6.9584e-05 | 4.5235e-05 | 2.7202e-05 | 0.0002488 | 0.00012968 | 2.3182e-05 | 8.0691e-05 | 0.00026487 | 0.00011541 | 5.1133e-05 | 2.626e-06 | 5.4006e-05 | 3.4036e-05 | 0.0001335 | 8.4429e-05
5.0195e-05 | 7.401e-05 | 6.8547e-05 | 6.5766e-05 | 4.4513e-05 | 0.00013466 | 0.00020784 | 0.00013599 | 2.0272e-05 | 8.5979e-05 | 0.00027101 | 0.00012061 | 0.00013186 | 3.5014e-06 | 0.00021582 | 1.8548e-05 | 0.00015103 | 3.8958e-06
4.9195e-05 | 0.00015024 | 0.00017749 | 9.0566e-05 | 4.599e-05 | 0.00039365 | 0.0001523 | 0.00014307 | 7.5544e-05 | 8.7008e-05 | 0.00027074 | 0.00013598 | 9.9913e-05 | 2.626e-06 | 7.711e-05 | 2.3153e-05 | 9.2119e-05 | 5.0234e-05
5.011e-05 | 0.00020189 | 0.00022854 | 0.00020581 | 0.00026183 | 0.00037055 | 0.00014645 | 0.00013681 | 0.0001723 | 5.3691e-05 | 0.00027058 | 0.00014177 | 6.0311e-05 | 0.00035348 | 4.72e-05 | 4.2006e-05 | 7.0754e-05 | 2.8112e-05
0.00036941 | 0.00024898 | 0.00041017 | 0.00024719 | 0.00029584 | 0.00036397 | 0.00011375 | 0.00014729 | 0.00020482 | 5.7661e-05 | 0.0002707 | 0.00014598 | 0.00013108 | 0.00020564 | 4.9069e-05 | 0.00017207 | 6.3316e-05 | 1.3713e-06
0.00052024 | 0.00040974 | 0.0005279 | 0.0003091 | 0.00041423 | 0.00068033 | 0.00010309 | 0.00015079 | 0.00025713 | 6.9471e-05 | 0.00027131 | 0.00015151 | 0.00013636 | 0.00018614 | 2.4118e-05 | 0.00049176 | 6.341e-05 | 0.00032351
0.0004071 | 0.00037558 | 0.00080149 | 0.00038771 | 0.00027848 | 0.0008311 | 0.0001021 | 0.0001541 | 0.00027314 | 0.00014045 | 0.00018404 | 0.00015338 | 0.00020097 | 0.00010522 | 7.1546e-05 | 0.00089642 | 0.00012488 | 0.00047262
0.00062113 | 0.00044809 | 0.00089079 | 0.00047745 | 0.00022146 | 0.0013108 | 0.00010345 | 0.0001572 | 0.00027282 | 0.00019949 | 5.4862e-05 | 0.00015816 | 0.00049209 | 2.5694e-05 | 0.0004345 | 0.0007668 | 9.4836e-05 | 0.00052771
0.00057215 | 0.00074723 | 0.00074036 | 0.00038645 | 0.00019182 | 0.0010633 | 0.00015957 | 0.00016198 | 0.00020261 | 0.00025868 | 0.00010076 | 0.00014504 | 0.00033663 | 3.3057e-05 | 0.00039189 | 0.00052781 | 0.0001419 | 0.00038784
0.00020108 | 0.00053714 | 0.00046514 | 0.00036949 | 0.00017452 | 0.00090285 | 0.00017807 | 0.00014678 | 0.00017797 | 8.8172e-05 | 0.00014272 | 0.00014838 | 0.00030262 | 5.216e-05 | 0.00011367 | 0.0003864 | 0.00022543 | 0.00029365
0.00018502 | 0.00024136 | 0.00028404 | 0.00036343 | 4.5202e-05 | 0.00033779 | 0.00019598 | 0.00014427 | 0.00012128 | 8.665e-05 | 0.00013647 | 0.00014589 | 0.00018282 | 3.4139e-05 | 5.8081e-05 | 0.00025961 | 0.00019322 | 0.00021792
0.00013682 | 0.00023232 | 0.00020807 | 0.00026965 | 4.6023e-05 | 0.00015723 | 0.00014292 | 0.00014319 | 6.6914e-05 | 9.509e-05 | 0.00012364 | 0.00014251 | 0.00011118 | 2.796e-05 | 5.3735e-05 | 0.00014636 | 0.000134 | 0.00012996
0.00013638 | 0.00016643 | 0.00022069 | 0.00022042 | 4.599e-05 | 9.9871e-05 | 6.1044e-05 | 0.0001472 | 2.7533e-05 | 7.6713e-05 | 1.5311e-06 | 0.00013796 | 2.4968e-05 | 5.4066e-06 | 8.8735e-05 | 0.00012623 | 5.0002e-05 | 3.74e-07
0.00017682 | 0.00010337 | 0.00011296 | 0.00010784 | 4.4546e-05 | 2.6653e-05 | 3.3769e-05 | 0.00013677 | 1.5253e-05 | 4.9839e-05 | 1.5644e-06 | 0.00013095 | 5.2719e-05 | 2.8835e-06 | 4.5488e-05 | 9.5077e-05 | 7.0236e-05 | 4.9867e-07
0.00014048 | 5.4986e-05 | 8.979e-05 | 6.6413e-05 | 4.6745e-05 | 2.741e-05 | 9.1266e-06 | 0.00013458 | 1.5264e-05 | 5.4007e-05 | 1.5976e-06 | 0.00012435 | 7.0176e-06 | 2.832e-06 | 2.2488e-05 | 1.2052e-05 | 4.8173e-05 | 3.74e-07
8.931e-05 | 2.8032e-05 | 7.6546e-05 | 5.8371e-05 | 4.4513e-05 | 2.7089e-05 | 3.8228e-06 | 0.00012348 | 1.5141e-05 | 5.0333e-05 | 1.5976e-06 | 0.00012038 | 1.2183e-05 | 2.729e-06 | 5.4873e-06 | 1.2153e-05 | 2.8515e-05 | 3.1167e-07
6.5861e-05 | 2.1738e-05 | 9.296e-05 | 4.4739e-05 | 4.5268e-05 | 2.741e-05 | 2.8488e-06 | 0.00013142 | 1.531e-05 | 9.3294e-05 | 1.6642e-06 | 0.00011845 | 8.8422e-06 | 2.832e-06 | 5.2534e-06 | 1.1943e-05 | 1.4984e-05 | 1.87e-07
6.6417e-05 | 1.8362e-05 | 7.1265e-05 | 3.9655e-05 | 4.6023e-05 | 2.6524e-05 | 2.3772e-06 | 0.00012764 | 1.5237e-05 | 6.1023e-05 | 1.5976e-06 | 0.00011467 | 4.0091e-06 | 2.8835e-06 | 5.1586e-06 | 1.2186e-05 | 2.699e-05 | 3.74e-07
4.9239e-05 | 1.5195e-05 | 5.1233e-05 | 2.8807e-05 | 4.5268e-05 | 2.6771e-05 | 5.0399e-06 | 0.00012656 | 1.5275e-05 | 5.0009e-05 | 1.6309e-06 | 0.00011434 | 4.0173e-06 | 2.626e-06 | 3.2802e-05 | 1.1704e-05 | 3.9435e-05 | 3.74e-07
5.1239e-05 | 1.591e-05 | 4.0474e-05 | 1.8945e-05 | 4.5268e-05 | 2.7282e-05 | 1.4051e-05 | 0.00012362 | 1.5121e-05 | 6.2427e-05 | 1.5976e-06 | 0.00011342 | 2.9303e-05 | 2.832e-06 | 6.1964e-05 | 1.3166e-05 | 0.00010674 | 1.6581e-06
0.00012484 | 1.1566e-05 | 2.8853e-05 | 1.3515e-05 | 4.4546e-05 | 2.7341e-05 | 4.5515e-05 | 0.00012577 | 1.5269e-05 | 8.3462e-05 | 1.5976e-06 | 0.00011409 | 7.6449e-05 | 2.729e-06 | 3.595e-05 | 1.5257e-05 | 0.00020438 | 7.96e-05
0.00020434 | 1.6934e-05 | 2.8972e-05 | 2.3069e-05 | 4.5235e-05 | 2.6383e-05 | 7.6302e-05 | 0.00011935 | 1.4372e-05 | 9.5123e-05 | 1.6703e-06 | 0.00011239 | 9.1804e-05 | 5.4066e-06 | 3.8361e-05 | 5.5744e-05 | 0.00020401 | 5.3245e-05
8.9917e-05 | 1.8091e-05 | 6.4946e-05 | 3.8268e-05 | 4.6745e-05 | 2.7282e-05 | 9.6978e-05 | 0.00011847 | 1.2352e-05 | 7.6988e-05 | 4.0698e-05 | 0.00011843 | 2.8233e-05 | 0.0001122 | 9.6358e-05 | 3.7922e-05 | 0.00016256 | 5.9835e-05
5.2154e-05 | 1.9795e-05 | 8.2341e-05 | 3.8847e-05 | 4.599e-05 | 2.716e-05 | 8.5409e-05 | 0.00012097 | 1.2462e-05 | 7.8512e-05 | 9.8294e-05 | 0.00011294 | 9.2274e-05 | 0.00011195 | 0.00016429 | 2.3653e-05 | 0.00017027 | 4.6127e-05
0.00010773 | 3.461e-05 | 6.0619e-05 | 5.9484e-05 | 4.4513e-05 | 2.7114e-05 | 9.7977e-05 | 0.00013923 | 2.1293e-05 | 6.2973e-05 | 0.00025342 | 0.00011571 | 5.821e-05 | 2.5231e-06 | 7.9495e-05 | 2.216e-05 | 0.00012913 | 1.87e-07
7.7617e-05 | 0.00013606 | 8.3593e-05 | 8.4765e-05 | 4.599e-05 | 2.698e-05 | 7.8783e-05 | 0.00014531 | 4.4736e-05 | 0.00029859 | 0.00027129 | 0.0001166 | 9.8902e-05 | 2.9865e-06 | 8.1958e-05 | 6.1951e-05 | 7.5351e-05 | 2.4825e-05
7.315e-05 | 0.00026653 | 7.942e-05 | 0.00014923 | 4.3758e-05 | 2.6557e-05 | 9.2629e-05 | 0.00015357 | 5.7761e-05 | 0.00012409 | 0.00032602 | 0.0001312 | 6.8081e-05 | 2.5746e-06 | 5.3528e-05 | 8.7389e-05 | 7.5088e-05 | 4.7516e-05
0.00016455 | 0.00022546 | 0.00020323 | 0.00019447 | 0.0005789 | 2.6783e-05 | 6.842e-05 | 0.00015223 | 0.0001839 | 9.1975e-05 | 0.00033958 | 0.00013965 | 5.9464e-05 | 0.00034821 | 2.36e-05 | 0.00019341 | 7.3561e-05 | 0.00015252
0.00022426 | 0.00043846 | 0.00041831 | 0.00028464 | 0.0011645 | 0.00074423 | 4.685e-05 | 0.00016009 | 0.00034162 | 8.0071e-05 | 0.00033999 | 0.00013678 | 0.00017585 | 0.00020688 | 4.6394e-05 | 0.0006656 | 4.52e-05 | 0.00037824
0.00027907 | 0.00057522 | 0.00067007 | 0.00044175 | 0.0011256 | 0.0013953 | 7.6312e-05 | 0.00015558 | 0.00033335 | 6.8854e-05 | 0.00034078 | 0.00013829 | 9.358e-05 | 0.00018661 | 3.2166e-05 | 0.00086313 | 3.4275e-05 | 0.00052377
0.0007182 | 0.00059543 | 0.0010251 | 0.00048988 | 0.001606 | 0.0014454 | 0.00012777 | 0.00016652 | 0.00034468 | 0.00010508 | 0.000253 | 0.00013877 | 0.00020724 | 1.3027e-05 | 0.00014405 | 0.00090006 | 8.2616e-05 | 0.00042722
0.0006586 | 0.00067756 | 0.0010596 | 0.00048152 | 0.00073598 | 0.0011204 | 0.0001329 | 0.00015634 | 0.00030874 | 8.8309e-05 | 0.00010066 | 0.00015603 | 0.00029255 | 2.626e-06 | 0.00044722 | 0.0011527 | 8.8494e-05 | 0.00049786
0.00029877 | 0.00083992 | 0.001056 | 0.00056316 | 0.00015904 | 0.00043862 | 0.00013218 | 0.00015492 | 0.00032739 | 0.00013336 | 0.00018586 | 0.00014774 | 0.00035774 | 0.0001018 | 0.00042918 | 0.0008176 | 0.0001336 | 0.00044916
0.00034393 | 0.00069969 | 0.00080897 | 0.00048254 | 4.5235e-05 | 0.00064487 | 0.00012611 | 0.00016332 | 0.00019484 | 0.00016497 | 0.00013198 | 0.00014506 | 0.00018867 | 0.00014291 | 0.0002515 | 0.00043505 | 0.00015399 | 0.0002578
0.00032797 | 0.00057982 | 0.00062076 | 0.00046664 | 4.5235e-05 | 0.00020924 | 0.00017456 | 0.00015728 | 0.00015917 | 9.7906e-05 | 0.00013221 | 0.00014405 | 0.00011049 | 4.1296e-05 | 0.00017133 | 0.0004204 | 0.00014838 | 0.00026078
0.00033542 | 0.00029407 | 0.00037797 | 0.0003098 | 4.6712e-05 | 0.00049043 | 0.00015811 | 0.00014608 | 7.5757e-05 | 7.8194e-05 | 0.00012406 | 0.00013907 | 5.8136e-05 | 6.3818e-05 | 7.0342e-05 | 0.0001688 | 0.00011856 | 0.00028822
0.00017795 | 0.00017575 | 0.00027426 | 0.00025311 | 4.5268e-05 | 0.00035423 | 0.00011455 | 0.00013672 | 3.8115e-05 | 0.00010569 | 1.6309e-06 | 0.00013745 | 5.7768e-05 | 2.935e-06 | 3.4306e-05 | 4.6729e-05 | 9.2415e-05 | 2.4933e-07
0.00013761 | 9.2684e-05 | 0.00018369 | 0.00016255 | 4.4513e-05 | 0.00011069 | 5.7184e-05 | 0.0001378 | 3.5058e-05 | 5.8538e-05 | 1.5644e-06 | 0.00012921 | 1.5088e-05 | 2.5231e-06 | 2.0103e-05 | 1.6206e-05 | 8.6685e-05 | 3.2413e-07
5.0217e-05 | 4.5957e-05 | 0.00010127 | 8.2809e-05 | 4.6745e-05 | 5.586e-05 | 3.289e-05 | 0.00013655 | 1.9619e-05 | 5.3804e-05 | 1.5976e-06 | 0.00012557 | 3.8476e-05 | 2.9865e-06 | 9.4829e-06 | 1.9237e-05 | 4.6106e-05 | 6.6751e-05
5.0176e-05 | 4.7115e-05 | 7.0066e-05 | 6.1032e-05 | 4.599e-05 | 2.7266e-05 | 2.2611e-05 | 0.00013488 | 1.6702e-05 | 6.8823e-05 | 1.5976e-06 | 0.00011987 | 2.8252e-06 | 2.832e-06 | 7.9765e-06 | 1.4436e-05 | 2.8269e-05 | 4.21e-05
5.0728e-05 | 2.179e-05 | 4.0131e-05 | 4.6258e-05 | 4.6023e-05 | 2.7495e-05 | 1.1701e-05 | 0.00012172 | 3.7674e-05 | 5.4719e-05 | 1.5976e-06 | 0.0001185 | 5.2253e-05 | 2.626e-06 | 5.6242e-06 | 2.3685e-05 | 3.6965e-05 | 2.1517e-05
8.2428e-05 | 1.6064e-05 | 4.2923e-05 | 3.3954e-05 | 4.599e-05 | 2.8656e-05 | 1.0954e-05 | 0.00012577 | 2.2412e-05 | 5.1021e-05 | 1.5311e-06 | 0.00011188 | 1.76e-05 | 2.935e-06 | 1.2034e-05 | 2.5101e-05 | 3.6455e-05 | 1.87e-07
4.9217e-05 | 1.6102e-05 | 2.1903e-05 | 2.9054e-05 | 4.6023e-05 | 2.8931e-05 | 3.6348e-06 | 0.00013235 | 2.1118e-05 | 5.9493e-05 | 1.5644e-06 | 0.00011502 | 2.5252e-06 | 2.7805e-06 | 1.7874e-05 | 1.389e-05 | 6.2748e-05 | 1.87e-07
5.0239e-05 | 1.0569e-05 | 2.6087e-05 | 2.393e-05 | 4.6023e-05 | 2.7621e-05 | 2.5727e-05 | 0.0001219 | 1.5541e-05 | 7.4043e-05 | 1.5976e-06 | 0.00011422 | 3.9321e-05 | 2.626e-06 | 6.1034e-05 | 1.6528e-05 | 0.00011546 | 4.9867e-07
0.00012973 | 3.1372e-05 | 3.1319e-05 | 2.6794e-05 | 4.3036e-05 | 2.9198e-05 | 7.5044e-05 | 0.00012421 | 1.5462e-05 | 7.0733e-05 | 1.6642e-06 | 0.00011562 | 9.066e-05 | 2.935e-06 | 2.6924e-05 | 2.0066e-05 | 0.00016613 | 1.5583e-06
0.00012697 | 1.546e-05 | 3.9481e-05 | 2.0193e-05 | 4.6745e-05 | 2.7385e-05 | 8.0922e-05 | 0.00011657 | 1.5418e-05 | 0.0001031 | 1.6037e-06 | 0.00011651 | 9.7103e-05 | 2.832e-06 | 8.0466e-05 | 5.267e-05 | 0.00020582 | 1.2467e-06
0.00010191 | 1.7125e-05 | 4.9915e-05 | 5.0284e-05 | 4.5235e-05 | 0.0002709 | 0.0001191 | 0.00012249 | 1.2729e-05 | 0.00013333 | 4.0631e-05 | 0.00011738 | 5.6825e-05 | 0.00011374 | 0.00017261 | 4.1563e-05 | 0.00019354 | 3.7338e-05
7.963e-05 | 2.6878e-05 | 4.7789e-05 | 7.3264e-05 | 4.6745e-05 | 0.0001589 | 0.00016413 | 0.000128 | 1.2769e-05 | 8.9669e-05 | 9.8294e-05 | 0.00011534 | 7.1486e-05 | 8.5938e-05 | 9.7543e-05 | 2.3612e-05 | 0.00013214 | 3.9519e-05
5.0706e-05 | 5.9838e-05 | 5.8801e-05 | 9.7795e-05 | 4.6712e-05 | 8.4529e-05 | 0.00013775 | 0.0001361 | 3.5246e-05 | 6.8221e-05 | 0.00024803 | 0.0001164 | 3.9154e-05 | 3.5014e-06 | 4.3374e-05 | 2.7027e-05 | 0.00011906 | 7.1046e-05
5.0217e-05 | 0.00013309 | 8.2781e-05 | 0.00016842 | 4.4513e-05 | 0.00010153 | 0.00012857 | 0.00013283 | 8.011e-05 | 0.00012395 | 0.00025081 | 0.00012345 | 6.8709e-05 | 2.729e-06 | 0.00016074 | 2.3048e-05 | 9.9819e-05 | 0.00014399
0.00010826 | 0.00038585 | 9.9271e-05 | 0.00024587 | 4.5235e-05 | 0.00021288 | 0.00010384 | 0.00015046 | 0.00013876 | 6.2657e-05 | 0.00031357 | 0.0001452 | 0.00010166 | 3.3984e-06 | 0.00017584 | 8.8753e-05 | 8.5872e-05 | 0.00027243
0.0001462 | 0.00063362 | 0.00019532 | 0.00033355 | 4.5202e-05 | 2.6318e-05 | 8.8977e-05 | 0.00014915 | 0.00020229 | 7.5855e-05 | 0.00027505 | 0.00013773 | 4.0237e-05 | 0.00034836 | 0.00030508 | 0.00052844 | 7.7772e-05 | 0.00033821
0.0001543 | 0.00073923 | 0.0003745 | 0.00044523 | 4.5268e-05 | 0.00025944 | 7.9601e-05 | 0.0001539 | 0.00024418 | 6.9932e-05 | 0.00027495 | 0.00014536 | 7.2909e-05 | 0.00020641 | 2.9189e-05 | 0.00070239 | 7.7015e-05 | 0.00038273
0.00057897 | 0.00098441 | 0.00058898 | 0.00060711 | 4.6745e-05 | 0.0011149 | 0.00010286 | 0.00016354 | 0.00033553 | 8.6594e-05 | 0.00023124 | 0.00014461 | 0.00017345 | 0.00018675 | 6.4818e-05 | 0.00076666 | 4.3222e-05 | 0.00036815
0.00060561 | 0.00091555 | 0.00066029 | 0.00064364 | 0.00020075 | 0.00058086 | 8.5692e-05 | 0.00017061 | 0.00036375 | 0.00018639 | 0.0001667 | 0.00015544 | 0.00017751 | 1.2162e-05 | 9.8128e-05 | 0.00078828 | 8.9784e-05 | 0.00038875
0.00081871 | 0.0012752 | 0.00091621 | 0.00068922 | 0.00024835 | 0.00094719 | 8.6599e-05 | 0.00016348 | 0.00033036 | 0.00010101 | 0.00012499 | 0.00015126 | 0.00040369 | 7.0337e-05 | 0.00041372 | 0.0010149 | 7.3529e-05 | 0.00039526
0.00042132 | 0.0013096 | 0.00071767 | 0.00069091 | 4.6712e-05 | 0.00027555 | 0.00011874 | 0.00016789 | 0.00023017 | 0.00013729 | 0.00013872 | 0.00014407 | 0.00029797 | 8.7432e-05 | 0.00036367 | 0.00082557 | 0.00013594 | 0.00026093
0.00027298 | 0.0012504 | 0.00049778 | 0.00058998 | 4.5235e-05 | 0.00043833 | 0.00011891 | 0.00015305 | 0.00012954 | 0.00016691 | 0.00011733 | 0.000141 | 0.00011745 | 4.2429e-05 | 0.00014233 | 0.00045332 | 0.000147 | 0.00056806
0.00013569 | 0.00099354 | 0.00040284 | 0.00052805 | 4.6712e-05 | 0.00063796 | 0.00012095 | 0.00014506 | 0.00010631 | 0.00033374 | 0.00013276 | 0.00014189 | 0.00013765 | 5.8823e-05 | 0.00010485 | 0.00034143 | 0.000135 | 0.00036247
0.00010901 | 0.0004759 | 0.00036222 | 0.00042738 | 4.4546e-05 | 3.2397e-05 | 0.00010531 | 0.0001435 | 8.7528e-05 | 0.00033108 | 0.00012436 | 0.00013748 | 5.1024e-05 | 3.0122e-05 | 6.4604e-05 | 0.00017403 | 9.8916e-05 | 0.0002141
5.0047e-05 | 0.00033499 | 0.00023944 | 0.0002854 | 4.599e-05 | 2.6574e-05 | 0.00010089 | 0.00014724 | 4.6206e-05 | 5.908e-05 | 1.5976e-06 | 0.00013699 | 3.182e-05 | 2.6775e-06 | 1.7768e-05 | 1.4196e-05 | 7.8322e-05 | 4.6775e-05
5.0643e-05 | 0.00010662 | 0.00013507 | 0.00024271 | 4.6745e-05 | 2.7269e-05 | 5.8735e-05 | 0.00014507 | 3.5276e-05 | 6.7747e-05 | 1.5311e-06 | 0.00012728 | 1.092e-05 | 2.832e-06 | 1.3498e-05 | 1.3793e-05 | 4.3692e-05 | 4.3022e-05
5.1728e-05 | 7.2119e-05 | 0.00010134 | 0.00016442 | 4.6745e-05 | 2.727e-05 | 3.4367e-05 | 0.00013723 | 2.7268e-05 | 6.5813e-05 | 1.6642e-06 | 0.00011917 | 8.6476e-06 | 2.935e-06 | 5.0512e-06 | 1.3368e-05 | 4.3629e-05 | 4.9867e-07
5.0217e-05 | 7.308e-05 | 9.3867e-05 | 0.00010761 | 4.6023e-05 | 2.6733e-05 | 3.4359e-05 | 0.00012377 | 2.0964e-05 | 5.6912e-05 | 1.5311e-06 | 0.00012447 | 6.5959e-06 | 2.6775e-06 | 5.2599e-06 | 1.2961e-05 | 3.3196e-05 | 4.3633e-07
5.158e-05 | 4.1819e-05 | 5.3514e-05 | 9.4254e-05 | 4.599e-05 | 2.7359e-05 | 2.9308e-05 | 0.00013798 | 1.5295e-05 | 5.3028e-05 | 1.5644e-06 | 0.00011761 | 6.7062e-06 | 2.832e-06 | 5.1785e-06 | 1.2851e-05 | 2.2928e-05 | 8.1033e-07
5.054e-05 | 2.3763e-05 | 3.5934e-05 | 6.4999e-05 | 4.5268e-05 | 2.7282e-05 | 3.326e-06 | 0.0001115 | 1.5258e-05 | 5.4152e-05 | 1.6642e-06 | 0.00011605 | 1.6911e-05 | 2.935e-06 | 5.4345e-06 | 1.3048e-05 | 4.2681e-05 | 3.74e-07
8.0531e-05 | 1.7717e-05 | 3.6585e-05 | 4.7278e-05 | 4.5268e-05 | 2.7417e-05 | 2.4177e-06 | 0.00012524 | 1.5232e-05 | 5.4654e-05 | 1.5976e-06 | 0.00011214 | 1.1307e-05 | 2.626e-06 | 1.7047e-05 | 1.2435e-05 | 4.0025e-05 | 3.1167e-07
5.0195e-05 | 1.3105e-05 | 3.5758e-05 | 2.8055e-05 | 4.599e-05 | 2.7122e-05 | 7.7209e-06 | 0.00011477 | 1.5265e-05 | 5.556e-05 | 1.5976e-06 | 0.00010906 | 1.9747e-05 | 2.935e-06 | 6.3148e-05 | 1.4039e-05 | 0.00010062 | 3.1167e-07
5.0751e-05 | 1.9121e-05 | 7.7052e-05 | 2.4264e-05 | 4.4546e-05 | 2.6294e-05 | 4.6811e-05 | 0.00013228 | 1.5154e-05 | 6.5837e-05 | 1.6642e-06 | 0.00011424 | 7.9041e-05 | 2.729e-06 | 6.6544e-05 | 5.2215e-05 | 0.00017756 | 3.6839e-05
0.00020082 | 3.841e-05 | 8.0871e-05 | 2.6672e-05 | 4.599e-05 | 2.7193e-05 | 6.2438e-05 | 0.00012229 | 1.4154e-05 | 0.00011784 | 1.6037e-06 | 0.00011569 | 7.9916e-05 | 3.2439e-06 | 6.4354e-05 | 0.00022776 | 0.00021092 | 4.1389e-05
7.048e-05 | 2.182e-05 | 6.6166e-05 | 3.2018e-05 | 4.599e-05 | 2.716e-05 | 9.7153e-05 | 0.00012885 | 1.2001e-05 | 0.000168 | 4.0897e-05 | 0.00011452 | 4.3809e-05 | 0.00011138 | 4.5086e-05 | 4.0129e-05 | 0.0001317 | 0.00010853
8.6632e-05 | 1.9648e-05 | 8.9461e-05 | 5.4376e-05 | 4.5235e-05 | 0.00012771 | 0.00011581 | 0.00011036 | 1.8389e-05 | 5.7467e-05 | 9.8527e-05 | 0.00010715 | 8.4884e-05 | 2.5191e-05 | 0.00011974 | 2.7172e-05 | 0.00011392 | 0.0001111
5.392e-05 | 3.5201e-05 | 9.0479e-05 | 0.0001306 | 4.6712e-05 | 2.7581e-05 | 0.00012731 | 0.00013109 | 1.7683e-05 | 9.0211e-05 | 0.00025468 | 0.00011672 | 7.5042e-05 | 2.626e-06 | 0.00013396 | 4.5867e-05 | 0.00013418 | 8.8551e-05
0.00010139 | 5.6473e-05 | 0.00014053 | 0.00018972 | 4.3758e-05 | 9.669e-05 | 0.00013588 | 0.0001305 | 2.8829e-05 | 0.0001885 | 0.00025292 | 0.00011511 | 7.2369e-05 | 2.8835e-06 | 0.00017772 | 0.00010029 | 0.00010501 | 0.00018753
5.0513e-05 | 8.9023e-05 | 0.00013041 | 0.00028841 | 4.6745e-05 | 0.00035584 | 7.9908e-05 | 0.00013859 | 7.7216e-05 | 0.00022035 | 0.00024694 | 0.00013076 | 8.0983e-05 | 2.9865e-06 | 0.00015606 | 0.00019957 | 8.7367e-05 | 0.00012121
0.00013514 | 0.00015997 | 0.00025961 | 0.00038488 | 4.3758e-05 | 0.00035893 | 0.00013068 | 0.00014882 | 8.1006e-05 | 0.0002349 | 0.00025966 | 0.00013537 | 4.9467e-05 | 0.00037536 | 5.7257e-05 | 0.0003271 | 6.0555e-05 | 0.00015612
0.0001514 | 0.00035442 | 0.00031448 | 0.00041115 | 4.6712e-05 | 2.9234e-05 | 8.8221e-05 | 0.00015568 | 0.00014896 | 0.00012455 | 0.00026041 | 0.00013486 | 5.6449e-05 | 0.00020605 | 4.4794e-05 | 0.00046133 | 6.0081e-05 | 0.00011316
0.00016914 | 0.00052503 | 0.00051697 | 0.00047894 | 4.448e-05 | 0.00022348 | 0.00010082 | 0.00015364 | 0.0001338 | 0.00011257 | 0.00026053 | 0.00013796 | 9.3922e-05 | 0.00018892 | 6.7349e-05 | 0.00041557 | 5.8084e-05 | 0.00023063
0.00015416 | 0.00076397 | 0.00064565 | 0.00053869 | 4.599e-05 | 0.00036362 | 0.00010059 | 0.0001582 | 0.00014407 | 8.822e-05 | 0.00017312 | 0.00015935 | 0.0001652 | 5.87e-06 | 0.0002564 | 0.00060711 | 6.4251e-05 | 0.00020582
0.0001725 | 0.0006831 | 0.00066399 | 0.00069881 | 4.7467e-05 | 0.00063525 | 9.2709e-05 | 0.00015508 | 9.5182e-05 | 0.00011097 | 4.4677e-05 | 0.00014392 | 0.00036737 | 2.832e-06 | 0.00028093 | 0.00065979 | 8.9794e-05 | 0.00025711
0.00018598 | 0.00052475 | 0.00043059 | 0.00082313 | 4.5235e-05 | 0.00044541 | 0.00015205 | 0.00015858 | 0.00014787 | 0.00016133 | 9.9853e-07 | 0.00014562 | 0.00034199 | 1.0659e-05 | 0.00040108 | 0.00050088 | 0.0001519 | 0.00046147
0.00014911 | 0.00039089 | 0.00029076 | 0.00057166 | 4.5235e-05 | 5.2416e-05 | 0.00013558 | 0.00015101 | 0.00011215 | 0.00014757 | 1.5311e-06 | 0.00014979 | 0.00024871 | 0.00010602 | 0.0001878 | 0.0005121 | 0.00018432 | 0.00021545
9.1592e-05 | 0.0003454 | 0.00029823 | 0.00044629 | 4.5235e-05 | 2.6575e-05 | 0.00018272 | 0.00014697 | 8.7583e-05 | 0.00018329 | 1.5976e-06 | 0.00015031 | 9.5963e-05 | 0.00011328 | 0.00010015 | 0.00028033 | 0.00012738 | 6.5999e-05
0.00010749 | 0.00017722 | 0.00016563 | 0.00034822 | 4.6745e-05 | 2.7092e-05 | 0.00017513 | 0.00014975 | 8.1749e-05 | 0.00012747 | 1.6642e-06 | 0.00014042 | 0.00011432 | 4.2944e-05 | 6.6853e-05 | 0.00017768 | 0.00011512 | 0.00013829
0.00020145 | 0.00012761 | 0.00011703 | 0.00025048 | 4.5235e-05 | 2.6445e-05 | 0.00011633 | 0.00014455 | 3.1497e-05 | 6.1104e-05 | 1.6642e-06 | 0.00014227 | 7.1975e-05 | 1.5602e-05 | 2.8575e-05 | 0.00017098 | 8.9583e-05 | 0.00013518
0.00017286 | 3.0875e-05 | 9.5044e-05 | 0.00015682 | 4.6023e-05 | 2.727e-05 | 5.1657e-05 | 0.00013292 | 1.8955e-05 | 5.302e-05 | 1.5976e-06 | 0.00013931 | 3.6481e-05 | 2.626e-06 | 5.3059e-06 | 1.3817e-05 | 5.9494e-05 | 2.3961e-05
9.1328e-05 | 1.3119e-05 | 6.2848e-05 | 9.8493e-05 | 4.6023e-05 | 5.3363e-05 | 2.638e-05 | 0.00012887 | 1.5441e-05 | 5.2461e-05 | 1.5976e-06 | 0.00013059 | 4.1389e-05 | 2.832e-06 | 5.3801e-06 | 9.7907e-06 | 4.2276e-05 | 2.6102e-06
6.9862e-05 | 1.3162e-05 | 5.2511e-05 | 6.0765e-05 | 4.5268e-05 | 2.7787e-05 | 1.3138e-05 | 0.00011698 | 1.5505e-05 | 7.5613e-05 | 1.5976e-06 | 0.00012762 | 1.0537e-05 | 2.626e-06 | 5.3235e-06 | 1.0173e-05 | 2.7231e-05 | 2.4933e-07
0.00015055 | 1.382e-05 | 5.1586e-05 | 4.9219e-05 | 4.6745e-05 | 2.7429e-05 | 3.0229e-06 | 0.00012929 | 1.5475e-05 | 5.5811e-05 | 1.6642e-06 | 0.00012374 | 4.6011e-06 | 2.832e-06 | 5.3059e-06 | 1.0568e-05 | 3.6414e-05 | 1.2467e-07
0.00015093 | 1.3403e-05 | 3.6882e-05 | 4.0336e-05 | 4.599e-05 | 2.7459e-05 | 1.1999e-06 | 0.0001266 | 1.5403e-05 | 5.1959e-05 | 1.6642e-06 | 0.00012443 | 3.701e-06 | 2.8835e-06 | 5.4332e-06 | 1.0324e-05 | 2.7434e-05 | 1.87e-07
5.0728e-05 | 1.2977e-05 | 2.2549e-05 | 2.14e-05 | 4.4546e-05 | 2.707e-05 | 1.3106e-06 | 0.00012766 | 1.5417e-05 | 5.1587e-05 | 1.6642e-06 | 0.00012504 | 5.2742e-06 | 2.832e-06 | 2.155e-05 | 9.614e-06 | 2.5349e-05 | 2.8486e-05
4.9558e-05 | 1.3403e-05 | 2.4201e-05 | 1.6591e-05 | 4.6745e-05 | 2.6805e-05 | 2.7634e-05 | 0.0001225 | 1.5251e-05 | 6.3709e-05 | 1.5976e-06 | 0.0001214 | 3.2975e-05 | 2.626e-06 | 7.0275e-05 | 1.1796e-05 | 9.8636e-05 | 2.4185e-05
0.00012211 | 1.3674e-05 | 2.379e-05 | 1.3086e-05 | 4.5235e-05 | 2.71e-05 | 6.4722e-05 | 0.0001295 | 1.5287e-05 | 6.9584e-05 | 1.6642e-06 | 0.00012431 | 9.1012e-05 | 2.8835e-06 | 4.3954e-05 | 2.6758e-05 | 0.00017003 | 2.3265e-05
0.00017152 | 1.3807e-05 | 2.4979e-05 | 1.0678e-05 | 4.599e-05 | 2.8972e-05 | 8.5594e-05 | 0.00011599 | 1.5234e-05 | 0.00016084 | 1.6703e-06 | 0.00012488 | 9.4729e-05 | 3.4499e-06 | 5.5542e-05 | 7.0289e-05 | 0.00019206 | 5.7485e-05
0.00016982 | 1.4053e-05 | 5.0393e-05 | 3.4415e-05 | 4.5268e-05 | 2.7425e-05 | 0.00014134 | 0.00012184 | 1.5248e-05 | 7.2263e-05 | 4.1896e-05 | 0.0001273 | 6.3768e-05 | 0.00011292 | 8.0492e-05 | 4.2531e-05 | 0.00013614 | 6.3642e-05
8.5758e-05 | 1.7624e-05 | 0.00010606 | 4.2497e-05 | 4.5235e-05 | 2.679e-05 | 0.00014601 | 0.00012429 | 1.5497e-05 | 0.00012328 | 9.8826e-05 | 0.00011953 | 5.0379e-05 | 3.6816e-05 | 6.2223e-05 | 2.1406e-05 | 0.00011632 | 0.00052321
0.00011631 | 1.978e-05 | 6.7085e-05 | 4.5804e-05 | 4.5957e-05 | 0.00013491 | 0.00020094 | 0.00012498 | 1.5371e-05 | 0.00013545 | 0.00024473 | 0.00012156 | 4.3429e-05 | 2.6775e-06 | 9.4785e-05 | 2.6772e-05 | 0.00012416 | 0.0005728
9.6643e-05 | 2.7423e-05 | 3.8554e-05 | 7.0517e-05 | 4.599e-05 | 0.00014912 | 0.00021275 | 0.00014323 | 1.5457e-05 | 5.6248e-05 | 0.00025184 | 0.00012552 | 0.00010663 | 2.9865e-06 | 0.00013823 | 3.5537e-05 | 0.00011613 | 0.00046992
0.00012502 | 3.5748e-05 | 3.9331e-05 | 6.6489e-05 | 4.599e-05 | 2.6853e-05 | 0.00017733 | 0.00014263 | 1.5403e-05 | 7.5653e-05 | 0.00026016 | 0.00013029 | 8.1206e-05 | 2.5231e-06 | 0.00012792 | 1.5731e-05 | 8.6513e-05 | 0.00012486
0.00017962 | 3.3695e-05 | 3.8066e-05 | 7.6375e-05 | 4.5235e-05 | 2.6633e-05 | 0.0001032 | 0.00014429 | 1.5447e-05 | 7.5143e-05 | 0.000261 | 0.00014633 | 6.473e-05 | 0.00044997 | 5.9366e-05 | 3.849e-05 | 9.5587e-05 | 0.00020858
0.0001809 | 0.00011656 | 4.038e-05 | 5.7505e-05 | 4.5235e-05 | 3.8452e-05 | 0.00011746 | 0.00015323 | 1.5598e-05 | 5.344e-05 | 0.00026088 | 0.00014005 | 5.1886e-05 | 0.00020708 | 6.2581e-05 | 2.1298e-05 | 8.3673e-05 | 9.4747e-07
8.4417e-05 | 0.00013013 | 4.2328e-05 | 3.0247e-05 | 4.5235e-05 | 0.00033384 | 0.00011946 | 0.0001477 | 2.3108e-05 | 0.0001068 | 0.00024633 | 0.00015444 | 8.9568e-05 | 0.00018704 | 3.9728e-05 | 2.445e-05 | 4.9621e-05 | 1.1843e-06
0.00033271 | 9.3374e-05 | 5.5526e-05 | 3.5065e-05 | 4.6712e-05 | 0.00048588 | 0.00014793 | 0.00014501 | 1.4726e-05 | 8.2467e-05 | 0.00015976 | 0.00013831 | 0.00014575 | 0.0001014 | 0.00014387 | 9.803e-05 | 8.2326e-05 | 8.2878e-05
0.00043918 | 0.00011341 | 6.0337e-05 | 4.196e-05 | 4.4513e-05 | 0.00024508 | 0.00010559 | 0.00015597 | 1.8005e-05 | 0.00010715 | 4.4877e-05 | 0.00013685 | 0.00033984 | 7.6207e-05 | 0.00023424 | 4.3803e-05 | 0.00011597 | 6.9053e-05
0.00062027 | 0.00013213 | 6.0037e-05 | 3.114e-05 | 4.5235e-05 | 8.1066e-05 | 0.00011476 | 0.00015256 | 1.6075e-05 | 0.00016824 | 9.9853e-07 | 0.00013075 | 0.0002689 | 7.2541e-05 | 0.00022895 | 3.7411e-05 | 0.00014402 | 7.9001e-05
0.00031608 | 0.00010662 | 5.5581e-05 | 4.7097e-05 | 4.6712e-05 | 0.00018837 | 0.00010903 | 0.00014356 | 1.2232e-05 | 9.6013e-05 | 1.6309e-06 | 0.00013553 | 8.9633e-05 | 0.00011842 | 0.00014459 | 4.4246e-05 | 0.00017269 | 9.1032e-05
0.00030519 | 0.00013186 | 0.00010423 | 4.7235e-05 | 4.599e-05 | 2.673e-05 | 0.00013549 | 0.00014224 | 1.5225e-05 | 9.0688e-05 | 5.5398e-06 | 0.00013271 | 4.8545e-05 | 2.4149e-05 | 0.0001185 | 4.7936e-05 | 0.00014775 | 1.3053e-05
0.00023542 | 7.0177e-05 | 0.00013396 | 1.3664e-05 | 4.5235e-05 | 2.6478e-05 | 9.4828e-05 | 0.00013825 | 1.535e-05 | 8.767e-05 | 1.6642e-06 | 0.00013053 | 2.1858e-05 | 2.0905e-05 | 4.7876e-05 | 5.5166e-05 | 6.2325e-05 | 8.0198e-05
0.00015022 | 1.5077e-05 | 0.00014443 | 3.9296e-05 | 4.5268e-05 | 2.6764e-05 | 7.2137e-05 | 0.0001351 | 1.5424e-05 | 5.6491e-05 | 1.3314e-06 | 0.00013201 | 4.3746e-06 | 3.1924e-06 | 6.0048e-05 | 0.00014425 | 7.0147e-05 | 8.6406e-05
0.000124 | 4.6639e-05 | 7.4852e-05 | 2.1622e-05 | 4.5268e-05 | 4.8492e-05 | 2.8481e-05 | 0.00012272 | 1.2795e-05 | 5.696e-05 | 1.2315e-06 | 0.00012409 | 4.8038e-06 | 3.2439e-06 | 1.5168e-05 | 3.5223e-05 | 5.8122e-05 | 1.5583e-06
0.000101 | 1.3782e-05 | 3.1067e-05 | 2.2526e-05 | 4.599e-05 | 7.5745e-05 | 4.106e-05 | 0.00012776 | 1.2347e-05 | 4.8706e-05 | 1.2648e-06 | 0.00012306 | 2.509e-06 | 2.729e-06 | 7.4813e-06 | 1.6006e-05 | 4.077e-05 | 2.2004e-05
9.4261e-05 | 1.4034e-05 | 2.6492e-05 | 7.4378e-06 | 4.6745e-05 | 5.3234e-05 | 2.3044e-05 | 0.00013417 | 1.256e-05 | 5.5908e-05 | 1.3979e-06 | 0.000123 | 1.2629e-05 | 2.832e-06 | 9.7506e-06 | 1.1342e-05 | 5.0089e-05 | 8.5459e-05
5.1558e-05 | 1.3712e-05 | 2.4419e-05 | 7.5362e-06 | 4.599e-05 | 5.2197e-05 | 4.6431e-06 | 0.00012642 | 1.2459e-05 | 5.4055e-05 | 1.2981e-06 | 0.00011489 | 5.0714e-06 | 2.9865e-06 | 5.6481e-06 | 1.2019e-05 | 4.5719e-05 | 5.61e-07
8.6395e-05 | 1.3787e-05 | 3.2307e-05 | 7.7297e-06 | 4.5268e-05 | 2.7071e-05 | 1.8718e-06 | 0.00012577 | 1.255e-05 | 4.9459e-05 | 1.0318e-06 | 0.00011465 | 2.4927e-06 | 2.626e-06 | 5.3059e-06 | 1.2599e-05 | 1.8973e-05 | 2.4933e-07
5.1325e-05 | 1.31e-05 | 2.7123e-05 | 1.0646e-05 | 4.5268e-05 | 2.7211e-05 | 1.7633e-06 | 0.00012049 | 1.2341e-05 | 7.0531e-05 | 9.9853e-07 | 0.00011021 | 6.0251e-06 | 2.9865e-06 | 1.3774e-05 | 1.1421e-05 | 2.8408e-05 | 3.74e-07
6.735e-05 | 1.337e-05 | 2.342e-05 | 1.7684e-05 | 4.6745e-05 | 2.7153e-05 | 1.9785e-06 | 0.000112 | 1.2434e-05 | 6.1209e-05 | 1.0318e-06 | 0.00010595 | 1.7571e-05 | 2.832e-06 | 2.9178e-05 | 1.1706e-05 | 8.173e-05 | 4.9867e-07
6.0606e-05 | 1.3181e-05 | 2.6939e-05 | 1.4029e-05 | 4.5268e-05 | 2.6631e-05 | 2.4678e-05 | 0.00012136 | 1.2502e-05 | 0.00021905 | 1.1317e-06 | 0.00010935 | 2.875e-05 | 2.6775e-06 | 2.1985e-05 | 1.3084e-05 | 8.9471e-05 | 5.2447e-05
8.3157e-05 | 3.1311e-05 | 2.1938e-05 | 1.4408e-05 | 4.599e-05 | 2.7064e-05 | 8.9309e-05 | 0.00011316 | 1.095e-05 | 0.00046173 | 9.3196e-07 | 0.00010953 | 6.9573e-05 | 3.6559e-06 | 7.3439e-05 | 1.6308e-05 | 0.00014844 | 0.00013011
6.2931e-05 | 5.766e-05 | 2.7877e-05 | 1.3247e-05 | 4.5268e-05 | 2.6387e-05 | 0.0001665 | 0.00011748 | 9.2699e-06 | 9.768e-05 | 3.9375e-05 | 0.00011382 | 0.00012519 | 0.00012536 | 0.00013318 | 2.633e-05 | 0.00010959 | 0.00028655
6.735e-05 | 5.0586e-05 | 4.046e-05 | 1.1241e-05 | 4.5957e-05 | 2.716e-05 | 0.00021146 | 0.00013336 | 9.2868e-06 | 6.0537e-05 | 9.5759e-05 | 0.00011482 | 0.00011051 | 6.7659e-05 | 0.00016797 | 3.7374e-05 | 0.00016761 | 0.00017417
5.1132e-05 | 9.5951e-05 | 8.7259e-05 | 2.9804e-05 | 4.5235e-05 | 0.00022445 | 0.00026935 | 0.00013652 | 9.5102e-06 | 8.5372e-05 | 0.00025086 | 0.00011859 | 0.0001271 | 7.2499e-06 | 0.00010632 | 6.0502e-05 | 0.00021638 | 6.7272e-05
5.1734e-05 | 0.00010302 | 8.9627e-05 | 5.0536e-05 | 4.3758e-05 | 0.00048618 | 0.00024071 | 0.00013564 | 1.2333e-05 | 4.7387e-05 | 0.00024326 | 0.0001268 | 0.00012322 | 1.3255e-05 | 0.00016856 | 5.7921e-05 | 0.00014712 | 4.421e-05
4.9684e-05 | 0.000116 | 7.3103e-05 | 9.4953e-05 | 4.599e-05 | 0.00059486 | 0.00017552 | 0.00014666 | 1.6957e-05 | 6.1557e-05 | 0.00025922 | 0.00013903 | 0.00013126 | 2.935e-06 | 7.8759e-05 | 0.00021522 | 0.00010329 | 6.8454e-05
6.9943e-05 | 0.00026294 | 0.00019594 | 0.00015353 | 0.00020912 | 0.00082996 | 0.00015937 | 0.0001476 | 1.9726e-05 | 8.0282e-05 | 0.00025922 | 0.00013891 | 0.00012699 | 0.00034279 | 2.7677e-05 | 0.00013259 | 8.1265e-05 | 0.00020654
0.0001306 | 0.00041011 | 0.00046404 | 0.00017115 | 0.00050571 | 0.00086801 | 0.00019383 | 0.000154 | 5.1301e-05 | 5.1879e-05 | 0.00026149 | 0.00014477 | 0.00016366 | 0.00020738 | 0.00012121 | 0.00021457 | 8.0199e-05 | 5.5975e-05
0.00067645 | 0.00043303 | 0.00043167 | 0.0002334 | 0.00049041 | 0.00068233 | 0.0002106 | 0.00015927 | 8.7191e-05 | 9.8093e-05 | 0.00026382 | 0.00014676 | 8.3151e-05 | 0.00018611 | 5.1047e-05 | 0.00028932 | 9.1885e-05 | 3.5468e-05
0.00029476 | 0.00058232 | 0.00050661 | 0.0002217 | 0.00034097 | 0.0010096 | 0.00014694 | 0.00016284 | 8.8862e-05 | 6.8896e-05 | 0.00020165 | 0.00014475 | 0.00015117 | 0.0001005 | 0.00017383 | 0.00034558 | 0.00010949 | 1.87e-07
0.00037828 | 0.00054712 | 0.00061673 | 0.00029552 | 0.00036001 | 0.00077146 | 0.00013297 | 0.00015864 | 0.00018669 | 0.00041409 | 4.4268e-05 | 0.00014268 | 0.00025949 | 0.00014955 | 0.00033974 | 0.00072506 | 0.0001007 | 5.5414e-05
0.00016997 | 0.00037673 | 0.00046879 | 0.00030207 | 0.00023154 | 0.00060589 | 0.00016658 | 0.00016067 | 0.00011354 | 0.00024115 | 9.3196e-07 | 0.00013949 | 0.00034661 | 4.4978e-05 | 0.00026062 | 0.0003767 | 0.00013033 | 0.00011198
0.00031213 | 0.00035187 | 0.00024518 | 0.00019475 | 0.00011315 | 0.00080226 | 0.00019774 | 0.00015157 | 6.2397e-05 | 9.605e-05 | 0.00012553 | 0.00013861 | 0.00025491 | 3.1605e-05 | 0.00010155 | 0.00026665 | 0.00014559 | 4.6314e-05
0.00020067 | 0.00044297 | 0.00023167 | 0.00017905 | 0.00011242 | 0.0006213 | 0.00015006 | 0.00014993 | 5.3112e-05 | 0.0001422 | 0.0001321 | 0.00013716 | 0.00015498 | 0.0001019 | 5.8874e-05 | 0.00023178 | 0.00016243 | 8.415e-06
0.00010134 | 0.00014741 | 0.00016495 | 0.00015377 | 4.5235e-05 | 0.00037291 | 9.095e-05 | 0.00014827 | 3.7466e-05 | 8.0581e-05 | 0.00012314 | 0.0001345 | 4.8497e-05 | 4.9261e-05 | 2.9576e-05 | 0.00017462 | 0.00012671 | 3.8397e-05
0.00010872 | 0.00013596 | 0.00011556 | 0.00011263 | 4.6023e-05 | 0.00016626 | 6.0371e-05 | 0.00013242 | 3.8379e-05 | 5.3052e-05 | 9.9853e-07 | 0.00012868 | 2.3633e-05 | 3.2285e-05 | 0.00010511 | 0.00011186 | 9.4003e-05 | 4.7909e-05
7.9039e-05 | 0.00011668 | 0.00010192 | 0.00014552 | 4.6023e-05 | 5.3506e-05 | 6.9193e-05 | 0.00014559 | 2.135e-05 | 6.1953e-05 | 9.9853e-07 | 0.00012896 | 1.5516e-05 | 3.2233e-05 | 8.0337e-05 | 4.9176e-05 | 5.6582e-05 | 2.4933e-07
6.3758e-05 | 0.00015293 | 7.7457e-05 | 4.0888e-05 | 4.5235e-05 | 4.5675e-05 | 5.7085e-05 | 0.00013773 | 1.5525e-05 | 5.5577e-05 | 1.0318e-06 | 0.00012097 | 3.4658e-06 | 2.0133e-05 | 1.4884e-05 | 3.5021e-05 | 3.4224e-05 | 6.2333e-07
8.7013e-05 | 6.0202e-05 | 5.6742e-05 | 3.7233e-05 | 4.599e-05 | 1.9745e-05 | 3.1693e-05 | 0.00013035 | 1.5472e-05 | 6.4826e-05 | 9.9853e-07 | 0.00012099 | 3.8145e-06 | 2.832e-06 | 6.3791e-06 | 2.133e-05 | 2.7428e-05 | 7.8273e-06
6.5372e-05 | 3.0094e-05 | 3.432e-05 | 1.6282e-05 | 4.6023e-05 | 2.0362e-05 | 6.483e-06 | 0.00013645 | 1.5524e-05 | 6.5651e-05 | 1.0318e-06 | 0.0001238 | 3.4302e-06 | 2.935e-06 | 2.3218e-05 | 1.209e-05 | 1.9881e-05 | 1.87e-07
8.1402e-05 | 4.1378e-05 | 3.0409e-05 | 2.743e-05 | 4.6745e-05 | 2.0044e-05 | 3.198e-06 | 0.00012984 | 1.5574e-05 | 5.815e-05 | 1.0651e-06 | 0.00011325 | 3.7253e-06 | 2.832e-06 | 5.1997e-06 | 1.236e-05 | 2.3183e-05 | 5.61e-07
6.5417e-05 | 2.0213e-05 | 2.5587e-05 | 1.1891e-05 | 4.599e-05 | 1.9834e-05 | 1.8571e-06 | 0.00012215 | 1.5515e-05 | 5.4071e-05 | 1.0318e-06 | 0.00010895 | 9.8558e-06 | 2.729e-06 | 5.1573e-06 | 1.1649e-05 | 2.8905e-05 | 2.4933e-07
5.0239e-05 | 1.3972e-05 | 2.5355e-05 | 1.1719e-05 | 4.5268e-05 | 2.0192e-05 | 3.6925e-06 | 0.00012753 | 1.5471e-05 | 6.5506e-05 | 9.9853e-07 | 0.00010837 | 1.2765e-05 | 2.832e-06 | 2.0417e-05 | 1.1416e-05 | 5.8956e-05 | 3.74e-07
5.0751e-05 | 1.4224e-05 | 2.8834e-05 | 1.3072e-05 | 4.599e-05 | 2.0032e-05 | 2.8119e-05 | 0.00012476 | 1.3721e-05 | 7.5443e-05 | 1.0318e-06 | 0.00010937 | 4.8288e-05 | 2.6775e-06 | 3.2281e-05 | 1.8821e-05 | 6.9406e-05 | 9.35e-07
5.0643e-05 | 5.0254e-05 | 2.2562e-05 | 1.1765e-05 | 4.599e-05 | 2.0026e-05 | 3.3836e-05 | 0.00011998 | 9.2243e-06 | 6.1859e-05 | 1.0984e-06 | 0.00010619 | 7.0704e-05 | 2.832e-06 | 0.00010701 | 2.467e-05 | 0.00010938 | 6.8567e-07
5.0728e-05 | 1.6376e-05 | 2.3059e-05 | 2.2971e-05 | 4.599e-05 | 0.0001238 | 8.847e-05 | 0.00012992 | 9.2867e-06 | 7.4917e-05 | 3.8876e-05 | 0.00010929 | 0.00011978 | 0.00012639 | 0.00018976 | 4.4307e-05 | 0.00017323 | 2.4871e-05
0.00023115 | 5.6465e-05 | 2.2484e-05 | 3.7921e-05 | 4.5268e-05 | 0.00014257 | 0.00016031 | 0.00012166 | 9.1767e-06 | 9.7737e-05 | 0.00010088 | 0.00011462 | 0.00012002 | 3.8979e-05 | 0.00020012 | 2.2583e-05 | 0.00017365 | 4.4157e-05
0.00025882 | 0.00015228 | 3.7267e-05 | 5.374e-05 | 4.5268e-05 | 4.8707e-05 | 0.00020985 | 0.00013402 | 9.4697e-06 | 6.1031e-05 | 0.00025958 | 0.00011786 | 9.5711e-05 | 7.3529e-06 | 9.445e-05 | 2.1013e-05 | 0.00020789 | 0.00010029
4.8195e-05 | 0.00012101 | 4.0005e-05 | 7.448e-05 | 4.5235e-05 | 1.9827e-05 | 0.00021013 | 0.00014498 | 9.2413e-06 | 6.8686e-05 | 0.000268 | 0.00012295 | 9.1888e-05 | 1.3204e-05 | 0.00013121 | 6.1496e-05 | 0.00015688 | 9.3566e-05
6.3735e-05 | 0.00015158 | 0.0001176 | 9.1946e-05 | 4.3758e-05 | 0.00045886 | 0.00024101 | 0.00015073 | 1.8559e-05 | 6.8759e-05 | 0.00026135 | 0.0001351 | 0.00010189 | 3.3469e-06 | 0.00020403 | 3.5251e-05 | 0.00011184 | 0.00015333
8.2439e-05 | 0.0003803 | 0.00011653 | 0.00013509 | 4.5235e-05 | 0.00082075 | 0.00024055 | 0.00015849 | 3.3086e-05 | 9.9662e-05 | 0.00026435 | 0.00013518 | 0.00015015 | 0.00040631 | 0.0002613 | 0.00012678 | 8.9191e-05 | 0.00010287
5.0598e-05 | 0.00050601 | 0.00024304 | 0.00016735 | 5.39e-05 | 0.00064784 | 0.00023086 | 0.00016584 | 8.4167e-05 | 0.00015 | 0.00026006 | 0.00014278 | 0.000126 | 0.00021097 | 0.00015364 | 0.00028508 | 0.00010916 | 9.35e-07
0.00035035 | 0.0005046 | 0.00040321 | 0.0003136 | 0.00087468 | 0.00057624 | 0.0002022 | 0.0001593 | 0.00019639 | 0.0002449 | 0.00026235 | 0.00014207 | 0.00014256 | 0.00018709 | 0.00011538 | 0.00024465 | 0.00012529 | 6.1537e-05
0.00059951 | 0.00061568 | 0.00068259 | 0.0004013 | 0.0014728 | 0.00097046 | 0.00023823 | 0.00017136 | 0.00023253 | 6.693e-05 | 0.00020406 | 0.00015901 | 0.00015673 | 8.6237e-05 | 0.00016686 | 0.00070014 | 0.00013533 | 7.2793e-05
0.00082457 | 0.00077924 | 0.00084165 | 0.00056711 | 0.00092973 | 0.00039569 | 0.0001825 | 0.00015676 | 0.0001991 | 7.885e-05 | 4.4068e-05 | 0.00015211 | 0.00031346 | 9.4563e-05 | 0.00033413 | 0.00068364 | 0.00012532 | 9.7095e-05
0.00056246 | 0.0005817 | 0.00063602 | 0.00055008 | 0.00097255 | 0.00064996 | 0.00017551 | 0.0001563 | 9.5538e-05 | 0.00027224 | 9.9853e-07 | 0.00014255 | 0.00032513 | 3.1796e-05 | 0.00027169 | 0.00069007 | 0.00021402 | 0.00041598
0.00036831 | 0.00033144 | 0.00039023 | 0.0003434 | 0.00074857 | 0.0005185 | 0.00016659 | 0.00015256 | 7.8874e-05 | 0.00016236 | 0.00012715 | 0.00014194 | 0.00028054 | 2.9443e-05 | 0.00021844 | 0.00018713 | 0.0001842 | 0.00028414
0.00021195 | 0.00019611 | 0.00029311 | 0.00024231 | 0.00072333 | 0.00054706 | 0.00015439 | 0.00014756 | 0.00013608 | 0.00029016 | 0.00013201 | 0.00013863 | 0.00015096 | 7.1008e-05 | 9.8822e-05 | 0.00018304 | 0.00015106 | 0.0002531
0.00020602 | 0.00010474 | 0.00017771 | 0.00020094 | 9.6537e-05 | 0.00016155 | 0.00018201 | 0.00014538 | 8.3746e-05 | 9.4742e-05 | 0.0001236 | 0.00013455 | 7.6691e-05 | 1.9035e-05 | 8.486e-05 | 0.0001373 | 0.0001087 | 0.00030795
0.00017331 | 0.00010458 | 0.0001909 | 0.00013187 | 4.599e-05 | 5.5447e-05 | 0.00015899 | 0.0001473 | 4.3165e-05 | 6.5627e-05 | 9.9853e-07 | 0.00013279 | 2.8893e-05 | 2.832e-06 | 3.4552e-05 | 8.0098e-05 | 0.00010102 | 0.00015496
0.00016459 | 6.2025e-05 | 9.9525e-05 | 0.00010753 | 4.5268e-05 | 3.5216e-05 | 5.3109e-05 | 0.000132 | 1.565e-05 | 8.8633e-05 | 9.9853e-07 | 0.00012822 | 4.209e-05 | 2.7805e-06 | 9.884e-06 | 4.3559e-05 | 5.1956e-05 | 7.3927e-05
0.00010446 | 3.603e-05 | 7.5331e-05 | 5.6491e-05 | 4.6023e-05 | 0.00012355 | 2.2972e-05 | 0.00012842 | 1.2363e-05 | 8.7136e-05 | 9.9853e-07 | 0.00012353 | 7.1528e-06 | 4.6702e-06 | 6.367e-06 | 1.3827e-05 | 4.3679e-05 | 5.0228e-05
0.00010631 | 3.0576e-05 | 3.3893e-05 | 5.382e-05 | 4.6745e-05 | 2.055e-05 | 7.2054e-06 | 0.00012982 | 2.1058e-05 | 5.4703e-05 | 1.0984e-06 | 0.00011867 | 3.9037e-06 | 2.729e-06 | 6.7243e-06 | 1.269e-05 | 3.16e-05 | 2.4933e-07
5.0728e-05 | 1.6563e-05 | 2.6901e-05 | 3.4706e-05 | 4.6745e-05 | 4.6395e-05 | 2.0505e-06 | 0.00012781 | 1.2476e-05 | 5.7697e-05 | 9.9853e-07 | 0.00011722 | 4.1713e-06 | 2.832e-06 | 1.1154e-05 | 1.2122e-05 | 2.5374e-05 | 1.87e-07
6.4013e-05 | 1.4091e-05 | 2.6552e-05 | 3.3675e-05 | 4.5235e-05 | 1.9893e-05 | 4.7654e-06 | 0.00012354 | 1.2512e-05 | 5.0657e-05 | 9.9853e-07 | 0.00011827 | 1.9021e-05 | 3.3984e-06 | 5.3708e-06 | 1.2363e-05 | 3.9961e-05 | 3.74e-07
4.9706e-05 | 1.4356e-05 | 2.2276e-05 | 2.0667e-05 | 4.5268e-05 | 2.0173e-05 | 1.43e-05 | 0.00012911 | 1.2298e-05 | 5.4703e-05 | 9.6524e-07 | 0.0001155 | 9.0662e-06 | 2.832e-06 | 3.7355e-05 | 1.2683e-05 | 5.4278e-05 | 3.1167e-07
4.9217e-05 | 1.3996e-05 | 2.2697e-05 | 1.6414e-05 | 4.6023e-05 | 1.9964e-05 | 4.9634e-05 | 0.00012683 | 1.2391e-05 | 5.8838e-05 | 9.9853e-07 | 0.00011044 | 3.2889e-05 | 2.729e-06 | 6.3261e-05 | 1.5195e-05 | 0.00010887 | 1.2654e-05
5.1069e-05 | 1.3863e-05 | 2.6939e-05 | 1.2828e-05 | 4.5235e-05 | 2.0595e-05 | 6.8551e-05 | 0.00012201 | 1.0615e-05 | 7.9351e-05 | 1.0651e-06 | 0.00011274 | 6.3988e-05 | 2.832e-06 | 2.2412e-05 | 2.2549e-05 | 0.00017925 | 3.1977e-05
0.00013968 | 1.9113e-05 | 3.5457e-05 | 1.2321e-05 | 4.6745e-05 | 2.0472e-05 | 9.6586e-05 | 0.00011693 | 9.2768e-06 | 0.0001117 | 1.0711e-06 | 0.00011277 | 0.00015471 | 2.935e-06 | 7.3185e-05 | 4.8974e-05 | 0.00023564 | 4.1081e-05
5.2643e-05 | 5.3992e-05 | 3.4762e-05 | 2.439e-05 | 4.5268e-05 | 2.0466e-05 | 0.00010362 | 0.00011519 | 9.3185e-06 | 0.00051296 | 0.00011359 | 0.00011293 | 0.00013092 | 0.0001122 | 9.395e-05 | 2.8494e-05 | 0.00016689 | 4.2145e-05
4.9728e-05 | 4.5829e-05 | 3.6433e-05 | 3.405e-05 | 4.448e-05 | 2.13e-05 | 0.00014956 | 0.00012816 | 9.4803e-06 | 0.00030065 | 0.00017914 | 0.0001117 | 0.00011213 | 2.4625e-05 | 8.9818e-05 | 3.2746e-05 | 0.00017346 | 0.00083452
6.3372e-05 | 5.775e-05 | 4.4201e-05 | 4.8446e-05 | 4.6712e-05 | 2.0325e-05 | 0.00016537 | 0.00013599 | 2.2276e-05 | 7.1923e-05 | 0.0003321 | 0.00011579 | 9.7619e-05 | 2.8835e-06 | 0.00013116 | 3.3209e-05 | 0.00013126 | 0.00080585
0.00011996 | 0.00011484 | 5.5284e-05 | 8.4273e-05 | 4.5268e-05 | 0.00025125 | 0.00019349 | 0.00013243 | 7.5469e-05 | 5.764e-05 | 0.00033547 | 0.00011863 | 0.00013314 | 2.5231e-06 | 0.00018501 | 3.5008e-05 | 9.8673e-05 | 0.00056762
0.00013677 | 0.00020276 | 0.00010576 | 0.00012263 | 4.7467e-05 | 0.00049641 | 0.00018911 | 0.0001496 | 4.3282e-05 | 9.2867e-05 | 0.00026706 | 0.00013024 | 0.00010747 | 2.935e-06 | 9.047e-05 | 4.4366e-05 | 6.5919e-05 | 5.5278e-05
8.5394e-05 | 0.00061109 | 0.00021963 | 0.0001572 | 4.5268e-05 | 0.00077756 | 0.00013949 | 0.00015254 | 4.985e-05 | 9.2404e-05 | 0.0002606 | 0.00013496 | 0.00012642 | 0.00029668 | 4.6495e-05 | 0.00024024 | 7.4852e-05 | 0.00015457
0.00019669 | 0.00087032 | 0.00040069 | 0.00019875 | 4.3758e-05 | 0.0008586 | 0.00012914 | 0.00014411 | 0.00016739 | 7.0151e-05 | 0.00026088 | 0.00014018 | 8.2454e-05 | 0.00024782 | 4.14e-05 | 0.00027857 | 7.6944e-05 | 0.00025789
0.00010835 | 0.00068186 | 0.00084757 | 0.00029196 | 0.0012019 | 0.0010896 | 0.00011225 | 0.00015721 | 0.00024331 | 8.3932e-05 | 0.00026106 | 0.00014077 | 0.00012473 | 0.00019557 | 7.2304e-05 | 0.00044359 | 6.3546e-05 | 0.00037849
0.0001968 | 0.00066126 | 0.0010927 | 0.00035476 | 0.0015747 | 0.0010116 | 0.00012514 | 0.00015834 | 0.00023921 | 0.00043695 | 0.00022092 | 0.00014287 | 0.00023509 | 1.0139e-05 | 0.00026398 | 0.00092409 | 9.8319e-05 | 0.00038279
0.00021285 | 0.00084614 | 0.0011679 | 0.00044086 | 0.0010374 | 0.00084779 | 9.9598e-05 | 0.00015812 | 0.00022468 | 0.0003384 | 4.6275e-05 | 0.00014227 | 0.00046516 | 3.3469e-06 | 0.00054915 | 0.00084003 | 8.7886e-05 | 0.00041514
0.00018033 | 0.0010459 | 0.00078548 | 0.00048006 | 0.00072257 | 0.00054078 | 0.00011537 | 0.00015424 | 0.00021335 | 0.00021827 | 1.0118e-06 | 0.00014311 | 0.00044538 | 2.4139e-05 | 0.00037999 | 0.00086806 | 0.00017 | 0.0003942
0.00025956 | 0.00062832 | 0.00052234 | 0.00051989 | 9.296e-05 | 7.4913e-05 | 0.0001059 | 0.00015786 | 0.0001161 | 0.00016862 | 0.00012721 | 0.00014584 | 0.00018339 | 3.2143e-05 | 0.0002179 | 0.00050253 | 0.00017734 | 0.00023562
0.00010807 | 0.0004466 | 0.00033445 | 0.00049078 | 4.5235e-05 | 4.6266e-05 | 0.00012894 | 0.00014934 | 8.5357e-05 | 7.4771e-05 | 0.00013153 | 0.00014636 | 8.2258e-05 | 3.7498e-05 | 0.0001127 | 0.00037307 | 0.00010952 | 0.00021302
8.8413e-05 | 0.00026731 | 0.00019363 | 0.00027637 | 4.5268e-05 | 4.6862e-05 | 0.00014496 | 0.00013472 | 9.076e-05 | 7.0992e-05 | 0.00012265 | 0.00013419 | 4.1965e-05 | 3.1307e-05 | 0.000141 | 0.00015744 | 0.00010981 | 0.00015897
7.5592e-05 | 0.00022473 | 0.00012722 | 0.00015475 | 4.599e-05 | 6.8455e-05 | 0.00013005 | 0.00013736 | 4.3815e-05 | 5.6127e-05 | 9.9853e-07 | 0.00013421 | 9.5154e-05 | 1.7571e-05 | 3.1122e-05 | 2.506e-05 | 9.6594e-05 | 6.0999e-06
5.0217e-05 | 0.00010586 | 0.00015448 | 0.00015956 | 4.4546e-05 | 8.2384e-05 | 0.00010934 | 0.000138 | 3.9646e-05 | 5.7365e-05 | 9.9853e-07 | 0.00012826 | 1.7647e-05 | 3.5529e-06 | 4.9289e-05 | 1.7737e-05 | 6.3723e-05 | 3.8834e-05
6.3843e-05 | 5.3821e-05 | 0.00011239 | 0.00010156 | 4.6745e-05 | 1.9973e-05 | 2.4247e-05 | 0.00013124 | 3.4744e-05 | 5.6855e-05 | 1.0318e-06 | 0.00012786 | 1.6567e-05 | 4.8247e-06 | 5.5197e-06 | 1.4003e-05 | 3.9494e-05 | 3.8452e-05
5.8003e-05 | 4.5451e-05 | 7.1027e-05 | 5.4017e-05 | 4.6023e-05 | 2.0391e-05 | 5.0637e-06 | 0.00013077 | 2.5432e-05 | 5.1088e-05 | 9.9853e-07 | 0.0001263 | 2.339e-05 | 2.935e-06 | 1.1746e-05 | 1.2723e-05 | 2.6036e-05 | 3.1167e-07
5.0239e-05 | 2.0233e-05 | 4.0922e-05 | 4.5314e-05 | 4.6745e-05 | 3.9506e-05 | 2.3085e-05 | 0.00012677 | 2.2862e-05 | 7.1599e-05 | 9.9853e-07 | 0.00012255 | 3.027e-05 | 2.626e-06 | 1.2055e-05 | 1.234e-05 | 2.2679e-05 | 1.87e-07
5.0728e-05 | 1.9949e-05 | 2.9773e-05 | 4.2675e-05 | 4.4546e-05 | 2.0314e-05 | 1.4992e-05 | 0.00013234 | 1.7474e-05 | 5.4241e-05 | 1.0651e-06 | 0.00011832 | 2.1121e-05 | 2.8835e-06 | 5.7741e-06 | 1.2125e-05 | 3.3149e-05 | 2.4933e-07
5.0239e-05 | 1.4313e-05 | 3.0766e-05 | 3.0434e-05 | 4.5235e-05 | 2.025e-05 | 1.3623e-05 | 0.00011853 | 1.5294e-05 | 5.4411e-05 | 9.9853e-07 | 0.00011669 | 2.1324e-05 | 2.832e-06 | 2.9127e-05 | 1.2725e-05 | 4.1513e-05 | 2.4933e-07
5.4617e-05 | 1.9241e-05 | 2.4109e-05 | 1.265e-05 | 4.5301e-05 | 1.9945e-05 | 1.0558e-05 | 0.0001304 | 1.5277e-05 | 6.6056e-05 | 9.6524e-07 | 0.0001156 | 1.1097e-05 | 2.626e-06 | 5.3462e-05 | 1.6179e-05 | 0.00010526 | 2.4933e-07
5.683e-05 | 1.4148e-05 | 3.1937e-05 | 1.927e-05 | 4.4513e-05 | 2.0161e-05 | 3.872e-05 | 0.00012472 | 1.536e-05 | 8.958e-05 | 1.0651e-06 | 0.0001114 | 5.4737e-05 | 2.935e-06 | 3.3403e-05 | 2.1556e-05 | 0.00017142 | 8.7267e-07
5.4441e-05 | 2.3837e-05 | 2.531e-05 | 2.133e-05 | 4.599e-05 | 2.0225e-05 | 0.00012289 | 0.00011127 | 1.5527e-05 | 7.5356e-05 | 5.133e-05 | 0.00011458 | 5.6112e-05 | 2.832e-06 | 0.00014188 | 4.5695e-05 | 0.0001908 | 4.5316e-05
5.1263e-05 | 3.035e-05 | 3.4725e-05 | 3.0258e-05 | 4.6023e-05 | 2.0084e-05 | 0.00013158 | 0.00011777 | 3.223e-05 | 8.4789e-05 | 8.2769e-05 | 0.00011688 | 6.166e-05 | 0.00011323 | 0.00010951 | 3.1353e-05 | 0.00018718 | 1.3908e-05
5.2069e-05 | 3.6783e-05 | 4.3862e-05 | 4.5276e-05 | 5.052e-05 | 2.0092e-05 | 0.00015956 | 0.00012854 | 1.9999e-05 | 0.00010403 | 0.00016859 | 0.00011328 | 3.339e-05 | 2.4522e-05 | 9.2348e-05 | 5.6264e-05 | 0.00015319 | 1.0098e-06
5.0217e-05 | 4.7926e-05 | 8.8171e-05 | 6.6707e-05 | 4.6745e-05 | 1.9966e-05 | 0.00017183 | 0.00012586 | 1.5581e-05 | 7.6883e-05 | 0.00032743 | 0.00011086 | 6.3666e-05 | 3.5014e-06 | 5.6471e-05 | 5.1257e-05 | 0.0001181 | 7.6171e-05
6.2395e-05 | 5.9751e-05 | 5.8317e-05 | 9.0878e-05 | 4.5235e-05 | 2.0013e-05 | 0.00014864 | 0.00012823 | 1.5199e-05 | 5.9558e-05 | 0.0003325 | 0.00011717 | 7.5323e-05 | 2.9865e-06 | 0.00016668 | 3.3916e-05 | 9.0779e-05 | 0.00018337
7.3639e-05 | 0.00012557 | 9.6942e-05 | 0.0001285 | 4.4513e-05 | 1.9663e-05 | 0.00011255 | 0.00013984 | 1.5288e-05 | 6.7464e-05 | 0.00033093 | 0.00013104 | 8.9613e-05 | 2.729e-06 | 8.5696e-05 | 2.2112e-05 | 6.2641e-05 | 0.00011017
8.3417e-05 | 9.3035e-05 | 8.847e-05 | 0.00012782 | 4.4513e-05 | 1.9885e-05 | 0.00011186 | 0.00014518 | 2.2134e-05 | 0.0001276 | 0.00033628 | 0.00013043 | 5.5617e-05 | 0.00029553 | 4.1511e-05 | 3.1225e-05 | 5.7708e-05 | 7.7543e-06
8.2376e-05 | 0.00016667 | 0.00012216 | 0.00013858 | 4.5235e-05 | 0.00024751 | 9.171e-05 | 0.00013961 | 4.2725e-05 | 0.00013383 | 0.00033793 | 0.00013494 | 6.8284e-05 | 0.00031594 | 7.0697e-05 | 4.1659e-05 | 7.3574e-05 | 3.0182e-06
9.3217e-05 | 0.00014675 | 0.00017064 | 0.00025158 | 4.5957e-05 | 0.00051611 | 8.1755e-05 | 0.00015744 | 7.9209e-05 | 9.7623e-05 | 0.00033708 | 0.00013284 | 9.5462e-05 | 0.00026453 | 0.00011477 | 0.00010304 | 5.4764e-05 | 5.8656e-05
9.8935e-05 | 0.00015942 | 0.00037632 | 0.00028129 | 4.5235e-05 | 0.00061198 | 7.7606e-05 | 0.00015857 | 9.61e-05 | 7.151e-05 | 0.0002963 | 0.00013671 | 0.00015413 | 0.00012517 | 0.00020138 | 8.9513e-05 | 8.2322e-05 | 5.2809e-05
0.00015973 | 0.00023768 | 0.00036272 | 0.00029469 | 4.6745e-05 | 0.00024669 | 0.00010579 | 0.00016431 | 0.00012401 | 0.00038214 | 4.5343e-05 | 0.00014082 | 0.00043689 | 0.00011812 | 0.00049926 | 0.00012548 | 0.00012831 | 0.00021292
0.00016753 | 0.00024024 | 0.00028469 | 0.00033796 | 4.5235e-05 | 0.00011329 | 0.00014188 | 0.00015441 | 5.2348e-05 | 0.00038046 | 9.9853e-07 | 0.00015055 | 0.00025688 | 0.00012058 | 0.00036585 | 0.00010517 | 0.0001355 | 0.00017082
0.00016151 | 0.00040605 | 0.00019318 | 0.00030542 | 4.5235e-05 | 0.00011287 | 0.00014325 | 0.00014009 | 4.2643e-05 | 0.0002541 | 0.00012605 | 0.00013807 | 0.0002083 | 0.00010047 | 0.00022625 | 8.8451e-05 | 0.00015571 | 0.00011606
9.1665e-05 | 0.00017574 | 0.00018193 | 0.00030681 | 4.5957e-05 | 9.6528e-05 | 0.00015519 | 0.00014787 | 5.7905e-05 | 8.1585e-05 | 0.00013195 | 0.00015471 | 0.0001695 | 7.9309e-05 | 0.00012179 | 4.3233e-05 | 0.00014412 | 4.6619e-05
8.8202e-05 | 7.7833e-05 | 0.00012039 | 0.00018319 | 4.6023e-05 | 4.6237e-05 | 0.00012304 | 0.00013203 | 3.5126e-05 | 8.0597e-05 | 0.00012315 | 0.00013358 | 4.7157e-05 | 5.8133e-05 | 2.6825e-05 | 4.3063e-05 | 0.00012197 | 5.6162e-05
7.1132e-05 | 7.8491e-05 | 0.00010454 | 0.00013913 | 4.5235e-05 | 8.8941e-05 | 0.00015765 | 0.000135 | 1.5783e-05 | 8.8147e-05 | 1.3314e-06 | 0.00012932 | 3.2641e-05 | 1.4276e-05 | 2.7599e-05 | 0.00013316 | 6.3354e-05 | 3.26e-05
5.7061e-05 | 3.2737e-05 | 9.1065e-05 | 0.0001121 | 4.599e-05 | 3.8692e-05 | 8.0013e-05 | 0.00013948 | 1.5162e-05 | 6.5271e-05 | 1.3647e-06 | 0.00012448 | 7.2781e-05 | 2.9865e-06 | 6.3203e-06 | 8.3598e-05 | 7.0233e-05 | 2.1056e-05
6.5395e-05 | 1.8342e-05 | 4.0949e-05 | 6.5391e-05 | 4.6745e-05 | 7.2108e-05 | 2.7768e-05 | 0.00013338 | 1.5206e-05 | 6.4899e-05 | 1.3314e-06 | 0.00012119 | 4.4042e-05 | 4.4643e-06 | 1.3254e-05 | 1.4013e-05 | 5.3707e-05 | 2.7972e-06
5.1728e-05 | 2.2807e-05 | 7.1849e-05 | 4.3412e-05 | 4.4513e-05 | 2.0683e-05 | 7.7187e-06 | 0.00012722 | 1.5225e-05 | 6.3499e-05 | 1.0651e-06 | 0.00011682 | 7.7458e-06 | 2.9865e-06 | 5.6465e-06 | 1.2732e-05 | 3.3077e-05 | 6.2333e-07
5.0239e-05 | 1.383e-05 | 3.4221e-05 | 2.8982e-05 | 4.6745e-05 | 1.9955e-05 | 8.2497e-06 | 0.00012727 | 1.5146e-05 | 5.6394e-05 | 9.9853e-07 | 0.00011475 | 5.6285e-05 | 2.729e-06 | 5.4004e-06 | 1.2059e-05 | 3.598e-05 | 3.74e-07
6.2417e-05 | 1.3996e-05 | 3.3268e-05 | 2.7327e-05 | 4.6023e-05 | 2.0115e-05 | 1.5767e-05 | 0.00011864 | 1.5199e-05 | 5.4209e-05 | 1.0651e-06 | 0.00010895 | 2.6322e-06 | 2.729e-06 | 6.4578e-06 | 1.2384e-05 | 4.6476e-05 | 3.1167e-07
5.0217e-05 | 1.4034e-05 | 2.3509e-05 | 2.4404e-05 | 4.599e-05 | 1.9951e-05 | 1.9346e-05 | 0.00012036 | 1.5219e-05 | 5.6143e-05 | 9.9853e-07 | 0.00011074 | 2.441e-06 | 2.832e-06 | 4.3377e-05 | 1.2466e-05 | 4.0704e-05 | 2.4933e-07
5.0813e-05 | 1.3993e-05 | 2.3479e-05 | 1.7945e-05 | 4.5235e-05 | 2.0026e-05 | 1.2486e-05 | 0.00012142 | 1.5097e-05 | 7.2602e-05 | 9.9853e-07 | 0.00011038 | 1.0359e-05 | 2.729e-06 | 4.8383e-05 | 1.5326e-05 | 0.00010847 | 5.61e-07
4.9728e-05 | 1.4185e-05 | 3.481e-05 | 1.5115e-05 | 4.6023e-05 | 2.0232e-05 | 4.6648e-05 | 0.00011815 | 1.5137e-05 | 8.6246e-05 | 1.0651e-06 | 0.0001138 | 4.3933e-05 | 2.729e-06 | 5.1772e-05 | 0.0001379 | 0.0002172 | 3.927e-05
0.00014606 | 1.9829e-05 | 3.4949e-05 | 1.3794e-05 | 4.4513e-05 | 2.0325e-05 | 8.3973e-05 | 0.00012452 | 1.5226e-05 | 9.2137e-05 | 1.0046e-06 | 0.0001135 | 9.9163e-05 | 3.4499e-06 | 7.1783e-05 | 8.5094e-05 | 0.00019331 | 2.8849e-05
6.4269e-05 | 2.0506e-05 | 4.6535e-05 | 1.6249e-05 | 4.6745e-05 | 0.0001913 | 0.00011907 | 0.00011642 | 1.2629e-05 | 0.00011259 | 5.8671e-05 | 0.00011138 | 8.8044e-05 | 0.00011158 | 8.7155e-05 | 4.6596e-05 | 0.00014428 | 0.00016281
5.4307e-05 | 2.1318e-05 | 4.6413e-05 | 1.6771e-05 | 4.6712e-05 | 0.00011181 | 0.0001191 | 0.00011989 | 1.2473e-05 | 0.00010942 | 0.00016826 | 0.00010847 | 8.8931e-05 | 2.4676e-05 | 9.4347e-05 | 3.5123e-05 | 0.00011883 | 0.00012858
5.1302e-05 | 2.2799e-05 | 2.9302e-05 | 2.5999e-05 | 4.5235e-05 | 0.00025706 | 0.00015943 | 0.00012162 | 1.4441e-05 | 7.7207e-05 | 0.00033273 | 0.00010918 | 0.00011626 | 2.6775e-06 | 0.00012422 | 3.6036e-05 | 0.00011024 | 9.1755e-05
7.5661e-05 | 3.311e-05 | 4.81e-05 | 5.0992e-05 | 4.5268e-05 | 2.7292e-05 | 0.00015529 | 0.00012303 | 1.681e-05 | 0.00011265 | 0.00033302 | 0.00011357 | 9.6395e-05 | 2.832e-06 | 0.00026297 | 2.9982e-05 | 7.7761e-05 | 0.00010814
7.215e-05 | 3.7562e-05 | 3.6626e-05 | 3.391e-05 | 4.5485e-05 | 2.0032e-05 | 0.0001219 | 0.00012934 | 1.254e-05 | 0.00012163 | 0.00023104 | 0.00012185 | 0.00014129 | 2.6775e-06 | 0.00014979 | 2.3323e-05 | 5.4579e-05 | 2.5494e-05
7.3491e-05 | 4.7419e-05 | 4.76e-05 | 4.5425e-05 | 4.5957e-05 | 0.0001209 | 7.436e-05 | 0.00013575 | 1.7138e-05 | 0.00011107 | 0.00023011 | 0.00012495 | 5.7612e-05 | 0.00042875 | 7.9932e-05 | 4.5423e-05 | 8.1256e-05 | 8.1033e-07
8.4417e-05 | 5.0664e-05 | 4.4583e-05 | 5.3409e-05 | 4.4513e-05 | 8.081e-05 | 4.5827e-05 | 0.00013763 | 1.7845e-05 | 5.8506e-05 | 0.00023063 | 0.00012724 | 8.451e-05 | 0.0002061 | 9.1282e-05 | 7.0136e-05 | 8.0924e-05 | 2.9234e-05
9.3705e-05 | 5.2939e-05 | 4.563e-05 | 5.3495e-05 | 0.00013987 | 8.0439e-05 | 9.872e-05 | 0.00013813 | 1.2111e-05 | 5.9817e-05 | 0.00023097 | 0.00012921 | 9.743e-05 | 0.00018784 | 0.00015625 | 7.8774e-05 | 7.9324e-05 | 2.7302e-05
9.462e-05 | 8.5517e-05 | 6.2081e-05 | 5.1619e-05 | 0.0004968 | 0.00047709 | 0.00010724 | 0.00014275 | 4.3342e-05 | 5.8967e-05 | 0.00023975 | 0.00012867 | 0.0002349 | 5.3443e-05 | 0.00025853 | 0.00015694 | 0.00013075 | 6.5104e-06
0.00012419 | 0.00010634 | 0.00015017 | 0.00011613 | 0.00011844 | 0.0002006 | 0.00011506 | 0.00013064 | 1.7934e-05 | 9.6231e-05 | 7.9559e-05 | 0.00013195 | 0.00047063 | 0.000121 | 0.00045462 | 0.00016374 | 0.00014901 | 4.6328e-05
9.5837e-05 | 8.9715e-05 | 9.9117e-05 | 9.5309e-05 | 0.00017888 | 0.00010851 | 0.00013803 | 0.00013583 | 2.0622e-05 | 0.00014079 | 1.0318e-06 | 0.00013214 | 0.00046208 | 7.1202e-05 | 0.00041193 | 0.00019661 | 0.00018361 | 4.1265e-05
0.00010709 | 7.3038e-05 | 5.7165e-05 | 6.0462e-05 | 0.00010718 | 0.00010391 | 0.00011584 | 0.0001314 | 2.4132e-05 | 0.00010953 | 0.00012645 | 0.00013411 | 0.00022751 | 8.0287e-05 | 0.00022526 | 8.6037e-05 | 0.00016792 | 0.00019449
9.4448e-05 | 7.2669e-05 | 3.4719e-05 | 8.8674e-05 | 4.5957e-05 | 1.9867e-05 | 0.0001949 | 0.00013592 | 2.1714e-05 | 0.00011891 | 0.00013169 | 0.00013066 | 0.00014204 | 8.0699e-05 | 6.8676e-05 | 7.3189e-05 | 0.00021912 | 0.00013258
8.0465e-05 | 4.1659e-05 | 4.214e-05 | 6.4449e-05 | 4.6745e-05 | 2.0214e-05 | 0.00018085 | 0.00012819 | 2.1104e-05 | 8.7897e-05 | 0.00012273 | 0.00013154 | 6.8621e-05 | 6.5342e-05 | 6.8095e-05 | 7.1529e-05 | 0.00012224 | 0.00011498
6.4906e-05 | 2.3649e-05 | 6.33e-05 | 4.0719e-05 | 4.5235e-05 | 1.9738e-05 | 9.7871e-05 | 0.00013441 | 1.5426e-05 | 5.8894e-05 | 1.0318e-06 | 0.00012462 | 5.5921e-05 | 1.2371e-05 | 3.8197e-05 | 2.5764e-05 | 7.1958e-05 | 1.8451e-05
5.1069e-05 | 1.3877e-05 | 2.1935e-05 | 3.3828e-05 | 4.6023e-05 | 1.9752e-05 | 4.9532e-05 | 0.0001239 | 1.5242e-05 | 5.0851e-05 | 9.9853e-07 | 0.00011536 | 4.8436e-05 | 2.832e-06 | 2.7163e-05 | 1.7695e-05 | 6.2183e-05 | 1.8451e-05
5.8003e-05 | 1.4053e-05 | 2.8295e-05 | 4.0326e-05 | 4.6745e-05 | 5.8565e-05 | 4.9038e-05 | 0.00012283 | 1.5106e-05 | 5.3489e-05 | 9.9853e-07 | 0.00011399 | 1.8422e-05 | 4.4643e-06 | 6.6146e-06 | 1.4055e-05 | 4.1143e-05 | 1.87e-07
5.1302e-05 | 1.428e-05 | 2.8755e-05 | 2.3568e-05 | 4.5268e-05 | 2.0084e-05 | 2.6894e-05 | 0.00011919 | 1.5205e-05 | 7.0935e-05 | 1.0318e-06 | 0.00011301 | 1.0675e-05 | 2.935e-06 | 5.6525e-06 | 1.2732e-05 | 2.1847e-05 | 2.4933e-07
4.8728e-05 | 1.3939e-05 | 2.2513e-05 | 2.3859e-05 | 4.5235e-05 | 1.9822e-05 | 6.6803e-06 | 0.00012242 | 1.5253e-05 | 7.944e-05 | 1.0651e-06 | 0.00010839 | 4.4284e-05 | 8.4445e-06 | 5.5947e-06 | 1.208e-05 | 2.6603e-05 | 1.87e-07
5.0728e-05 | 1.3915e-05 | 2.2751e-05 | 1.8718e-05 | 4.6023e-05 | 2.0314e-05 | 2.0171e-06 | 0.00012047 | 1.5159e-05 | 5.3092e-05 | 1.0651e-06 | 0.00010708 | 9.4812e-06 | 2.729e-06 | 5.8423e-06 | 1.2604e-05 | 3.6572e-05 | 7.48e-07
5.1069e-05 | 3.3662e-05 | 2.2382e-05 | 1.5159e-05 | 4.5268e-05 | 0.00020121 | 1.2503e-05 | 0.0001265 | 1.5241e-05 | 4.9621e-05 | 1.0651e-06 | 0.00010553 | 6.1469e-06 | 2.832e-06 | 2.1509e-05 | 1.2725e-05 | 3.7907e-05 | 3.74e-07
4.9728e-05 | 1.4008e-05 | 2.2718e-05 | 1.7509e-05 | 4.599e-05 | 2.0302e-05 | 1.6533e-05 | 0.00011409 | 1.5044e-05 | 5.3918e-05 | 9.3196e-07 | 0.00010572 | 1.4186e-05 | 2.8835e-06 | 9.3152e-05 | 1.6251e-05 | 0.0001038 | 3.1167e-07
4.9728e-05 | 1.3996e-05 | 2.4939e-05 | 1.8651e-05 | 4.599e-05 | 2.0155e-05 | 5.093e-05 | 0.00011049 | 1.2903e-05 | 8.8366e-05 | 1.0651e-06 | 0.00010986 | 4.6143e-05 | 2.729e-06 | 4.3071e-05 | 0.00014825 | 0.00021268 | 7.48e-07
6.1139e-05 | 1.4632e-05 | 2.5243e-05 | 1.3058e-05 | 4.3791e-05 | 2.0084e-05 | 7.7349e-05 | 0.00011575 | 9.0258e-06 | 0.0001272 | 1.0379e-06 | 0.00010776 | 7.822e-05 | 8.496e-06 | 7.7238e-05 | 0.00014669 | 0.00023617 | 3.103e-05
8.5651e-05 | 2.295e-05 | 2.7629e-05 | 1.5551e-05 | 4.7467e-05 | 1.9875e-05 | 0.00013362 | 0.00011519 | 9.2012e-06 | 9.9274e-05 | 2.8201e-06 | 0.0001145 | 8.0457e-05 | 0.00011328 | 0.00012819 | 4.442e-05 | 0.00016438 | 0.0001202
5.0728e-05 | 2.1312e-05 | 3.8744e-05 | 2.1113e-05 | 4.599e-05 | 2.0173e-05 | 0.0001746 | 0.00011773 | 9.2e-06 | 0.00010964 | 8.8708e-05 | 0.00011194 | 8.8354e-05 | 2.4367e-05 | 6.7874e-05 | 3.5292e-05 | 0.00013934 | 0.00010127
7.3834e-05 | 2.0187e-05 | 4.5711e-05 | 4.3753e-05 | 4.5235e-05 | 2.0114e-05 | 0.00010952 | 0.00011625 | 1.6574e-05 | 4.8893e-05 | 0.00032551 | 0.00012054 | 7.6991e-05 | 2.832e-06 | 8.723e-05 | 2.7034e-05 | 0.00011739 | 0.00010508
7.258e-05 | 2.0197e-05 | 5.2289e-05 | 4.3111e-05 | 4.4513e-05 | 1.9973e-05 | 0.00016437 | 0.00012688 | 1.2249e-05 | 0.00010632 | 0.00033252 | 0.00012174 | 0.00010734 | 2.9865e-06 | 0.00016758 | 3.3724e-05 | 7.1914e-05 | 0.00012622
6.9324e-05 | 2.6066e-05 | 4.1316e-05 | 4.1308e-05 | 4.5957e-05 | 0.00015105 | 0.00015616 | 0.00013419 | 1.2443e-05 | 5.8174e-05 | 0.00033066 | 0.00013298 | 0.0001327 | 2.6775e-06 | 0.00011363 | 3.1577e-05 | 7.006e-05 | 9.648e-05
7.6595e-05 | 2.4441e-05 | 6.0848e-05 | 4.2368e-05 | 4.5235e-05 | 0.0005044 | 7.5813e-05 | 0.00014019 | 1.3885e-05 | 8.6246e-05 | 0.00030067 | 0.0001385 | 0.00012571 | 0.0004133 | 5.7846e-05 | 2.282e-05 | 6.8111e-05 | 1.2189e-05
8.4883e-05 | 3.8829e-05 | 6.614e-05 | 4.6201e-05 | 0.00033992 | 0.00080472 | 0.00011262 | 0.00013826 | 1.5136e-05 | 5.1118e-05 | 0.00025995 | 0.00013131 | 4.7548e-05 | 0.00020633 | 1.9979e-05 | 4.4186e-05 | 5.6338e-05 | 9.35e-07
8.0994e-05 | 5.62e-05 | 8.5727e-05 | 4.7689e-05 | 0.00071821 | 0.00084008 | 0.00011737 | 0.00013531 | 2.8212e-05 | 9.2007e-05 | 0.00026043 | 0.00013109 | 0.00013432 | 0.00018737 | 5.6186e-05 | 8.2546e-05 | 3.6891e-05 | 5.0041e-05
9.2602e-05 | 8.254e-05 | 9.4137e-05 | 6.4426e-05 | 0.00059407 | 0.00067076 | 0.00010879 | 0.00014739 | 5.7768e-05 | 0.00017013 | 0.00021978 | 0.00013354 | 0.00021946 | 0.00010843 | 0.00012239 | 0.00013993 | 8.7164e-05 | 6.8504e-05
0.00019961 | 0.00010202 | 7.7053e-05 | 6.8037e-05 | 0.00029584 | 0.00064926 | 9.8033e-05 | 0.00014043 | 6.7493e-05 | 0.00012184 | 4.5443e-05 | 0.00013386 | 0.00034483 | 6.1017e-05 | 0.00031496 | 0.00017072 | 9.2066e-05 | 2.3712e-05
0.00019486 | 0.00010974 | 9.435e-05 | 4.6459e-05 | 4.6745e-05 | 4.7215e-05 | 0.0001319 | 0.00014195 | 2.9438e-05 | 0.00010816 | 0.00010825 | 0.00013491 | 0.00039871 | 6.4971e-05 | 0.0004157 | 0.00020848 | 0.00010924 | 3.5031e-05
0.00030448 | 8.8357e-05 | 7.0738e-05 | 3.9873e-05 | 4.5957e-05 | 6.8607e-05 | 0.00011348 | 0.00013781 | 2.0328e-05 | 0.00064851 | 0.0001318 | 0.00013573 | 0.00023414 | 7.0144e-05 | 0.00021754 | 0.00016917 | 0.00016695 | 0.00014281
8.6371e-05 | 6.9332e-05 | 4.7748e-05 | 7.8892e-05 | 4.5268e-05 | 0.00015128 | 0.00017165 | 0.00013729 | 1.914e-05 | 0.0002393 | 0.00013214 | 0.00013177 | 0.00015023 | 7.3954e-05 | 0.00014678 | 0.00012551 | 0.00014516 | 6.6348e-05
6.4713e-05 | 5.4159e-05 | 5.4127e-05 | 5.528e-05 | 4.599e-05 | 4.5668e-05 | 0.00010954 | 0.00012835 | 1.68e-05 | 6.6274e-05 | 0.00012333 | 0.00013326 | 4.3618e-05 | 6.7814e-05 | 5.2445e-05 | 6.3015e-05 | 0.00013675 | 7.2036e-05
5.1135e-05 | 4.4448e-05 | 6.7798e-05 | 2.8704e-05 | 4.599e-05 | 7.2529e-05 | 9.4697e-05 | 0.00012558 | 1.5266e-05 | 5.607e-05 | 1.2315e-06 | 0.00012387 | 2.9937e-05 | 1.2474e-05 | 1.3841e-05 | 3.2521e-05 | 9.3599e-05 | 8.7865e-05
5.1728e-05 | 6.1479e-05 | 4.8574e-05 | 1.9316e-05 | 4.6745e-05 | 4.3472e-05 | 6.0263e-05 | 0.00012472 | 1.5269e-05 | 5.4152e-05 | 1.3314e-06 | 0.00011739 | 2.0847e-05 | 2.729e-06 | 8.5589e-06 | 1.6928e-05 | 9.8572e-05 | 1.5833e-05
6.1054e-05 | 3.857e-05 | 2.9675e-05 | 2.2995e-05 | 4.599e-05 | 1.9973e-05 | 1.4182e-05 | 0.00012365 | 1.5419e-05 | 7.3646e-05 | 1.3314e-06 | 0.00011202 | 8.2129e-06 | 4.5158e-06 | 9.6814e-06 | 1.3401e-05 | 5.1174e-05 | 2.6102e-06
5.0558e-05 | 3.2429e-05 | 2.3989e-05 | 1.7035e-05 | 4.5268e-05 | 4.0036e-05 | 2.5958e-06 | 0.00012072 | 1.5196e-05 | 7.5071e-05 | 1.3314e-06 | 0.0001125 | 7.4081e-06 | 2.935e-06 | 7.7748e-06 | 1.1632e-05 | 3.5965e-05 | 6.8567e-07
4.975e-05 | 3.2083e-05 | 2.1696e-05 | 1.3216e-05 | 4.6745e-05 | 1.9604e-05 | 1.9364e-06 | 0.00011994 | 1.5402e-05 | 4.5381e-05 | 1.3647e-06 | 0.00011292 | 1.5289e-05 | 2.8835e-06 | 5.6127e-06 | 1.1489e-05 | 3.3773e-05 | 3.1167e-07
5.1325e-05 | 3.1898e-05 | 2.2081e-05 | 1.194e-05 | 4.6023e-05 | 2.0185e-05 | 1.691e-06 | 0.00011264 | 1.5203e-05 | 5.1353e-05 | 1.1317e-06 | 0.00010489 | 6.3563e-06 | 2.935e-06 | 6.8412e-06 | 1.1741e-05 | 2.8282e-05 | 3.74e-07
5.1217e-05 | 3.1741e-05 | 2.1289e-05 | 1.1865e-05 | 4.6023e-05 | 1.9911e-05 | 7.0907e-06 | 0.00011619 | 1.5319e-05 | 4.653e-05 | 9.9853e-07 | 0.00010565 | 8.415e-06 | 2.8835e-06 | 1.1215e-05 | 1.1854e-05 | 4.556e-05 | 8.7267e-07
5.0239e-05 | 3.1895e-05 | 2.2238e-05 | 1.1869e-05 | 4.5235e-05 | 2.0225e-05 | 1.6695e-05 | 0.00011124 | 1.5133e-05 | 4.2354e-05 | 1.0651e-06 | 0.00010455 | 1.3963e-05 | 8.9079e-06 | 6.5511e-05 | 1.4681e-05 | 0.00011839 | 5.61e-07
5.0728e-05 | 3.1903e-05 | 2.4426e-05 | 1.2104e-05 | 4.5268e-05 | 2.032e-05 | 8.5717e-05 | 0.00011209 | 1.2939e-05 | 8.4991e-05 | 9.6524e-07 | 0.00010576 | 7.6876e-05 | 2.832e-06 | 3.7871e-05 | 0.00011951 | 0.00019808 | 8.8815e-05
0.00013754 | 3.5013e-05 | 2.5491e-05 | 1.2197e-05 | 4.6745e-05 | 6.8466e-05 | 0.00014858 | 0.00011433 | 9.2192e-06 | 0.00015266 | 2.9296e-05 | 0.00010938 | 0.00011729 | 2.832e-06 | 9.2383e-05 | 4.4453e-05 | 0.00021143 | 0.00020662
6.5705e-05 | 2.212e-05 | 2.7077e-05 | 1.6245e-05 | 4.6023e-05 | 4.3431e-05 | 0.00010331 | 0.00011488 | 9.3477e-06 | 8.169e-05 | 8.3102e-05 | 0.00010502 | 4.6821e-05 | 0.00011168 | 7.2422e-05 | 4.681e-05 | 0.00016016 | 8.7351e-05
0.0001041 | 1.8526e-05 | 2.7422e-05 | 1.3163e-05 | 4.5202e-05 | 1.9955e-05 | 0.0001315 | 0.0001203 | 9.218e-06 | 0.00013307 | 0.00016822 | 0.00010758 | 6.9396e-05 | 9.1911e-05 | 0.00013799 | 2.6329e-05 | 0.00014577 | 0.00011609
5.0751e-05 | 1.4389e-05 | 2.6366e-05 | 1.1848e-05 | 4.599e-05 | 2.0114e-05 | 0.00017239 | 0.00011608 | 9.2637e-06 | 4.8407e-05 | 0.00032851 | 0.00010647 | 8.0219e-05 | 2.7805e-06 | 0.00010254 | 2.9965e-05 | 0.00010874 | 9.7877e-05
5.0195e-05 | 1.4636e-05 | 4.4086e-05 | 2.2776e-05 | 4.5235e-05 | 7.0874e-05 | 0.00011368 | 0.00012684 | 9.1433e-06 | 6.9738e-05 | 0.00033791 | 0.00011092 | 0.00011292 | 2.8835e-06 | 7.5682e-05 | 3.1884e-05 | 9.6459e-05 | 0.00014004
5.5279e-05 | 2.2013e-05 | 3.641e-05 | 3.1841e-05 | 4.5268e-05 | 1.9756e-05 | 0.00011303 | 0.00013164 | 9.2974e-06 | 7.2716e-05 | 0.00030503 | 0.00012245 | 0.00010057 | 5.458e-06 | 0.00014706 | 2.6986e-05 | 6.1935e-05 | 0.00011701
8.533e-05 | 4.576e-05 | 3.7766e-05 | 2.8473e-05 | 4.5235e-05 | 0.00033055 | 7.7494e-05 | 0.00014307 | 1.2169e-05 | 7.4043e-05 | 0.00025028 | 0.00012696 | 0.00013868 | 0.00042833 | 0.00012169 | 5.6403e-05 | 7.6146e-05 | 0.00015373
7.7607e-05 | 7.2262e-05 | 5.0336e-05 | 4.4871e-05 | 4.5957e-05 | 0.00037991 | 7.8462e-05 | 0.00014329 | 6.0423e-05 | 0.00037241 | 0.00025062 | 0.00012927 | 6.9832e-05 | 0.00020608 | 7.4755e-05 | 1.8695e-05 | 8.4287e-05 | 0.00010625
5.3757e-05 | 8.1034e-05 | 7.8921e-05 | 9.1186e-05 | 0.0004416 | 0.00081345 | 7.8987e-05 | 0.00015349 | 7.04e-05 | 0.0002066 | 0.00024606 | 0.00013429 | 0.00012569 | 0.00018699 | 3.7735e-05 | 2.5319e-05 | 8.0995e-05 | 8.1033e-07
5.0513e-05 | 9.1108e-05 | 0.00013935 | 0.00014925 | 0.00094191 | 0.00093068 | 7.1895e-05 | 0.00015213 | 6.8533e-05 | 7.8485e-05 | 0.0002007 | 0.00013316 | 0.00018811 | 8.7839e-05 | 0.00010835 | 7.5689e-05 | 7.5801e-05 | 6.822e-06
0.00011962 | 8.416e-05 | 0.00023696 | 8.9121e-05 | 0.00079984 | 0.00075332 | 0.00011109 | 0.00015275 | 6.2667e-05 | 0.00010323 | 4.8272e-05 | 0.0001345 | 0.00030789 | 7.8833e-05 | 0.00036454 | 0.00031408 | 0.00011343 | 0.0001987
8.042e-05 | 9.0189e-05 | 0.00017597 | 4.4666e-05 | 0.00029151 | 0.0003073 | 0.00012366 | 0.00015317 | 1.9193e-05 | 0.0001971 | 1.0318e-06 | 0.00013195 | 0.00036087 | 6.9091e-05 | 0.00018805 | 0.00032058 | 0.00013867 | 6.5617e-05
5.0024e-05 | 7.1573e-05 | 0.00012526 | 2.2164e-05 | 4.5235e-05 | 6.1987e-05 | 0.0001306 | 0.00014012 | 1.7025e-05 | 0.00016151 | 0.00012852 | 0.00013194 | 0.00028784 | 7.1379e-05 | 0.00015788 | 0.00020456 | 0.00016391 | 6.4079e-05
7.9976e-05 | 6e-05 | 9.1853e-05 | 2.5481e-05 | 4.599e-05 | 0.00034863 | 0.00017655 | 0.00013794 | 1.5482e-05 | 6.1775e-05 | 0.00013219 | 0.00013336 | 0.00010526 | 0.00015289 | 0.00013325 | 0.00016122 | 0.00014153 | 6.0152e-05
0.00010108 | 4.7528e-05 | 9.5798e-05 | 1.709e-05 | 4.6745e-05 | 2.4013e-05 | 0.00012778 | 0.00013924 | 1.5371e-05 | 6.1492e-05 | 0.00012338 | 0.00012779 | 0.00010982 | 0.00011627 | 4.9207e-05 | 7.6324e-05 | 8.8396e-05 | 7.8753e-05
0.00021302 | 3.3571e-05 | 0.00012868 | 2.5094e-05 | 4.3791e-05 | 2.0124e-05 | 6.4368e-05 | 0.00013085 | 1.5391e-05 | 6.7504e-05 | 1.0318e-06 | 0.00012717 | 5.7509e-05 | 1.2371e-05 | 2.5013e-05 | 3.9787e-05 | 5.8649e-05 | 8.7915e-05
0.00015089 | 2.6658e-05 | 5.599e-05 | 2.1032e-05 | 4.6745e-05 | 5.0657e-05 | 1.8648e-05 | 0.00013273 | 1.5425e-05 | 5.8075e-05 | 1.0318e-06 | 0.00012019 | 1.8273e-05 | 2.832e-06 | 4.7771e-05 | 1.9236e-05 | 6.5424e-05 | 6.0214e-05
5.1288e-05 | 1.9752e-05 | 2.831e-05 | 2.031e-05 | 4.4613e-05 | 2.2415e-05 | 1.8133e-05 | 0.00012138 | 1.6808e-05 | 5.3667e-05 | 9.9853e-07 | 0.00011517 | 5.2717e-06 | 1.5859e-06 | 1.7286e-05 | 3.4522e-06 | 4.6069e-05 | 1.6547e-05
5.1826e-05 | 1.46e-05 | 2.6237e-05 | 1.691e-05 | 4.5516e-05 | 2.2654e-05 | 2.3978e-05 | 0.00012137 | 1.6764e-05 | 6.0764e-05 | 9.9853e-07 | 0.00010942 | 9.8505e-06 | 1.6426e-06 | 1.2272e-05 | 3.4901e-06 | 3.8858e-05 | 8.5e-07
5.2702e-05 | 1.425e-05 | 2.0393e-05 | 1.5586e-05 | 4.4666e-05 | 2.2758e-05 | 8.5412e-06 | 0.00011829 | 1.6902e-05 | 5.3173e-05 | 1.0651e-06 | 0.00010759 | 6.027e-06 | 1.416e-06 | 1.318e-05 | 3.5425e-06 | 3.2045e-05 | 2.8333e-07
5.2839e-05 | 1.3918e-05 | 2.0664e-05 | 1.1521e-05 | 4.5516e-05 | 2.2305e-05 | 4.4471e-06 | 0.00012017 | 1.6742e-05 | 9.1546e-05 | 9.9853e-07 | 0.00010229 | 5.8325e-06 | 1.5859e-06 | 1.3641e-05 | 3.5329e-06 | 1.9639e-05 | 2.8333e-07
5.1795e-05 | 1.4065e-05 | 2.1152e-05 | 1.1281e-05 | 4.4613e-05 | 2.2791e-05 | 2.4874e-06 | 0.00011202 | 1.6855e-05 | 6.8265e-05 | 1.0318e-06 | 0.00010374 | 2.2265e-05 | 2.7754e-06 | 2.2717e-05 | 3.2624e-06 | 4.7414e-05 | 4.9583e-07
5.1911e-05 | 1.4443e-05 | 2.0676e-05 | 1.1545e-05 | 4.3763e-05 | 2.2642e-05 | 2.23e-05 | 0.00010811 | 1.6938e-05 | 6.8443e-05 | 1.0651e-06 | 0.0001036 | 1.2806e-05 | 2.2656e-06 | 3.4795e-05 | 3.5511e-06 | 4.8134e-05 | 1.4167e-07
7.2981e-05 | 1.4408e-05 | 2.3899e-05 | 1.1467e-05 | 4.4613e-05 | 2.2272e-05 | 4.2693e-05 | 0.00010582 | 2.5893e-05 | 6.2495e-05 | 5.0432e-05 | 0.00010093 | 2.2133e-05 | 8.8925e-06 | 5.6712e-05 | 3.7509e-06 | 0.00011092 | 2.1958e-06
6.4093e-05 | 1.4526e-05 | 2.1471e-05 | 1.1498e-05 | 4.4666e-05 | 2.2333e-05 | 7.1499e-05 | 0.00011215 | 1.6623e-05 | 8.3681e-05 | 1.5606e-05 | 0.00010536 | 0.0002122 | 1.5293e-06 | 9.516e-05 | 1.1506e-05 | 0.00014758 | 1.6292e-06
5.1426e-05 | 1.445e-05 | 2.2252e-05 | 1.1294e-05 | 4.3763e-05 | 2.2478e-05 | 0.00017262 | 0.00010872 | 1.3843e-05 | 0.00018305 | 6.6482e-05 | 0.00010486 | 0.00025196 | 1.6426e-06 | 0.00017026 | 8.0832e-06 | 0.00016955 | 0.00015281
6.0606e-05 | 1.4526e-05 | 2.3636e-05 | 2.0575e-05 | 4.4666e-05 | 2.2109e-05 | 0.00024754 | 0.00011571 | 1.335e-05 | 0.00025204 | 0.00018329 | 0.00010981 | 0.00014393 | 1.4726e-06 | 0.00015507 | 9.2108e-06 | 0.00017489 | 0.00023871
0.00011393 | 1.3974e-05 | 2.3882e-05 | 2.2663e-05 | 4.4666e-05 | 0.00016751 | 0.00029822 | 0.00011815 | 1.3249e-05 | 9.8287e-05 | 0.0002778 | 0.00011479 | 9.8312e-05 | 1.4726e-06 | 0.00019649 | 3.4943e-05 | 0.00019104 | 0.00020788
5.1404e-05 | 1.3714e-05 | 4.2211e-05 | 2.855e-05 | 4.3816e-05 | 0.00015084 | 0.00027203 | 0.00013875 | 1.3511e-05 | 6.9932e-05 | 0.00030818 | 0.00011432 | 0.00016101 | 6.6269e-06 | 0.00028144 | 1.556e-05 | 0.0001622 | 6.6201e-05
5.1351e-05 | 4.0885e-05 | 5.2121e-05 | 3.2571e-05 | 0.00019545 | 2.245e-05 | 0.00021102 | 0.00012178 | 1.3277e-05 | 9.1766e-05 | 0.00031033 | 0.00013136 | 0.00017514 | 1.5293e-06 | 0.00020932 | 1.0491e-05 | 0.00011701 | 0.0001431
8.2833e-05 | 4.2966e-05 | 9.5707e-05 | 3.6535e-05 | 0.0010114 | 9.8965e-05 | 0.00018817 | 0.00014024 | 1.3335e-05 | 0.00014669 | 0.00030858 | 0.00012779 | 0.0001673 | 0.00035274 | 0.00010214 | 1.395e-05 | 6.6966e-05 | 5.0207e-05
5.2195e-05 | 8.1037e-05 | 0.00011506 | 3.5733e-05 | 0.0010222 | 0.00035845 | 0.0002016 | 0.00014282 | 1.6657e-05 | 6.6137e-05 | 0.00031182 | 0.00013021 | 6.5415e-05 | 6.4049e-05 | 9.0208e-05 | 2.8391e-05 | 5.8431e-05 | 0.00010717
5.8407e-05 | 9.4226e-05 | 0.00020566 | 5.8106e-05 | 0.001106 | 0.00036117 | 0.00022227 | 0.00013951 | 3.7119e-05 | 7.4536e-05 | 0.00032627 | 0.00013455 | 0.00014396 | 0.00013469 | 0.00011622 | 0.00020187 | 0.00012827 | 0.00015641
0.00025029 | 0.00011508 | 0.00027336 | 7.4145e-05 | 0.0014165 | 0.00022173 | 0.00022941 | 0.00015451 | 4.9035e-05 | 6.6752e-05 | 0.00029216 | 0.00014716 | 0.00016926 | 0.00010631 | 0.00025101 | 0.00035231 | 0.00014291 | 0.00013013
9.4189e-05 | 0.00014129 | 0.00032457 | 5.9075e-05 | 0.0010639 | 0.00059512 | 0.00019191 | 0.00014898 | 0.0001046 | 0.00020308 | 0.00015218 | 0.00015143 | 0.00031971 | 4.5765e-05 | 0.00035646 | 0.00017892 | 0.00013681 | 0.00013344
0.00013219 | 9.9905e-05 | 0.00022913 | 3.0414e-05 | 0.00082361 | 0.00072882 | 0.00011552 | 0.00014233 | 6.147e-05 | 0.00017405 | 1.9105e-05 | 0.00014626 | 0.00028927 | 4.7691e-05 | 0.00038172 | 0.00040356 | 0.00013045 | 0.00013383
0.0001624 | 9.7412e-05 | 0.00012706 | 3.8496e-05 | 4.3763e-05 | 0.00020633 | 0.00010218 | 0.0001306 | 1.6536e-05 | 0.00012346 | 0.00012979 | 0.00013457 | 0.00026619 | 3.8968e-05 | 0.00019907 | 0.00012047 | 0.00011309 | 0.00017028
0.00041614 | 8.2582e-05 | 9.8459e-05 | 3.3427e-05 | 4.3816e-05 | 8.835e-05 | 9.5326e-05 | 0.00013452 | 2.5395e-05 | 9.6312e-05 | 0.0001374 | 0.00012516 | 7.9946e-05 | 2.0957e-06 | 4.7433e-05 | 9.3857e-06 | 0.00016003 | 4.0658e-05
8.8894e-05 | 2.6307e-05 | 7.4744e-05 | 2.511e-05 | 4.4666e-05 | 3.9204e-05 | 0.00012607 | 0.00012886 | 1.6606e-05 | 0.00016366 | 0.00012585 | 0.00012762 | 2.1008e-05 | 0.00014741 | 5.6028e-05 | 3.7931e-05 | 0.00013835 | 6.46e-05
8.3967e-05 | 3.8412e-05 | 3.9611e-05 | 3.5386e-05 | 4.5516e-05 | 4.6864e-05 | 7.3686e-05 | 0.00012868 | 2.4722e-05 | 0.00012124 | 4.1605e-06 | 0.00012511 | 2.4796e-05 | 1.6426e-06 | 0.00010713 | 2.5944e-05 | 5.7874e-05 | 0.00010934
5.0813e-05 | 1.4057e-05 | 3.6342e-05 | 3.2614e-05 | 4.4666e-05 | 2.2758e-05 | 3.1657e-05 | 0.00012965 | 1.5325e-05 | 5.7964e-05 | 3.7278e-06 | 0.00012194 | 9.3697e-06 | 1.5859e-06 | 6.944e-05 | 3.3912e-06 | 5.5123e-05 | 7.8767e-05
5.1288e-05 | 1.4204e-05 | 2.751e-05 | 1.2985e-05 | 4.4613e-05 | 2.2452e-05 | 2.6617e-05 | 0.00012146 | 1.331e-05 | 6.557e-05 | 3.7611e-06 | 0.0001155 | 5.0154e-06 | 1.416e-06 | 1.9178e-05 | 3.4522e-06 | 3.3237e-05 | 3.3022e-05
5.2248e-05 | 1.4103e-05 | 2.5899e-05 | 1.278e-05 | 4.4613e-05 | 2.2522e-05 | 1.8997e-05 | 0.00011965 | 1.3411e-05 | 5.8182e-05 | 3.7611e-06 | 0.00010981 | 3.1124e-06 | 1.6426e-06 | 1.3426e-05 | 3.5132e-06 | 2.9442e-05 | 2.4933e-05
5.1826e-05 | 1.4124e-05 | 2.1094e-05 | 1.1357e-05 | 4.5516e-05 | 2.2544e-05 | 6.6502e-06 | 0.00011207 | 1.3508e-05 | 5.026e-05 | 3.7278e-06 | 0.00011041 | 4.5242e-06 | 1.5293e-06 | 2.2468e-05 | 3.505e-06 | 2.711e-05 | 7.3936e-05
5.1795e-05 | 1.3642e-05 | 2.5059e-05 | 1.141e-05 | 4.5516e-05 | 2.5045e-05 | 2.9352e-06 | 0.00011673 | 1.3418e-05 | 5.4241e-05 | 3.7278e-06 | 0.00011224 | 3.465e-06 | 1.6992e-06 | 1.8719e-05 | 3.5401e-06 | 2.5071e-05 | 3.5417e-07
5.2364e-05 | 1.4267e-05 | 2.0555e-05 | 1.1564e-05 | 4.3763e-05 | 2.2806e-05 | 5.6955e-06 | 0.00011215 | 1.0737e-05 | 5.5536e-05 | 3.7944e-06 | 0.0001049 | 4.1143e-06 | 1.416e-06 | 1.3508e-05 | 3.4901e-06 | 3.1525e-05 | 5.6667e-07
8.4095e-05 | 1.4295e-05 | 2.0826e-05 | 1.1441e-05 | 4.4613e-05 | 2.2469e-05 | 1.2421e-05 | 0.00011812 | 9.9403e-06 | 7.7207e-05 | 3.7278e-06 | 9.9382e-05 | 1.1816e-05 | 1.0139e-05 | 1.6635e-05 | 3.5511e-06 | 3.7307e-05 | 2.8333e-07
5.2333e-05 | 1.3985e-05 | 2.2539e-05 | 1.1473e-05 | 4.4613e-05 | 2.2654e-05 | 1.1885e-05 | 0.00010999 | 9.7984e-06 | 7.2659e-05 | 3.7278e-06 | 0.00010419 | 1.0346e-05 | 1.4726e-06 | 6.8239e-05 | 1.1468e-05 | 8.4917e-05 | 1.8417e-06
5.4328e-05 | 1.4103e-05 | 2.2066e-05 | 1.1355e-05 | 4.4666e-05 | 8.7609e-05 | 6.1069e-05 | 0.00011173 | 9.7996e-06 | 9.4338e-05 | 2.1734e-05 | 0.00010274 | 8.3174e-05 | 1.5293e-06 | 0.00016737 | 1.4347e-05 | 0.00011755 | 0.00012756
5.3684e-05 | 1.3872e-05 | 2.2765e-05 | 1.7573e-05 | 4.4666e-05 | 2.2854e-05 | 0.00010985 | 0.00010647 | 9.5713e-06 | 0.00013401 | 8.4409e-06 | 0.0001057 | 0.00012503 | 1.1045e-05 | 0.00028597 | 3.0209e-05 | 0.00017639 | 0.00021033
5.6095e-05 | 1.44e-05 | 2.1554e-05 | 2.4305e-05 | 4.2913e-05 | 2.2857e-05 | 0.0001676 | 0.00011455 | 9.6719e-06 | 0.00011865 | 0.00021343 | 0.00010995 | 0.00014748 | 2.7754e-06 | 0.00041256 | 1.9086e-05 | 0.00026733 | 0.00047744
5.132e-05 | 1.4435e-05 | 2.9634e-05 | 2.9013e-05 | 4.4666e-05 | 0.0002315 | 0.00019346 | 0.00012132 | 9.8796e-06 | 0.00010829 | 0.0002513 | 0.00011513 | 8.1879e-05 | 1.416e-06 | 0.00025508 | 0.00010961 | 0.00018254 | 0.00089419
0.00010428 | 2.0863e-05 | 3.0406e-05 | 5.1155e-05 | 0.00086519 | 0.00013076 | 0.00021492 | 0.00012757 | 9.7844e-06 | 0.00015458 | 0.0002941 | 0.00011464 | 0.00013394 | 1.5293e-06 | 0.00022551 | 0.00018938 | 0.00013897 | 0.0010157
8.7472e-05 | 3.105e-05 | 5.9801e-05 | 5.2418e-05 | 0.0009744 | 2.2321e-05 | 0.00023763 | 0.00012729 | 9.8968e-06 | 0.00010215 | 0.00031824 | 0.00013359 | 0.00016534 | 2.039e-06 | 0.00023548 | 3.8103e-05 | 0.00011779 | 0.00034506
5.1266e-05 | 5.4643e-05 | 8.5437e-05 | 5.7495e-05 | 0.001015 | 6.3509e-05 | 0.00024148 | 0.0001377 | 4.998e-05 | 8.4619e-05 | 0.00030905 | 0.00013405 | 8.4411e-05 | 0.00025158 | 9.0401e-05 | 9.9238e-05 | 0.00015159 | 7.7251e-05
6.2142e-05 | 0.0001484 | 0.00019448 | 0.00011731 | 0.0018598 | 0.00017846 | 0.00020458 | 0.00014135 | 6.4932e-05 | 6.6396e-05 | 0.00033373 | 0.00014035 | 0.00011463 | 0.00019033 | 3.3834e-05 | 6.7288e-05 | 0.00012485 | 8.4745e-05
0.00025363 | 0.00018407 | 0.00046409 | 0.00023724 | 0.0017452 | 0.00058566 | 0.00025166 | 0.00014283 | 0.00013311 | 0.00021003 | 0.00026854 | 0.00013497 | 0.00010398 | 0.00033716 | 0.00013229 | 0.00017506 | 5.6164e-05 | 0.00035514
0.00036168 | 0.00018446 | 0.0005203 | 0.00023279 | 0.0019537 | 0.00057665 | 0.00025231 | 0.00015235 | 7.1865e-05 | 0.00013502 | 0.00021056 | 0.00014742 | 0.00018984 | 0.00018244 | 0.00020953 | 0.00038418 | 0.00013677 | 0.00019257
0.00021594 | 0.00020441 | 0.00041232 | 0.00022032 | 0.00097169 | 0.0006506 | 0.00028108 | 0.00014235 | 8.6064e-05 | 8.7233e-05 | 0.00012716 | 0.00014424 | 0.0003111 | 0.00067492 | 0.00027496 | 0.00059211 | 0.00013617 | 8.0212e-05
0.00012712 | 0.0002275 | 0.00033758 | 0.00018701 | 0.00091754 | 6.275e-05 | 0.00020751 | 0.00014328 | 0.00013622 | 0.00020042 | 1.8826e-05 | 0.00014795 | 0.00040961 | 0.00060359 | 0.00027138 | 0.00014291 | 0.00013822 | 0.0001229
0.00014972 | 9.5043e-05 | 0.00026013 | 0.00014778 | 0.00049777 | 5.4322e-05 | 0.00020911 | 0.00013943 | 0.00010468 | 0.00011004 | 0.00013037 | 0.00014325 | 0.00024351 | 0.00023154 | 0.0001791 | 0.00013236 | 0.00014784 | 9.7396e-05
0.00017327 | 8.5044e-05 | 0.00024094 | 0.00010748 | 4.3763e-05 | 3.4503e-05 | 0.00018827 | 0.00014467 | 5.0275e-05 | 9.8942e-05 | 0.00013455 | 0.00013806 | 0.00015727 | 0.00039005 | 0.00010905 | 1.338e-05 | 0.00013443 | 0.00010227
0.00012666 | 8.7401e-05 | 0.00021226 | 6.2377e-05 | 4.5516e-05 | 0.0003156 | 0.00019232 | 0.00012735 | 4.6515e-05 | 0.00011929 | 0.00012579 | 0.00014256 | 5.2671e-05 | 0.0004282 | 4.3255e-05 | 8.8586e-06 | 9.2508e-05 | 0.00013016
6.9727e-05 | 0.00012732 | 0.0001195 | 9.3347e-05 | 4.4666e-05 | 5.0819e-05 | 0.00013531 | 0.0001319 | 2.7497e-05 | 6.481e-05 | 3.7278e-06 | 0.00013341 | 3.0959e-05 | 8.9718e-05 | 4.6983e-05 | 7.1085e-06 | 9.1666e-05 | 5.372e-05
6.8841e-05 | 3.9798e-05 | 8.0143e-05 | 5.1569e-05 | 4.5516e-05 | 2.2828e-05 | 4.2377e-05 | 0.00013151 | 2.7821e-05 | 5.8538e-05 | 3.7278e-06 | 0.00012324 | 1.3535e-05 | 1.6992e-06 | 2.9798e-05 | 6.3976e-06 | 6.6826e-05 | 0.00015294
9.0023e-05 | 3.4586e-05 | 5.7568e-05 | 2.8395e-05 | 4.4613e-05 | 2.2765e-05 | 3.1287e-05 | 0.00011922 | 2.0315e-05 | 6.8136e-05 | 3.8277e-06 | 0.00011798 | 1.2364e-05 | 1.5293e-06 | 1.3705e-05 | 3.4956e-06 | 3.7737e-05 | 5.1694e-05
0.00012711 | 1.4065e-05 | 5.3917e-05 | 2.1398e-05 | 4.5516e-05 | 2.3019e-05 | 8.5491e-06 | 0.00012152 | 1.3496e-05 | 7.1906e-05 | 3.6946e-06 | 0.00011568 | 3.6847e-05 | 1.6426e-06 | 2.6694e-05 | 3.4956e-06 | 3.3593e-05 | 2.125e-07
0.00011531 | 1.4178e-05 | 3.937e-05 | 1.474e-05 | 4.3711e-05 | 2.3629e-05 | 1.7347e-05 | 0.00011383 | 1.3448e-05 | 8.0986e-05 | 3.7278e-06 | 0.00011157 | 8.2188e-06 | 1.4726e-06 | 3.7357e-05 | 3.4671e-06 | 2.5588e-05 | 6.375e-07
8.6679e-05 | 1.4295e-05 | 2.3443e-05 | 1.4322e-05 | 4.4666e-05 | 2.3172e-05 | 8.325e-06 | 0.0001238 | 1.3455e-05 | 6.7075e-05 | 3.7278e-06 | 0.00010898 | 3.0784e-06 | 1.6426e-06 | 1.5138e-05 | 3.2854e-06 | 1.7208e-05 | 2.125e-07
0.00011529 | 1.4296e-05 | 2.1058e-05 | 1.1186e-05 | 4.5516e-05 | 2.2857e-05 | 1.6188e-06 | 0.00010912 | 1.2666e-05 | 5.7632e-05 | 3.7278e-06 | 0.00010858 | 3.5033e-06 | 1.5293e-06 | 1.3872e-05 | 3.5537e-06 | 5.0907e-05 | 7.7917e-07
6.4231e-05 | 1.4408e-05 | 2.1767e-05 | 1.2263e-05 | 4.3763e-05 | 2.3198e-05 | 6.6537e-06 | 0.00010734 | 9.7277e-06 | 8.6084e-05 | 3.8876e-06 | 0.00011102 | 2.5233e-05 | 1.5293e-06 | 6.8702e-05 | 6.0181e-06 | 0.0001193 | 5.6667e-07
0.00014059 | 1.3966e-05 | 2.2315e-05 | 1.1146e-05 | 4.4613e-05 | 2.3106e-05 | 7.5242e-05 | 0.00011997 | 9.6837e-06 | 0.00010627 | 5.3002e-05 | 0.00011347 | 4.0932e-05 | 1.0309e-05 | 6.3177e-05 | 3.5666e-06 | 0.00016573 | 1.2042e-06
0.00010913 | 1.4362e-05 | 2.1509e-05 | 1.1657e-05 | 4.3763e-05 | 2.3036e-05 | 0.00012536 | 0.00010495 | 9.7038e-06 | 0.00015432 | 9.5625e-06 | 0.00011131 | 7.7627e-05 | 2.7754e-06 | 0.00013798 | 5.7976e-06 | 0.00023487 | 1.4875e-06
0.00014085 | 1.9634e-05 | 2.3912e-05 | 1.0899e-05 | 4.4666e-05 | 2.4003e-05 | 0.00016531 | 0.00011538 | 9.8342e-06 | 0.00033733 | 3.2477e-05 | 0.00010663 | 6.7218e-05 | 1.416e-06 | 0.00010177 | 2.2974e-05 | 0.00015971 | 5.4612e-05
0.00014673 | 2.0346e-05 | 2.6312e-05 | 1.1544e-05 | 4.5516e-05 | 3.0412e-05 | 0.00018963 | 0.00011364 | 9.8144e-06 | 0.00047494 | 0.00017689 | 0.00010707 | 5.7047e-05 | 1.6426e-06 | 0.00012157 | 2.2072e-05 | 0.00017232 | 0.00018449
0.00017242 | 2.0448e-05 | 5.4988e-05 | 2.0346e-05 | 0.00055018 | 5.3417e-05 | 0.00018098 | 0.00011051 | 9.8186e-06 | 0.00047615 | 0.00020305 | 0.00010724 | 0.00010144 | 1.4726e-06 | 5.7824e-05 | 3.218e-05 | 9.5045e-05 | 0.00013572
0.00015776 | 2.1648e-05 | 2.4028e-05 | 4.1791e-05 | 0.00090936 | 0.0002119 | 0.00017943 | 0.00011773 | 9.9713e-06 | 0.00055715 | 0.00017529 | 0.00011161 | 4.6587e-05 | 1.5293e-06 | 8.4174e-05 | 2.8632e-05 | 5.8756e-05 | 1.3742e-05
8.9547e-05 | 3.145e-05 | 2.4114e-05 | 4.7686e-05 | 0.00089853 | 2.4342e-05 | 0.00013644 | 0.00012884 | 9.7103e-06 | 0.00033975 | 0.00017567 | 0.0001252 | 0.0001098 | 1.6992e-06 | 7.9341e-05 | 8.5861e-06 | 7.6316e-05 | 0.00024459
0.00011775 | 4.4487e-05 | 7.4151e-05 | 5.7455e-05 | 0.00087151 | 5.6985e-05 | 0.00011698 | 0.00013058 | 1.877e-05 | 8.0498e-05 | 0.00022519 | 0.00012102 | 0.00013173 | 0.0003427 | 4.068e-05 | 3.312e-05 | 8.9603e-05 | 1.8417e-06
9.1731e-05 | 4.593e-05 | 9.6196e-05 | 6.7156e-05 | 0.00085706 | 0.00043267 | 0.0001325 | 0.00012662 | 4.2165e-05 | 6.5696e-05 | 0.00022772 | 0.00012752 | 0.00012103 | 3.2036e-05 | 2.602e-05 | 2.3222e-05 | 0.00011075 | 1.1872e-05
9.1583e-05 | 8.8827e-05 | 8.6725e-05 | 7.2078e-05 | 0.00084161 | 0.0008388 | 0.00012343 | 0.00013581 | 8.512e-05 | 0.00034497 | 0.00022833 | 0.00012865 | 0.00011909 | 0.00011702 | 4.6303e-05 | 3.6326e-06 | 7.2628e-05 | 0.00011488
0.00011875 | 5.1054e-05 | 9.6371e-05 | 5.9559e-05 | 0.00069454 | 0.00065485 | 8.4521e-05 | 0.00014123 | 0.00011286 | 0.00025964 | 0.00021193 | 0.00013255 | 0.00022907 | 0.00012914 | 0.00019453 | 3.383e-06 | 7.0895e-05 | 6.9332e-05
9.2697e-05 | 4.5934e-05 | 0.00015478 | 5.7562e-05 | 4.5568e-05 | 0.00030288 | 0.00014196 | 0.00013977 | 8.7146e-05 | 0.00012191 | 0.00012813 | 0.00013136 | 0.00041547 | 0.00043109 | 0.0005211 | 8.8409e-05 | 0.00010633 | 0.00010104
0.00015355 | 2.5827e-05 | 8.3453e-05 | 6.7603e-05 | 4.5516e-05 | 0.0003125 | 0.00015255 | 0.00014229 | 3.7043e-05 | 0.00047157 | 1.9012e-05 | 0.00013427 | 0.00050056 | 4.0498e-05 | 0.00041823 | 0.00013749 | 0.00015838 | 2.8333e-07
5.0644e-05 | 2.7247e-05 | 5.8825e-05 | 4.6e-05 | 4.3763e-05 | 0.00019099 | 0.00012891 | 0.00013305 | 1.0115e-05 | 0.00036394 | 0.00013047 | 0.00012984 | 0.00026358 | 4.4916e-05 | 0.00014523 | 5.5177e-05 | 0.00017165 | 0.00014237
8.6808e-05 | 2.0753e-05 | 4.2639e-05 | 4.2339e-05 | 4.5568e-05 | 8.0939e-05 | 0.00014579 | 0.00013251 | 9.7976e-06 | 0.00011745 | 0.00013489 | 0.00012899 | 0.00014479 | 4.5029e-05 | 0.00012757 | 4.3496e-05 | 0.00016972 | 0.00023223
5.1235e-05 | 2.0338e-05 | 3.3921e-05 | 4.5267e-05 | 4.3763e-05 | 9.074e-05 | 0.00013119 | 0.00012596 | 9.882e-06 | 6.2109e-05 | 0.00012621 | 0.00012497 | 3.7481e-05 | 4.4009e-05 | 8.7542e-05 | 5.4371e-06 | 0.00016201 | 2.1661e-05
5.2839e-05 | 1.4443e-05 | 3.6446e-05 | 3.7319e-05 | 4.4613e-05 | 2.3182e-05 | 0.00010516 | 0.00012771 | 9.9234e-06 | 0.00010915 | 3.7944e-06 | 0.00012215 | 2.2567e-05 | 1.6426e-06 | 6.4963e-05 | 6.0018e-06 | 5.973e-05 | 4.9626e-05
5.1657e-05 | 1.4408e-05 | 2.9273e-05 | 2.0372e-05 | 4.3816e-05 | 5.7447e-05 | 3.8204e-05 | 0.00012285 | 9.8564e-06 | 6.6112e-05 | 3.7278e-06 | 0.00011747 | 1.5977e-05 | 1.4726e-06 | 1.3657e-05 | 3.5362e-06 | 8.9542e-05 | 3.5417e-07
5.2449e-05 | 1.3944e-05 | 2.6602e-05 | 1.9579e-05 | 4.4613e-05 | 2.3239e-05 | 1.0491e-05 | 0.00011859 | 9.8865e-06 | 8.6038e-05 | 3.7278e-06 | 0.00011406 | 2.0715e-05 | 1.0818e-05 | 1.3848e-05 | 3.4956e-06 | 3.6443e-05 | 9.9167e-07
5.0782e-05 | 1.3366e-05 | 2.0266e-05 | 1.5795e-05 | 4.4613e-05 | 2.3059e-05 | 7.3624e-06 | 0.00011357 | 9.8985e-06 | 7.7751e-05 | 3.7278e-06 | 0.00010835 | 4.4903e-05 | 2.1523e-06 | 1.4756e-05 | 3.4853e-06 | 1.9015e-05 | 2.8333e-07
8.6666e-05 | 1.4111e-05 | 2.0483e-05 | 1.3701e-05 | 4.5516e-05 | 2.2732e-05 | 5.3163e-06 | 0.0001164 | 1.0057e-05 | 5.1761e-05 | 3.8277e-06 | 0.00010915 | 1.6837e-05 | 1.5293e-06 | 1.817e-05 | 3.3085e-06 | 2.3595e-05 | 1.8806e-06
5.2333e-05 | 1.4488e-05 | 2.0473e-05 | 1.3696e-05 | 4.3763e-05 | 2.3253e-05 | 7.3173e-06 | 0.00011165 | 9.8627e-06 | 5.8718e-05 | 3.7278e-06 | 0.00010908 | 1.5688e-05 | 1.5859e-06 | 1.6809e-05 | 3.5178e-06 | 4.0914e-05 | 7.4934e-07
5.132e-05 | 1.3827e-05 | 2.05e-05 | 1.1301e-05 | 4.5516e-05 | 2.2959e-05 | 3.2602e-06 | 0.0001171 | 9.851e-06 | 7.1419e-05 | 3.7278e-06 | 0.000107 | 1.1481e-05 | 1.1158e-05 | 1.1071e-05 | 3.5076e-06 | 3.5768e-05 | 2.8333e-07
5.075e-05 | 1.4408e-05 | 2.0998e-05 | 1.1504e-05 | 4.4666e-05 | 2.3392e-05 | 2.0216e-05 | 0.00011556 | 9.8727e-06 | 6.8037e-05 | 3.7278e-06 | 0.00010115 | 3.7505e-05 | 1.5293e-06 | 5.833e-05 | 5.6685e-06 | 9.06e-05 | 9.9167e-07
0.00014911 | 1.3898e-05 | 2.1403e-05 | 1.388e-05 | 4.3711e-05 | 2.4626e-05 | 4.8675e-05 | 0.00011933 | 9.6881e-06 | 9.4767e-05 | 3.8277e-06 | 0.00011002 | 6.8676e-05 | 1.5293e-06 | 5.0188e-05 | 8.9182e-06 | 0.00016916 | 4.736e-05
8.9269e-05 | 1.4249e-05 | 2.2783e-05 | 1.1475e-05 | 4.4666e-05 | 2.3673e-05 | 9.3027e-05 | 0.00011327 | 9.6504e-06 | 0.00022299 | 3.4509e-05 | 0.00011096 | 9.3708e-05 | 1.1725e-05 | 0.00010642 | 3.7592e-06 | 0.00022092 | 9.9167e-06
0.00017518 | 1.4086e-05 | 3.9338e-05 | 1.1774e-05 | 4.5516e-05 | 2.3829e-05 | 0.00011611 | 0.00011126 | 9.8927e-06 | 0.00031464 | 8.4124e-06 | 0.00010661 | 7.9803e-05 | 1.5859e-06 | 0.00012961 | 1.3507e-05 | 0.00019299 | 1.2183e-06
0.00015008 | 0.00010601 | 5.1963e-05 | 1.1366e-05 | 4.5568e-05 | 3.0467e-05 | 0.00012091 | 0.00010821 | 9.2644e-06 | 7.4072e-05 | 0.00017755 | 0.00010058 | 0.00012101 | 1.5293e-06 | 0.00010667 | 1.8521e-05 | 0.00013243 | 5.6426e-05
0.0002194 | 5.6508e-05 | 4.7005e-05 | 1.2752e-05 | 4.5516e-05 | 2.7359e-05 | 0.00013256 | 0.00011277 | 9.5733e-06 | 4.9468e-05 | 0.00020496 | 0.00010679 | 0.00017245 | 1.1781e-05 | 8.6471e-05 | 2.2708e-05 | 9.4733e-05 | 5.8225e-06
6.661e-05 | 3.9942e-05 | 5.0676e-05 | 1.2499e-05 | 4.5568e-05 | 2.4437e-05 | 0.0001732 | 0.00012103 | 9.9083e-06 | 4.7684e-05 | 0.0001763 | 0.00010843 | 0.00016533 | 1.4726e-06 | 0.00011219 | 1.6257e-05 | 0.00010406 | 4.8563e-05
0.00018684 | 4.0357e-05 | 3.6728e-05 | 1.1363e-05 | 4.4613e-05 | 2.3378e-05 | 0.00014313 | 0.00011883 | 9.8441e-06 | 8.8526e-05 | 0.00017659 | 0.00012266 | 0.0001204 | 1.6426e-06 | 7.7947e-05 | 9.4229e-06 | 6.5663e-05 | 7.8582e-05
0.0001038 | 1.9082e-05 | 2.9234e-05 | 1.2642e-05 | 4.5568e-05 | 6.6084e-05 | 0.00014581 | 0.00012316 | 9.8233e-06 | 6.4644e-05 | 0.0002162 | 0.00012077 | 0.00010345 | 0.00041524 | 5.9127e-05 | 7.3268e-06 | 8.8787e-05 | 0.00019235
5.0813e-05 | 3.6903e-05 | 2.4705e-05 | 1.1068e-05 | 4.6366e-05 | 4.6658e-05 | 0.00012369 | 0.00012226 | 9.7338e-06 | 5.9814e-05 | 0.00014622 | 0.00011614 | 0.00017105 | 0.00019685 | 7.4427e-05 | 4.6927e-06 | 7.7191e-05 | 1.9762e-05
5.825e-05 | 1.6323e-05 | 3.0591e-05 | 1.0726e-05 | 4.5568e-05 | 3.2333e-05 | 0.00012999 | 0.00011508 | 2.0795e-05 | 7.9243e-05 | 0.00014638 | 0.00011791 | 0.00016347 | 7.216e-05 | 0.00024542 | 8.776e-06 | 3.9592e-05 | 6.2659e-05
0.00014583 | 1.7588e-05 | 2.9178e-05 | 1.2717e-05 | 4.4666e-05 | 6.7839e-05 | 0.00011594 | 0.00011286 | 9.3447e-06 | 0.00027014 | 0.00012894 | 0.00012579 | 0.00021757 | 0.00012976 | 0.00034716 | 1.0652e-05 | 0.00011029 | 0.00011537
0.00012402 | 2.1396e-05 | 2.8461e-05 | 1.6035e-05 | 4.4666e-05 | 0.00017052 | 9.9151e-05 | 0.00012292 | 9.4516e-06 | 0.00039562 | 4.4002e-05 | 0.00012845 | 0.00042754 | 8.3771e-05 | 0.00043472 | 1.7649e-05 | 0.00015375 | 4.9372e-05
0.00013871 | 4.6724e-05 | 2.8181e-05 | 1.8881e-05 | 4.4666e-05 | 6.0355e-05 | 0.00012183 | 0.00011655 | 9.296e-06 | 0.00026407 | 3.6613e-06 | 0.00011967 | 0.00039432 | 5.0296e-05 | 0.00054962 | 1.325e-05 | 0.00014557 | 0.0001004
0.000134 | 6.1861e-05 | 3.2863e-05 | 1.9982e-05 | 4.5516e-05 | 2.2673e-05 | 0.00011525 | 0.00012106 | 8.8318e-06 | 0.00013193 | 0.00012974 | 0.0001184 | 0.00019247 | 5.2959e-05 | 0.00014324 | 1.5115e-05 | 0.0001837 | 7.4162e-05
7.8018e-05 | 7.8114e-05 | 2.6159e-05 | 1.9434e-05 | 4.5568e-05 | 4.6496e-05 | 0.00021599 | 0.00010801 | 9.8642e-06 | 0.00011695 | 0.00013209 | 0.00011665 | 0.00010057 | 6.2417e-05 | 8.3102e-05 | 1.441e-05 | 0.00015366 | 5.2417e-06
6.1606e-05 | 7.8222e-05 | 2.2642e-05 | 1.7417e-05 | 4.5516e-05 | 2.3408e-05 | 0.00014941 | 0.00010693 | 9.8527e-06 | 7.148e-05 | 0.00011068 | 0.00011301 | 9.7051e-05 | 5.63e-05 | 7.7335e-05 | 1.91e-05 | 0.00013891 | 7.0833e-07
5.3235e-05 | 9.1411e-05 | 2.2053e-05 | 1.9054e-05 | 4.4613e-05 | 2.3095e-05 | 0.00018037 | 0.00011202 | 9.807e-06 | 6.7205e-05 | 3.7278e-06 | 0.00011079 | 1.3544e-05 | 1.4047e-05 | 6.6553e-05 | 3.4817e-06 | 7.6465e-05 | 3.026e-05
5.3008e-05 | 2.4838e-05 | 2.1351e-05 | 1.2579e-05 | 4.4666e-05 | 2.3569e-05 | 8.6693e-05 | 0.00010944 | 9.7389e-06 | 5.6863e-05 | 3.7944e-06 | 0.00010863 | 4.4921e-06 | 1.3594e-05 | 2.8293e-05 | 3.4993e-06 | 6.9231e-05 | 5.4329e-05
5.9563e-05 | 1.4104e-05 | 2.1363e-05 | 1.2151e-05 | 4.4613e-05 | 2.3239e-05 | 5.509e-05 | 0.00010631 | 9.7502e-06 | 5.2182e-05 | 3.7944e-06 | 0.00010191 | 6.9485e-06 | 1.4443e-05 | 1.4397e-05 | 3.4851e-06 | 3.2048e-05 | 3.5417e-07
5.2302e-05 | 1.4342e-05 | 2.127e-05 | 1.1924e-05 | 4.4666e-05 | 2.3102e-05 | 1.8887e-05 | 0.00010139 | 9.7243e-06 | 5.6264e-05 | 3.8543e-06 | 9.8236e-05 | 3.7295e-06 | 1.5859e-06 | 1.0577e-05 | 3.4622e-06 | 2.5715e-05 | 6.375e-07
5.3262e-05 | 1.4388e-05 | 2.1732e-05 | 1.1364e-05 | 4.5516e-05 | 2.3e-05 | 1.4255e-05 | 0.00010554 | 9.7061e-06 | 4.7495e-05 | 3.861e-06 | 0.00010038 | 8.1936e-06 | 1.4217e-05 | 1.0324e-05 | 4.0975e-06 | 2.6572e-05 | 4.8167e-07
5.2333e-05 | 1.4572e-05 | 2.8517e-05 | 1.1163e-05 | 4.4666e-05 | 2.3616e-05 | 6.5613e-06 | 0.00011012 | 9.4975e-06 | 4.6902e-05 | 3.7278e-06 | 9.9962e-05 | 2.7812e-06 | 1.3933e-05 | 3.1015e-05 | 3.5253e-06 | 2.3855e-05 | 1.0625e-06
5.1288e-05 | 1.3964e-05 | 2.8214e-05 | 1.1367e-05 | 4.3711e-05 | 2.3576e-05 | 6.6967e-06 | 9.7529e-05 | 9.8743e-06 | 5.0624e-05 | 3.7611e-06 | 9.8071e-05 | 5.7237e-06 | 1.3424e-05 | 3.2687e-05 | 3.4967e-06 | 5.0338e-05 | 4.9583e-07
5.1288e-05 | 3.2762e-05 | 2.8465e-05 | 1.2088e-05 | 4.4666e-05 | 2.2765e-05 | 2.4008e-05 | 0.00010622 | 9.8553e-06 | 6.9179e-05 | 3.7278e-06 | 9.8353e-05 | 3.6025e-05 | 1.331e-05 | 6.7995e-05 | 5.1532e-06 | 0.00011201 | 4.9583e-07
6.9871e-05 | 3.4184e-05 | 3.5485e-05 | 1.2262e-05 | 4.3763e-05 | 2.2918e-05 | 3.5902e-05 | 0.0001064 | 4.9809e-05 | 0.00011839 | 3.7944e-06 | 9.8023e-05 | 0.0001137 | 1.416e-06 | 6.746e-05 | 3.5436e-06 | 0.00018383 | 2.125e-06
7.4313e-05 | 6.6715e-05 | 3.272e-05 | 3.1895e-05 | 4.5516e-05 | 8.0252e-05 | 0.00010013 | 9.7672e-05 | 6.0914e-05 | 0.00014119 | 3.7278e-06 | 0.00010353 | 8.533e-05 | 1.433e-05 | 0.00014947 | 9.5496e-06 | 0.00026777 | 4.8804e-05
6.8567e-05 | 0.00013482 | 3.5287e-05 | 1.3983e-05 | 4.5516e-05 | 0.00010025 | 0.00016983 | 9.7601e-05 | 6.2602e-05 | 0.00014211 | 1.1649e-06 | 9.7052e-05 | 7.1591e-05 | 1.3877e-05 | 0.00021829 | 5.7846e-06 | 0.00017433 | 9.52e-05
6.5881e-05 | 3.8065e-05 | 2.5222e-05 | 1.4573e-05 | 4.4666e-05 | 2.8049e-05 | 0.00014078 | 0.00010523 | 5.005e-05 | 0.00010406 | 0.00017685 | 0.00010068 | 0.00010596 | 1.3933e-05 | 0.00017365 | 2.5555e-05 | 0.00016436 | 0.00015158
5.8827e-05 | 1.4644e-05 | 2.3347e-05 | 1.1603e-05 | 4.4666e-05 | 2.3342e-05 | 0.00012971 | 0.00010495 | 9.8055e-06 | 0.0001814 | 0.00020264 | 9.7749e-05 | 7.7471e-05 | 1.3537e-05 | 0.00010873 | 9.5276e-06 | 0.00011046 | 9.8954e-05
5.2333e-05 | 1.6612e-05 | 2.502e-05 | 1.0697e-05 | 4.4666e-05 | 2.3036e-05 | 0.00014114 | 0.00010515 | 9.9779e-06 | 7.7796e-05 | 0.00017589 | 0.00010098 | 8.3978e-05 | 1.5859e-06 | 9.3118e-05 | 4.7591e-06 | 0.00010436 | 5.6704e-06
5.2722e-05 | 1.8151e-05 | 2.1783e-05 | 1.0965e-05 | 4.4666e-05 | 2.2924e-05 | 0.0001288 | 0.00011124 | 9.8409e-06 | 0.00055721 | 0.0001757 | 0.00013356 | 5.7918e-05 | 1.3027e-05 | 0.00016198 | 7.3256e-06 | 8.9358e-05 | 1.6079e-05
5.5577e-05 | 1.757e-05 | 2.0897e-05 | 1.2835e-05 | 4.5568e-05 | 2.3179e-05 | 0.00013158 | 0.00011224 | 9.8836e-06 | 0.00015657 | 0.00022705 | 0.00011387 | 3.0209e-05 | 0.0004023 | 0.00011034 | 4.2308e-06 | 5.2054e-05 | 4.2925e-05
5.1889e-05 | 1.465e-05 | 2.04e-05 | 1.0625e-05 | 4.5621e-05 | 2.2552e-05 | 0.000135 | 0.00010754 | 9.7997e-06 | 5.8409e-05 | 0.0002288 | 0.0001177 | 4.2809e-05 | 3.2172e-05 | 8.2583e-05 | 5.046e-06 | 5.9178e-05 | 0.00014611
5.1351e-05 | 5.6937e-05 | 3.6111e-05 | 1.3527e-05 | 4.4666e-05 | 2.3179e-05 | 0.00011809 | 0.00012544 | 1.0007e-05 | 7.8364e-05 | 0.00021781 | 0.00011476 | 5.3928e-05 | 0.00028548 | 7.6667e-05 | 9.3741e-06 | 4.2162e-05 | 7.8342e-05
5.1401e-05 | 1.4384e-05 | 4.6367e-05 | 1.6296e-05 | 4.5568e-05 | 2.3096e-05 | 0.00013248 | 0.00012116 | 1.0003e-05 | 0.00015628 | 0.00024537 | 0.00011752 | 0.00025667 | 0.00052018 | 9.5142e-05 | 8.3546e-06 | 0.00010625 | 4.4767e-06
5.6388e-05 | 1.7608e-05 | 4.7138e-05 | 1.8121e-05 | 4.6419e-05 | 2.4607e-05 | 0.00012777 | 0.00012476 | 9.8766e-06 | 0.00010379 | 0.00024251 | 0.00012193 | 0.00035271 | 0.00021444 | 0.00040794 | 8.7155e-05 | 9.737e-05 | 6.7518e-05
5.5398e-05 | 2.3169e-05 | 2.5266e-05 | 2.2048e-05 | 4.3816e-05 | 2.5413e-05 | 0.00015028 | 0.00012394 | 9.7645e-06 | 0.00022224 | 2.8731e-05 | 0.00012255 | 0.00039303 | 3.5627e-05 | 0.00066639 | 0.00011663 | 0.00018057 | 4.25e-07
7.052e-05 | 2.2322e-05 | 3.6e-05 | 2.4711e-05 | 4.5568e-05 | 8.8128e-05 | 0.00021498 | 0.00012458 | 9.7566e-06 | 0.00021554 | 3.7278e-06 | 0.0001216 | 0.00017796 | 4.4349e-05 | 0.00023082 | 0.00023773 | 0.00021222 | 6.9048e-05
7.3915e-05 | 2.2156e-05 | 2.7184e-05 | 1.9506e-05 | 4.5568e-05 | 2.3255e-05 | 0.00014202 | 0.00011673 | 9.878e-06 | 0.00012901 | 3.7278e-06 | 0.00012106 | 9.5988e-05 | 4.7464e-05 | 5.4591e-05 | 0.0001013 | 0.0001239 | 6.8567e-05
6.0115e-05 | 4.2262e-05 | 2.2864e-05 | 1.5644e-05 | 4.6419e-05 | 2.3301e-05 | 0.00014291 | 0.00012184 | 9.8777e-06 | 6.6881e-05 | 3.861e-06 | 0.00012013 | 3.4389e-05 | 3.3474e-05 | 3.3898e-05 | 7.6101e-06 | 0.00012985 | 0.00012025
5.7835e-05 | 1.5389e-05 | 2.3047e-05 | 1.5027e-05 | 4.4666e-05 | 2.3239e-05 | 0.00012314 | 0.00011663 | 9.7596e-06 | 5.4589e-05 | 3.6946e-06 | 0.00011486 | 4.9958e-05 | 1.2574e-05 | 4.685e-05 | 4.0501e-06 | 0.00014025 | 2.3672e-05
5.1826e-05 | 1.4342e-05 | 2.3159e-05 | 1.0935e-05 | 4.6419e-05 | 2.3219e-05 | 5.3925e-05 | 0.00012121 | 9.8898e-06 | 5.361e-05 | 3.7278e-06 | 0.00010853 | 5.7117e-05 | 1.5293e-06 | 2.5977e-05 | 3.5132e-06 | 8.4684e-05 | 6.0817e-05
5.5193e-05 | 1.4526e-05 | 2.3916e-05 | 1.1539e-05 | 4.6419e-05 | 2.2725e-05 | 4.4008e-05 | 0.00010787 | 9.868e-06 | 5.6831e-05 | 3.7944e-06 | 0.00010739 | 6.3724e-05 | 1.3027e-05 | 1.8838e-05 | 3.4496e-06 | 4.1961e-05 | 3.5417e-07
5.2755e-05 | 1.4342e-05 | 2.319e-05 | 1.1942e-05 | 4.4613e-05 | 2.3168e-05 | 1.1423e-05 | 0.00011473 | 1.001e-05 | 5.4824e-05 | 3.7944e-06 | 0.00010278 | 3.7695e-05 | 1.3424e-05 | 2.0701e-05 | 3.4956e-06 | 3.7624e-05 | 7.7917e-07
5.1764e-05 | 1.4845e-05 | 2.3422e-05 | 1.1001e-05 | 4.6419e-05 | 2.3311e-05 | 8.7353e-06 | 9.8621e-05 | 9.8796e-06 | 5.3626e-05 | 3.6946e-06 | 9.9807e-05 | 5.386e-05 | 2.1523e-06 | 3.092e-05 | 3.505e-06 | 3.5646e-05 | 2.125e-07
5.7271e-05 | 1.4342e-05 | 2.356e-05 | 1.0997e-05 | 4.4666e-05 | 2.2989e-05 | 4.9725e-06 | 0.00010779 | 9.9096e-06 | 5.2688e-05 | 3.7944e-06 | 9.4877e-05 | 1.8603e-05 | 1.365e-05 | 1.1716e-05 | 3.5132e-06 | 2.7061e-05 | 2.8333e-07
5.2692e-05 | 1.4765e-05 | 2.2912e-05 | 1.1105e-05 | 4.6419e-05 | 2.2878e-05 | 5.3784e-06 | 0.00010274 | 9.7526e-06 | 5.2121e-05 | 3.7278e-06 | 9.7906e-05 | 1.0276e-05 | 1.4273e-05 | 2.1489e-05 | 3.5076e-06 | 3.4445e-05 | 8.5e-07
5.2248e-05 | 1.727e-05 | 2.3218e-05 | 1.0995e-05 | 4.2913e-05 | 2.3321e-05 | 1.2469e-05 | 0.00010923 | 9.8106e-06 | 6.6922e-05 | 3.7278e-06 | 9.1295e-05 | 1.9979e-05 | 1.4217e-05 | 7.4193e-05 | 5.7223e-06 | 0.00013456 | 1.3812e-05
6.599e-05 | 2.7381e-05 | 2.6133e-05 | 1.3021e-05 | 4.5516e-05 | 2.305e-05 | 6.5612e-05 | 0.00010133 | 3.8299e-05 | 7.9829e-05 | 2.0616e-05 | 0.00010012 | 5.6727e-05 | 1.4217e-05 | 7.7273e-05 | 8.8716e-05 | 0.00015584 | 2.4508e-05
7.4897e-05 | 2.5469e-05 | 2.5445e-05 | 2.9888e-05 | 4.5568e-05 | 2.2867e-05 | 0.00011991 | 9.4377e-05 | 8.1265e-05 | 9.0874e-05 | 3.4616e-06 | 0.0001032 | 0.00010371 | 1.4557e-05 | 0.00010808 | 8.7394e-06 | 0.00024212 | 0.00066725
5.8918e-05 | 0.00010331 | 3.5234e-05 | 1.1348e-05 | 4.5568e-05 | 2.3948e-05 | 0.00014415 | 0.00010735 | 3.2362e-05 | 0.0001584 | 1.6749e-05 | 0.00010037 | 3.9799e-05 | 1.45e-05 | 0.00010382 | 1.7372e-05 | 0.0001774 | 4.1792e-05
6.6813e-05 | 9.3912e-05 | 2.6079e-05 | 1.0906e-05 | 4.5516e-05 | 2.3107e-05 | 0.00012196 | 9.6598e-05 | 9.9501e-06 | 0.00061286 | 0.00019156 | 9.9561e-05 | 0.00010746 | 1.399e-05 | 6.2212e-05 | 2.3067e-05 | 0.00016509 | 0.00011641
5.6575e-05 | 8.4959e-05 | 2.2963e-05 | 1.1115e-05 | 4.5568e-05 | 2.2827e-05 | 9.3219e-05 | 0.00010976 | 9.7177e-06 | 0.00010621 | 0.00019493 | 9.919e-05 | 0.00015617 | 1.5859e-06 | 2.4712e-05 | 9.2303e-06 | 0.00016178 | 0.00074487
5.5185e-05 | 6.0306e-05 | 2.9171e-05 | 1.1252e-05 | 4.5568e-05 | 2.3015e-05 | 0.00012122 | 0.00010921 | 9.8656e-06 | 9.1449e-05 | 0.00017592 | 0.0001065 | 0.00016929 | 1.348e-05 | 6.6532e-05 | 7.7296e-06 | 9.669e-05 | 0.00051467
5.1435e-05 | 5.2539e-05 | 3.1765e-05 | 1.0461e-05 | 4.4718e-05 | 2.3179e-05 | 0.00011988 | 0.00011862 | 9.8153e-06 | 7.6948e-05 | 0.00017632 | 0.00012058 | 0.00014407 | 1.5859e-06 | 0.00014779 | 1.2795e-05 | 6.5966e-05 | 7.2278e-05
6.4868e-05 | 2.0628e-05 | 2.2467e-05 | 1.0902e-05 | 4.3816e-05 | 2.2802e-05 | 0.00010387 | 0.00011887 | 9.7697e-06 | 0.00053235 | 0.00028519 | 0.00012892 | 9.0459e-05 | 0.00038996 | 5.3069e-05 | 7.6494e-06 | 8.1254e-05 | 9.3571e-05
5.729e-05 | 3.2306e-05 | 5.3385e-05 | 1.038e-05 | 4.5568e-05 | 0.00014714 | 8.2261e-05 | 0.00012501 | 9.826e-06 | 6.9819e-05 | 0.00030805 | 0.00012326 | 9.2468e-05 | 3.19e-05 | 7.2357e-05 | 9.2867e-06 | 7.77e-05 | 4.5829e-05
5.2435e-05 | 2.9982e-05 | 2.5754e-05 | 1.0324e-05 | 4.4718e-05 | 0.00026852 | 8.5078e-05 | 0.00011753 | 9.8616e-06 | 8.6505e-05 | 0.00030843 | 0.0001268 | 0.0001926 | 1.3503e-05 | 0.00018315 | 2.5554e-05 | 5.7571e-05 | 2.2667e-06
5.4355e-05 | 4.6086e-05 | 3.6221e-05 | 1.0834e-05 | 0.00040571 | 0.00049599 | 9.7663e-05 | 0.00012656 | 9.8091e-06 | 9.4556e-05 | 0.00031937 | 0.00012622 | 0.00020058 | 8.2298e-05 | 0.00021257 | 1.0651e-05 | 9.6506e-05 | 7.0833e-08
5.3448e-05 | 7.3986e-05 | 4.6836e-05 | 1.4304e-05 | 0.00032628 | 0.00010669 | 0.00013523 | 0.00013271 | 9.967e-06 | 9.3674e-05 | 0.00026014 | 0.00012486 | 0.0003121 | 0.00010229 | 0.00055513 | 1.4297e-05 | 7.6506e-05 | 2.975e-07
0.00015108 | 4.5894e-05 | 4.8913e-05 | 1.6821e-05 | 0.00022965 | 6.867e-05 | 0.00017399 | 0.00012757 | 9.8249e-06 | 0.00018202 | 0.00015948 | 0.00012796 | 0.00047212 | 4.6048e-05 | 0.00048811 | 1.8473e-05 | 0.00016528 | 0.00012877
0.00045033 | 4.0173e-05 | 4.9528e-05 | 2.7168e-05 | 0.00019721 | 9.3443e-05 | 0.0001493 | 0.00012816 | 9.7434e-06 | 0.00015224 | 9.3036e-05 | 0.00012323 | 0.00022121 | 6.9384e-05 | 0.00017809 | 2.5462e-05 | 0.0001713 | 1.9125e-06
9.9127e-05 | 3.2366e-05 | 3.1239e-05 | 2.7324e-05 | 4.5568e-05 | 5.4919e-05 | 0.00015544 | 0.00012731 | 9.8903e-06 | 7.1024e-05 | 3.7944e-06 | 0.00012275 | 9.4251e-05 | 4.6162e-05 | 0.00015456 | 7.2527e-06 | 0.00018829 | 5.6667e-07
8.0478e-05 | 3.3112e-05 | 3.0653e-05 | 1.867e-05 | 4.5568e-05 | 6.4601e-05 | 0.0001747 | 0.00011326 | 9.7238e-06 | 0.00012287 | 3.7278e-06 | 0.00012225 | 3.9306e-05 | 5.698e-05 | 5.5002e-05 | 3.3925e-06 | 0.00017128 | 0.00015218
6.6203e-05 | 1.4415e-05 | 2.8058e-05 | 1.5772e-05 | 4.6419e-05 | 5.8101e-05 | 0.00012142 | 0.00011914 | 9.8034e-06 | 6.222e-05 | 3.6946e-06 | 0.0001152 | 4.2761e-05 | 1.0818e-05 | 1.9206e-05 | 3.4586e-06 | 0.00010298 | 2.125e-07
6.1977e-05 | 1.3872e-05 | 2.1969e-05 | 1.3352e-05 | 4.4666e-05 | 2.2934e-05 | 8.6584e-05 | 0.00011415 | 9.9005e-06 | 5.4508e-05 | 3.7944e-06 | 0.00011327 | 1.6223e-05 | 1.2404e-05 | 1.3013e-05 | 3.4901e-06 | 5.2658e-05 | 4.9583e-07
5.3225e-05 | 1.4488e-05 | 2.2021e-05 | 1.2221e-05 | 4.5516e-05 | 2.2878e-05 | 2.9153e-05 | 0.00011415 | 9.8813e-06 | 5.2866e-05 | 3.7278e-06 | 0.00010229 | 3.3447e-06 | 2.1523e-06 | 1.306e-05 | 3.4726e-06 | 4.5799e-05 | 2.125e-07
7.2496e-05 | 1.4303e-05 | 2.1771e-05 | 1.2503e-05 | 4.7269e-05 | 2.2949e-05 | 1.5476e-05 | 0.00011054 | 9.9687e-06 | 5.4662e-05 | 3.6946e-06 | 0.00010551 | 9.8307e-06 | 1.2971e-05 | 1.3323e-05 | 3.2219e-06 | 4.5336e-05 | 1.4167e-07
5.5915e-05 | 1.4572e-05 | 2.1702e-05 | 1.1881e-05 | 4.4666e-05 | 2.326e-05 | 1.763e-05 | 0.00010562 | 9.8424e-06 | 4.7784e-05 | 3.7278e-06 | 0.00010008 | 9.7635e-06 | 1.5859e-06 | 9.1924e-06 | 3.5132e-06 | 3.3341e-05 | 4.25e-07
5.2248e-05 | 1.4727e-05 | 2.2049e-05 | 1.154e-05 | 4.6419e-05 | 2.3239e-05 | 7.6299e-06 | 0.00010739 | 9.9356e-06 | 5.535e-05 | 3.7944e-06 | 0.00010092 | 4.4469e-06 | 1.3967e-05 | 1.0506e-05 | 3.4671e-06 | 3.3605e-05 | 2.8333e-07
5.2333e-05 | 1.4387e-05 | 2.1996e-05 | 1.1589e-05 | 4.5516e-05 | 2.301e-05 | 1.7066e-05 | 0.00010729 | 9.7888e-06 | 6.0084e-05 | 3.6946e-06 | 9.8707e-05 | 5.6464e-06 | 2.0957e-06 | 1.2535e-05 | 3.5307e-06 | 5.5494e-05 | 7.7917e-07
5.1288e-05 | 1.3998e-05 | 2.1464e-05 | 1.0951e-05 | 4.3763e-05 | 2.2975e-05 | 7.4386e-06 | 0.00010105 | 9.8587e-06 | 6.256e-05 | 3.7278e-06 | 9.7186e-05 | 2.0784e-05 | 1.4273e-05 | 4.0852e-05 | 6.0219e-06 | 0.00011574 | 1.1333e-06
0.00010397 | 1.7905e-05 | 2.3676e-05 | 1.0976e-05 | 4.4666e-05 | 2.3091e-05 | 3.7954e-05 | 9.4398e-05 | 4.7531e-05 | 9.1991e-05 | 3.7278e-06 | 9.8167e-05 | 0.00010232 | 1.4103e-05 | 3.2882e-05 | 5.1126e-06 | 0.00020502 | 9.9606e-05
0.00016709 | 0.00013796 | 3.1113e-05 | 1.1179e-05 | 4.6419e-05 | 2.2464e-05 | 0.00014738 | 0.000104 | 5.2101e-05 | 9.416e-05 | 3.4616e-06 | 0.00010325 | 7.5255e-05 | 1.4443e-05 | 9.7306e-05 | 1.8728e-05 | 0.00025554 | 0.00014083
0.00017424 | 0.00014336 | 2.9996e-05 | 1.3007e-05 | 4.5568e-05 | 2.2846e-05 | 0.00012368 | 0.00010127 | 3.2134e-05 | 8.8512e-05 | 8.9867e-07 | 0.00010236 | 5.4306e-05 | 5.041e-06 | 0.000125 | 1.1687e-05 | 0.00012624 | 0.00073774
8.2808e-05 | 8.5342e-05 | 2.5019e-05 | 1.2368e-05 | 4.4666e-05 | 2.3458e-05 | 0.00025531 | 0.000101 | 9.7266e-06 | 0.00011954 | 0.0001951 | 0.00010223 | 3.4175e-05 | 1.0648e-05 | 8.0836e-05 | 7.4237e-06 | 0.0001409 | 0.00089579
5.7969e-05 | 7.0608e-05 | 2.1567e-05 | 1.1186e-05 | 5.0984e-05 | 2.4928e-05 | 0.00021917 | 0.00011122 | 9.7609e-06 | 5.1328e-05 | 0.0001814 | 0.00010216 | 5.3734e-05 | 1.4387e-05 | 9.8831e-05 | 3.5437e-06 | 0.00020513 | 0.0002499
8.0005e-05 | 1.4375e-05 | 3.2284e-05 | 1.115e-05 | 4.5568e-05 | 0.00015543 | 0.00022733 | 0.00011237 | 9.8672e-06 | 7.3039e-05 | 0.00017534 | 0.0001014 | 9.9122e-05 | 1.5859e-06 | 0.00016246 | 3.543e-06 | 0.00012902 | 0.00070781
5.0644e-05 | 1.4769e-05 | 2.1787e-05 | 1.106e-05 | 4.4718e-05 | 0.00018187 | 0.00015542 | 0.00011756 | 9.7752e-06 | 8.2985e-05 | 0.00017592 | 0.00011289 | 0.00011187 | 1.5293e-06 | 0.00013982 | 4.4793e-06 | 7.4238e-05 | 8.5666e-05
5.0844e-05 | 1.413e-05 | 3.5283e-05 | 1.0763e-05 | 4.5568e-05 | 2.2287e-05 | 0.00010325 | 0.00012209 | 1.4468e-05 | 9.4411e-05 | 0.00022669 | 0.00011793 | 6.9243e-05 | 0.0003535 | 8.545e-05 | 3.6316e-06 | 7.2827e-05 | 3.7896e-05
5.1467e-05 | 3.0281e-05 | 2.4857e-05 | 1.7686e-05 | 4.5516e-05 | 0.00043901 | 0.0001373 | 0.00012187 | 9.8546e-06 | 8.2022e-05 | 0.00027045 | 0.00011966 | 4.3713e-05 | 3.2443e-05 | 8.0591e-05 | 1.3718e-05 | 5.4812e-05 | 4.8662e-05
5.1351e-05 | 4.5613e-05 | 6.847e-05 | 2.1494e-05 | 0.00051317 | 0.00061663 | 0.00020566 | 0.00013275 | 9.894e-06 | 0.00030587 | 0.00031087 | 0.00012081 | 7.8479e-05 | 1.2053e-05 | 8.3084e-05 | 5.7217e-06 | 0.00010282 | 6.1129e-05
5.1182e-05 | 7.5481e-05 | 9.8777e-05 | 1.6313e-05 | 0.00054651 | 0.00022267 | 0.00014504 | 0.00014082 | 9.8245e-06 | 0.00025315 | 0.00030363 | 0.00012916 | 0.00020248 | 4.7804e-05 | 0.00021048 | 0.00018439 | 9.6065e-05 | 4.5702e-05
8.1347e-05 | 8.7764e-05 | 0.00011939 | 2.9678e-05 | 4.4666e-05 | 0.00041979 | 0.00016775 | 0.0001305 | 9.768e-06 | 0.00020581 | 0.00022016 | 0.00012994 | 0.00038987 | 0.00011118 | 0.00037377 | 0.00018744 | 0.0001289 | 5.9528e-05
9.6189e-05 | 7.7115e-05 | 9.3653e-05 | 3.5701e-05 | 4.4666e-05 | 0.00064699 | 0.00012307 | 0.00013932 | 9.8051e-06 | 0.00014122 | 0.00015875 | 0.00012863 | 0.00028929 | 4.333e-05 | 0.00034785 | 3.4259e-05 | 0.00016244 | 9.4506e-05
0.00024541 | 4.5093e-05 | 4.9761e-05 | 3.4812e-05 | 4.4666e-05 | 0.00033055 | 0.00014339 | 0.00012522 | 9.9743e-06 | 8.3235e-05 | 0.00018011 | 0.00012773 | 0.00019574 | 4.1517e-05 | 0.00012328 | 1.2947e-05 | 0.00014068 | 7.1258e-05
0.00036492 | 2.4214e-05 | 6.3136e-05 | 3.7088e-05 | 4.6419e-05 | 0.00013841 | 0.00014546 | 0.00011939 | 9.8119e-06 | 0.00010348 | 0.00010897 | 0.00012714 | 5.1836e-05 | 0.0002288 | 8.2671e-05 | 7.133e-06 | 0.0001183 | 1.615e-06
6.0304e-05 | 2.023e-05 | 3.7081e-05 | 2.6948e-05 | 4.4666e-05 | 4.7469e-05 | 9.7363e-05 | 0.00012155 | 9.8494e-06 | 6.6242e-05 | 0.000109 | 0.00011926 | 2.9142e-05 | 2.4129e-05 | 3.587e-05 | 8.657e-06 | 9.9054e-05 | 1.7496e-05
0.0001183 | 1.4526e-05 | 5.451e-05 | 2.3053e-05 | 4.3763e-05 | 8.5784e-05 | 0.00011207 | 0.00012158 | 9.7729e-06 | 6.027e-05 | 0.00010837 | 0.00012007 | 6.0966e-05 | 1.2687e-05 | 6.246e-05 | 3.2461e-06 | 8.4883e-05 | 5.8097e-05
5.132e-05 | 4.3218e-05 | 3.2729e-05 | 1.1125e-05 | 4.5516e-05 | 2.2397e-05 | 8.3229e-05 | 0.00012208 | 9.8325e-06 | 5.1935e-05 | 0.00010879 | 0.0001161 | 5.7221e-05 | 1.348e-05 | 7.3035e-05 | 3.4671e-06 | 6.2864e-05 | 1.1333e-06
6.1048e-05 | 1.6203e-05 | 2.1344e-05 | 1.312e-05 | 4.5516e-05 | 2.2244e-05 | 2.8051e-05 | 0.00010965 | 9.8467e-06 | 5.2566e-05 | 0.00010877 | 0.00010997 | 7.6515e-06 | 2.0957e-06 | 1.4183e-05 | 3.4522e-06 | 5.0879e-05 | 5.6667e-07
5.1826e-05 | 1.4572e-05 | 2.2114e-05 | 1.2286e-05 | 4.5516e-05 | 2.2207e-05 | 3.7602e-06 | 0.00011348 | 9.8762e-06 | 4.2726e-05 | 0.00010906 | 0.00010412 | 7.9817e-06 | 1.4047e-05 | 9.7177e-06 | 3.4901e-06 | 3.0634e-05 | 4.25e-07
5.2302e-05 | 1.4534e-05 | 2.2405e-05 | 1.1274e-05 | 4.4666e-05 | 2.2325e-05 | 1.417e-05 | 0.00010386 | 9.7749e-06 | 4.6489e-05 | 0.00010893 | 0.00010439 | 6.8875e-06 | 1.467e-05 | 1.0649e-05 | 3.5281e-06 | 3.1339e-05 | 2.125e-07
5.0813e-05 | 1.4342e-05 | 2.1638e-05 | 1.0918e-05 | 4.5516e-05 | 2.236e-05 | 1.2209e-05 | 0.00010656 | 9.9328e-06 | 5.9282e-05 | 0.00010893 | 0.00010267 | 5.8338e-06 | 1.5293e-06 | 1.3156e-05 | 3.4737e-06 | 3.5126e-05 | 1.4167e-07
5.2302e-05 | 1.445e-05 | 2.1572e-05 | 1.1076e-05 | 4.4613e-05 | 2.263e-05 | 4.0545e-06 | 0.00010915 | 9.7898e-06 | 4.896e-05 | 0.00010877 | 9.5249e-05 | 1.1192e-05 | 1.5463e-05 | 1.3896e-05 | 3.4671e-06 | 4.3324e-05 | 4.25e-07
5.2755e-05 | 1.4499e-05 | 2.2411e-05 | 1.1163e-05 | 4.3763e-05 | 2.2075e-05 | 4.7859e-06 | 0.00011079 | 9.7176e-06 | 5.3149e-05 | 0.00010874 | 9.7219e-05 | 1.3632e-05 | 1.4613e-05 | 2.3327e-05 | 3.5281e-06 | 7.8399e-05 | 2.8333e-07
5.8772e-05 | 1.6785e-05 | 2.298e-05 | 1.1043e-05 | 4.4666e-05 | 2.18e-05 | 2.7008e-05 | 0.00010345 | 9.7589e-06 | 0.00052218 | 0.00010869 | 9.4303e-05 | 1.8204e-05 | 1.4557e-05 | 3.0824e-05 | 3.5511e-06 | 0.00010455 | 4.9158e-05
9.1689e-05 | 2.288e-05 | 2.4335e-05 | 1.1331e-05 | 4.5516e-05 | 2.2498e-05 | 3.1294e-05 | 9.904e-05 | 9.6998e-06 | 0.0001743 | 0.00010435 | 9.9458e-05 | 8.1741e-05 | 1.5236e-05 | 0.00011216 | 8.9744e-06 | 0.00013847 | 2.1477e-05
0.00010219 | 2.0841e-05 | 4.4678e-05 | 1.3657e-05 | 4.3763e-05 | 2.184e-05 | 0.00010829 | 0.00010535 | 9.6892e-06 | 0.00013549 | 0.00010331 | 9.9456e-05 | 0.00014232 | 2.209e-06 | 0.00018577 | 3.566e-06 | 0.00021573 | 0.00019917
7.4658e-05 | 1.7337e-05 | 2.4641e-05 | 1.1526e-05 | 4.4666e-05 | 2.18e-05 | 0.00025902 | 9.664e-05 | 9.6892e-06 | 9.221e-05 | 0.00027115 | 0.00010412 | 0.00010685 | 1.5349e-05 | 0.00013708 | 5.8679e-05 | 0.000195 | 8.7408e-05
9.81e-05 | 1.8201e-05 | 2.6159e-05 | 1.0429e-05 | 4.4666e-05 | 0.00011435 | 0.00032353 | 0.00011314 | 9.7287e-06 | 0.00025277 | 0.00032182 | 0.00010677 | 8.004e-05 | 1.3537e-05 | 9.9774e-05 | 0.000159 | 0.00018942 | 0.00015694
0.00013846 | 1.6304e-05 | 6.2469e-05 | 1.0421e-05 | 4.3763e-05 | 2.4983e-05 | 0.0002963 | 0.00011345 | 9.8916e-06 | 0.0002804 | 0.00034942 | 0.00011083 | 0.00014975 | 1.5859e-06 | 9.2697e-05 | 0.00013013 | 0.00017038 | 0.00013465
0.00027368 | 2.0174e-05 | 3.5288e-05 | 1.5121e-05 | 3.9618e-05 | 2.1948e-05 | 0.00026818 | 0.00012416 | 9.77e-06 | 8.572e-05 | 0.00038557 | 0.00012266 | 0.00022094 | 7.08e-06 | 0.0001803 | 1.1964e-05 | 7.665e-05 | 0.00013991
0.00011592 | 2.0864e-05 | 2.425e-05 | 3.2531e-05 | 3.4466e-05 | 2.1928e-05 | 0.00018396 | 0.00013244 | 9.8757e-06 | 9.913e-05 | 0.00040525 | 0.00012584 | 0.00018698 | 0.00028867 | 0.0001649 | 9.2126e-06 | 0.00012132 | 0.00019149
6.7967e-05 | 6.3593e-05 | 3.9121e-05 | 6.7229e-05 | 0.00065631 | 0.00043071 | 0.00019648 | 0.00013748 | 9.6967e-06 | 4.9118e-05 | 0.00041471 | 0.00013002 | 0.00011983 | 0.00024243 | 0.00011213 | 4.0974e-06 | 8.3476e-05 | 0.00012668
5.0844e-05 | 2.0985e-05 | 7.844e-05 | 7.282e-05 | 0.0021369 | 0.0010208 | 0.00026027 | 0.0001368 | 2.2979e-05 | 7.1903e-05 | 0.00041295 | 0.00012868 | 0.00014508 | 0.00032306 | 0.00015327 | 2.7021e-05 | 0.00010357 | 7.0833e-05
0.00043314 | 5.3855e-05 | 9.8185e-05 | 5.2067e-05 | 0.0022965 | 0.0010928 | 0.00020592 | 0.000145 | 3.9594e-05 | 6.1079e-05 | 0.00039524 | 0.00013096 | 0.00020866 | 0.00026491 | 0.00023001 | 0.00015295 | 0.00013267 | 8.9037e-05
0.00036365 | 5.4533e-05 | 4.7774e-05 | 4.6359e-05 | 0.0022583 | 0.00058606 | 0.00016354 | 0.00013707 | 9.3001e-05 | 9.0915e-05 | 0.00023839 | 0.00013134 | 0.00026494 | 0.00054646 | 0.00039976 | 7.374e-05 | 0.0001573 | 3.145e-05
0.00039274 | 2.5644e-05 | 9.5912e-05 | 4.1267e-05 | 0.0022669 | 0.00080563 | 0.00014404 | 0.0001421 | 1.1897e-05 | 8.8066e-05 | 0.00012886 | 0.00013037 | 0.00031323 | 3.5513e-05 | 0.00023677 | 2.1586e-05 | 0.00014971 | 0.00015002
0.00067383 | 2.3654e-05 | 5.7696e-05 | 5.6963e-05 | 0.0015466 | 0.00062827 | 0.00015039 | 0.00012468 | 9.7701e-06 | 0.00027896 | 0.00014034 | 0.00012942 | 0.00027273 | 4.7918e-05 | 0.00021241 | 1.0215e-05 | 0.00014289 | 0.0002028
0.00074446 | 3.1612e-05 | 8.4989e-05 | 2.6208e-05 | 0.00029644 | 0.00043041 | 0.00016073 | 0.00012994 | 9.867e-06 | 0.0001592 | 0.00015336 | 0.00012993 | 8.1749e-05 | 4.1517e-05 | 7.0397e-05 | 9.6813e-06 | 0.00012078 | 3.8179e-05
0.00060224 | 2.0818e-05 | 5.836e-05 | 2.2656e-05 | 0.00022609 | 0.0002088 | 0.00012464 | 0.00012865 | 9.8457e-06 | 0.0001166 | 0.00011254 | 0.00012671 | 6.2601e-06 | 3.8062e-05 | 2.9105e-05 | 4.6835e-06 | 9.2285e-05 | 0.00019027
0.00017943 | 1.7055e-05 | 3.39e-05 | 1.4656e-05 | 4.4666e-05 | 0.00017075 | 0.00011338 | 0.00011473 | 9.8958e-06 | 7.2375e-05 | 2.3059e-05 | 0.00012413 | 3.9131e-05 | 2.3732e-05 | 3.4151e-05 | 4.424e-06 | 4.1845e-05 | 8.478e-05
0.0001378 | 1.4249e-05 | 3.3038e-05 | 1.3472e-05 | 4.5516e-05 | 4.923e-05 | 4.8743e-05 | 0.00012591 | 9.9216e-06 | 7.8655e-05 | 2.2993e-05 | 0.00012075 | 1.2639e-05 | 1.2404e-05 | 1.3311e-05 | 3.4373e-06 | 6.853e-05 | 8.6275e-06
8.2522e-05 | 1.376e-05 | 2.1777e-05 | 1.7741e-05 | 4.3763e-05 | 4.8746e-05 | 5.5001e-06 | 0.00011817 | 9.9721e-06 | 6.6585e-05 | 6.5237e-06 | 0.00011699 | 2.7758e-05 | 1.5293e-06 | 2.1656e-05 | 3.4291e-06 | 7.2059e-05 | 7.9036e-05
5.132e-05 | 1.4526e-05 | 2.1431e-05 | 2.1686e-05 | 4.4666e-05 | 2.2436e-05 | 9.2055e-06 | 0.00011874 | 1.0023e-05 | 5.8688e-05 | 3.7278e-06 | 0.00011077 | 1.0567e-05 | 1.2971e-05 | 2.0916e-05 | 3.5132e-06 | 4.6213e-05 | 2.8333e-07
5.1826e-05 | 1.4077e-05 | 2.0775e-05 | 1.7128e-05 | 4.5516e-05 | 2.2172e-05 | 1.1536e-05 | 0.00010073 | 9.9417e-06 | 4.9538e-05 | 3.7611e-06 | 0.0001121 | 3.6721e-06 | 1.5859e-06 | 9.1924e-06 | 3.3148e-06 | 4.067e-05 | 4.25e-07
5.2248e-05 | 1.4526e-05 | 2.0762e-05 | 1.3453e-05 | 4.5516e-05 | 2.2135e-05 | 1.3159e-05 | 0.00011333 | 9.9546e-06 | 5.1735e-05 | 3.7278e-06 | 0.00010762 | 3.3139e-06 | 1.365e-05 | 1.0124e-05 | 3.4671e-06 | 3.2056e-05 | 4.9583e-07
6.2146e-05 | 1.4073e-05 | 2.1413e-05 | 1.0848e-05 | 4.3763e-05 | 2.2304e-05 | 1.0695e-05 | 0.00010776 | 9.8788e-06 | 4.8685e-05 | 3.7278e-06 | 0.00010286 | 3.1068e-06 | 1.382e-05 | 1.0571e-05 | 3.5362e-06 | 3.046e-05 | 4.9583e-07
5.3861e-05 | 1.4408e-05 | 2.2986e-05 | 1.0805e-05 | 4.4613e-05 | 2.2406e-05 | 7.0482e-06 | 0.0001059 | 9.7696e-06 | 4.6078e-05 | 3.7278e-06 | 0.00010062 | 2.6155e-06 | 2.5488e-06 | 3.0633e-05 | 3.5741e-06 | 6.3379e-05 | 2.8333e-07
5.2839e-05 | 1.6805e-05 | 2.4824e-05 | 1.075e-05 | 4.5516e-05 | 2.2135e-05 | 1.9819e-05 | 0.00011185 | 9.8885e-06 | 5.4182e-05 | 5.2855e-05 | 0.00010258 | 4.9615e-05 | 1.4103e-05 | 2.5237e-05 | 1.5055e-05 | 0.00010942 | 1.9125e-06
9.5819e-05 | 2.3246e-05 | 2.3385e-05 | 1.0889e-05 | 4.3763e-05 | 2.2365e-05 | 6.5847e-05 | 0.00010554 | 9.666e-06 | 8.8277e-05 | 6.8765e-05 | 0.00010089 | 7.2297e-05 | 1.433e-05 | 0.00019667 | 2.3487e-05 | 0.0001623 | 1.5583e-06
0.00013918 | 3.5262e-05 | 2.1959e-05 | 1.0829e-05 | 4.4666e-05 | 0.0002164 | 0.0001191 | 0.00010115 | 9.7374e-06 | 0.00011451 | 6.2042e-06 | 0.00010467 | 0.00014987 | 4.4746e-06 | 0.00017322 | 3.639e-06 | 0.00021838 | 2.0542e-06
6.2909e-05 | 3.7701e-05 | 2.2051e-05 | 1.6159e-05 | 4.4666e-05 | 8.5775e-05 | 0.00013865 | 0.00010999 | 9.7131e-06 | 6.341e-05 | 0.00017574 | 0.0001058 | 0.00019933 | 1.518e-05 | 0.00022499 | 4.5034e-05 | 0.00022184 | 4.3506e-05
0.00010803 | 2.8467e-05 | 2.1654e-05 | 2.2082e-05 | 4.3816e-05 | 3.7068e-05 | 0.00018824 | 0.00010983 | 9.7168e-06 | 0.00010209 | 0.00027134 | 0.00011451 | 0.00019722 | 1.5293e-06 | 0.00018119 | 3.5823e-06 | 0.00016885 | 0.00015038
7.5912e-05 | 2.9736e-05 | 3.0011e-05 | 2.2201e-05 | 3.436e-05 | 0.00043873 | 0.00021647 | 0.00012079 | 9.757e-06 | 7.3881e-05 | 0.00030775 | 0.00011486 | 0.0001103 | 1.3707e-05 | 0.00020629 | 1.3039e-05 | 0.00015355 | 0.00026832
0.0001572 | 4.831e-05 | 4.5368e-05 | 2.2797e-05 | 3.5368e-05 | 0.00019599 | 0.00015684 | 0.00011821 | 9.7932e-06 | 9.5599e-05 | 0.00031039 | 0.00012754 | 0.00011068 | 2.209e-06 | 0.00020963 | 0.0001523 | 0.00011778 | 0.00010951
6.0529e-05 | 4.8271e-05 | 4.4714e-05 | 4.363e-05 | 3.5316e-05 | 0.00019596 | 0.00016115 | 0.00013423 | 9.6544e-06 | 0.00021028 | 0.0003097 | 0.00012947 | 0.00010073 | 0.00031826 | 0.00014824 | 1.306e-05 | 6.8402e-05 | 0.00015195
0.00053373 | 8.2998e-05 | 5.6491e-05 | 8.1346e-05 | 3.4413e-05 | 0.00065363 | 0.00013653 | 0.00013145 | 3.4193e-05 | 0.00011776 | 0.00031102 | 0.00013262 | 9.9296e-05 | 3.3814e-05 | 0.00014403 | 1.8961e-05 | 8.6578e-05 | 6.9643e-05
9.1731e-05 | 8.8264e-05 | 0.00014023 | 0.00016135 | 0.00042293 | 0.0015804 | 0.00010838 | 0.00013897 | 7.7394e-05 | 7.0527e-05 | 0.00031182 | 0.00013448 | 0.00020283 | 1.3129e-05 | 0.00018254 | 4.4903e-05 | 0.00010842 | 0.00014046
0.0003311 | 3.374e-05 | 0.00021174 | 0.00023041 | 0.00090644 | 0.0014244 | 0.0001546 | 0.00015303 | 9.0894e-05 | 6.8573e-05 | 0.0002749 | 0.00014525 | 0.00020076 | 2.0119e-05 | 0.00026386 | 1.9768e-05 | 0.00011612 | 0.00010101
0.00050015 | 4.2283e-05 | 0.00016603 | 0.00018355 | 0.00068297 | 0.0013328 | 0.00017099 | 0.00014374 | 6.9819e-05 | 9.7291e-05 | 0.00010992 | 0.00014597 | 0.00036721 | 0.00017468 | 0.00028904 | 9.8303e-05 | 0.00012002 | 6.6366e-05
0.00068683 | 5.9084e-05 | 0.00017258 | 0.00010246 | 0.00065398 | 0.0010343 | 0.0001747 | 0.00014428 | 3.0292e-05 | 0.00016759 | 5.7349e-05 | 0.00013706 | 0.00032383 | 0.00054216 | 0.00018747 | 0.00031011 | 0.00013939 | 0.00011144
0.00064903 | 3.3395e-05 | 0.00012446 | 0.00010238 | 0.00033621 | 0.00043077 | 0.00017801 | 0.00013469 | 1.3179e-05 | 0.00010652 | 0.00013422 | 0.00013455 | 0.00022431 | 0.00051639 | 0.00019493 | 0.00015324 | 0.00015478 | 6.1546e-05
0.00028787 | 2.0494e-05 | 9.5825e-05 | 0.00010988 | 0.00098247 | 0.00029911 | 0.00024985 | 0.00012904 | 2.5288e-05 | 0.00013549 | 0.00013418 | 0.00013408 | 0.00011531 | 5.4091e-05 | 9.7442e-05 | 0.00016641 | 0.00014284 | 7.9192e-05
0.00041747 | 2.6213e-05 | 8.8133e-05 | 5.4627e-05 | 0.00046799 | 0.00012043 | 0.00019589 | 0.0001271 | 1.3075e-05 | 9.5713e-05 | 9.3755e-05 | 0.00013103 | 2.6497e-05 | 4.2933e-05 | 9.6054e-05 | 6.4483e-06 | 0.00011503 | 5.6667e-07
0.00027671 | 1.9415e-05 | 8.5049e-05 | 3.0981e-05 | 5.9108e-05 | 0.00015968 | 9.668e-05 | 0.00012379 | 1.3119e-05 | 5.7194e-05 | 3.7278e-06 | 0.00012483 | 7.3369e-05 | 1.6426e-06 | 6.5509e-05 | 3.5304e-06 | 7.3958e-05 | 5.9018e-05
0.00022505 | 1.3901e-05 | 7.6961e-05 | 2.0959e-05 | 4.4613e-05 | 4.8664e-05 | 8.0828e-05 | 0.00011734 | 9.9544e-06 | 7.5169e-05 | 3.7611e-06 | 0.00013835 | 5.8447e-05 | 1.5293e-06 | 3.0594e-05 | 3.4373e-06 | 8.4301e-05 | 5.6667e-07
8.0198e-05 | 1.4137e-05 | 6.7597e-05 | 2.8189e-05 | 4.5516e-05 | 4.5553e-05 | 2.6756e-05 | 0.00012146 | 9.9188e-06 | 7.6494e-05 | 3.7278e-06 | 0.00012066 | 3.1686e-05 | 1.2801e-05 | 1.1126e-05 | 3.4496e-06 | 4.01e-05 | 3.3575e-05
0.00010303 | 1.3912e-05 | 2.7389e-05 | 2.1386e-05 | 4.4613e-05 | 4.5757e-05 | 1.7207e-05 | 0.00011145 | 9.815e-06 | 5.7598e-05 | 3.7278e-06 | 0.00010695 | 1.3614e-05 | 2.0957e-06 | 1.0744e-05 | 3.2449e-06 | 2.6644e-05 | 2.6222e-05
9.5846e-05 | 1.4672e-05 | 2.062e-05 | 1.8076e-05 | 4.5516e-05 | 2.1738e-05 | 2.5091e-06 | 0.00012397 | 9.8738e-06 | 5.1741e-05 | 3.861e-06 | 0.00010938 | 1.313e-05 | 1.3254e-05 | 1.2702e-05 | 3.4901e-06 | 3.9763e-05 | 3.5417e-07
6.8957e-05 | 1.3834e-05 | 3.9494e-05 | 1.4154e-05 | 4.4666e-05 | 2.2121e-05 | 4.0341e-06 | 0.00010293 | 9.8133e-06 | 4.9904e-05 | 3.7944e-06 | 0.00010586 | 9.0391e-06 | 1.5293e-06 | 1.9435e-05 | 3.5132e-06 | 4.0605e-05 | 4.9583e-07
6.6383e-05 | 1.4294e-05 | 3.5249e-05 | 1.4074e-05 | 4.3711e-05 | 2.2121e-05 | 1.688e-05 | 0.00010979 | 9.7761e-06 | 4.9677e-05 | 3.7944e-06 | 0.00010443 | 7.3373e-06 | 1.382e-05 | 1.4708e-05 | 3.5076e-06 | 5.5632e-05 | 1.7e-06
5.132e-05 | 1.4362e-05 | 3.2203e-05 | 1.1433e-05 | 4.4666e-05 | 2.1891e-05 | 2.2155e-05 | 0.00010862 | 9.7395e-06 | 5.4013e-05 | 3.7278e-06 | 0.00010372 | 2.0025e-05 | 2.5488e-06 | 5.868e-05 | 3.5021e-06 | 8.6868e-05 | 9.2083e-07
0.00016316 | 1.5024e-05 | 3.3293e-05 | 1.1572e-05 | 4.5463e-05 | 7.292e-05 | 7.7466e-05 | 0.00010567 | 1.4094e-05 | 7.7296e-05 | 5.2456e-05 | 0.00010591 | 5.0549e-05 | 1.3764e-05 | 5.6768e-05 | 3.5482e-06 | 0.00021365 | 5.5533e-06
0.00012812 | 1.6308e-05 | 3.0524e-05 | 2.4176e-05 | 4.4666e-05 | 2.2934e-05 | 0.00010602 | 0.00010276 | 2.0635e-05 | 0.00011862 | 9.4959e-06 | 0.00010532 | 9.6791e-05 | 1.467e-05 | 0.00011704 | 8.7457e-06 | 0.00025916 | 1.9833e-06
7.4809e-05 | 1.8362e-05 | 2.8332e-05 | 1.1458e-05 | 4.3763e-05 | 2.2379e-05 | 0.00015925 | 0.00011209 | 9.7705e-06 | 9.331e-05 | 8.4124e-06 | 0.00010642 | 0.00013738 | 1.5293e-06 | 6.6367e-05 | 1.5716e-05 | 0.00025459 | 6.1856e-05
5.1826e-05 | 1.5551e-05 | 3.0039e-05 | 1.1301e-05 | 4.5568e-05 | 2.2501e-05 | 0.0002055 | 0.00010343 | 9.7358e-06 | 5.255e-05 | 0.00017919 | 0.0001066 | 8.5678e-05 | 1.45e-05 | 0.00015109 | 1.0941e-05 | 0.00021806 | 0.0001144
6.5307e-05 | 1.4011e-05 | 3.0076e-05 | 1.1945e-05 | 4.7374e-05 | 2.2975e-05 | 0.00018564 | 0.00010807 | 9.706e-06 | 8.8669e-05 | 0.00019644 | 0.00010017 | 5.7514e-05 | 1.6426e-06 | 0.0001826 | 1.3402e-05 | 0.00015872 | 0.00011955
6.3249e-05 | 1.386e-05 | 2.5576e-05 | 4.0907e-05 | 4.3816e-05 | 2.2802e-05 | 0.00019329 | 0.00010921 | 9.7481e-06 | 9.6837e-05 | 0.00017774 | 0.00011169 | 0.00014458 | 1.4273e-05 | 0.00016563 | 1.9328e-05 | 0.0001144 | 0.00018593
9.8898e-05 | 2.2699e-05 | 3.5084e-05 | 4.6676e-05 | 4.4666e-05 | 0.00027912 | 0.00016454 | 0.00012298 | 1.0031e-05 | 0.00012197 | 0.000178 | 0.00011601 | 0.00019095 | 1.5859e-06 | 0.00015991 | 2.4532e-05 | 7.7033e-05 | 0.00026849
0.00013842 | 3.185e-05 | 5.0258e-05 | 4.0808e-05 | 4.3816e-05 | 0.0001766 | 0.00014347 | 0.00012021 | 1.0936e-05 | 7.5766e-05 | 0.0002273 | 0.00011519 | 7.7233e-05 | 0.00040969 | 0.00020784 | 1.2222e-05 | 8.6249e-05 | 0.00012506
0.00010607 | 3.5422e-05 | 9.3933e-05 | 8.703e-05 | 4.3816e-05 | 0.00014503 | 0.00013494 | 0.0001401 | 1.7976e-05 | 7.6331e-05 | 0.00023069 | 0.00011896 | 3.4308e-05 | 3.8606e-05 | 0.00016135 | 4.1775e-05 | 6.6646e-05 | 0.00014858
9.9716e-05 | 6.0147e-05 | 9.9865e-05 | 0.00010929 | 0.00014576 | 0.0006718 | 0.00017052 | 0.00013573 | 2.7224e-05 | 0.00020788 | 0.00023111 | 0.00012174 | 0.00018567 | 1.1996e-05 | 0.00018133 | 1.8609e-05 | 8.3213e-05 | 4.3789e-05
8.9041e-05 | 6.5996e-05 | 0.00011602 | 0.00012169 | 0.00023055 | 0.00072761 | 0.00014998 | 0.00012711 | 2.3859e-05 | 0.0001321 | 0.00021424 | 0.00012105 | 0.00017998 | 0.00011096 | 0.00030864 | 2.0115e-05 | 8.8746e-05 | 8.4674e-05
0.00028704 | 4.8545e-05 | 9.3226e-05 | 8.0203e-05 | 4.5568e-05 | 0.00023247 | 0.00013903 | 0.00013729 | 2.3639e-05 | 0.00016102 | 0.00011018 | 0.00012483 | 0.00045287 | 0.00010932 | 0.00070429 | 0.00012834 | 0.00014233 | 7.8837e-05
0.00029069 | 2.0254e-05 | 9.8627e-05 | 9.0644e-05 | 0.00022694 | 0.00019575 | 0.00018613 | 0.00013818 | 1.3207e-05 | 0.00020958 | 5.8174e-05 | 0.00013123 | 0.00041487 | 6.338e-05 | 0.00037679 | 6.65e-05 | 0.00022943 | 6.2262e-05
0.00011478 | 1.9819e-05 | 7.8055e-05 | 7.402e-05 | 4.4666e-05 | 5.3685e-05 | 0.0002397 | 0.0001317 | 9.8867e-06 | 0.00012497 | 0.00013416 | 0.00013089 | 0.0001933 | 5.2845e-05 | 0.00014257 | 2.0074e-05 | 0.00021292 | 0.00010393
0.00010587 | 2.0438e-05 | 5.2592e-05 | 9.5741e-05 | 4.5568e-05 | 5.2526e-05 | 0.00023977 | 0.00011771 | 1.3246e-05 | 0.00013228 | 0.00013421 | 0.00012755 | 6.2622e-05 | 4.0554e-05 | 7.4954e-05 | 1.5168e-05 | 0.00025541 | 0.00010264
0.00011181 | 1.9673e-05 | 2.8894e-05 | 6.9404e-05 | 4.4613e-05 | 4.7132e-05 | 0.00021087 | 0.00012217 | 1.2984e-05 | 9.3779e-05 | 9.4081e-05 | 0.00012443 | 1.2491e-05 | 5.2619e-05 | 2.9654e-05 | 6.4068e-06 | 0.00013734 | 5.3422e-05
7.0945e-05 | 1.6102e-05 | 5.5308e-05 | 2.982e-05 | 4.3763e-05 | 2.2053e-05 | 0.00012445 | 0.00012059 | 9.6307e-06 | 6.2342e-05 | 3.7278e-06 | 0.00011882 | 1.6037e-05 | 1.0309e-05 | 6.5631e-05 | 3.5199e-06 | 0.0001195 | 5.406e-05
5.2164e-05 | 1.3209e-05 | 2.2195e-05 | 2.3661e-05 | 4.5516e-05 | 2.2741e-05 | 3.6719e-05 | 0.00010456 | 9.9446e-06 | 7.7328e-05 | 3.7611e-06 | 0.00012266 | 4.9211e-06 | 1.365e-05 | 5.6277e-05 | 3.4671e-06 | 7.4739e-05 | 2.9807e-05
7.4519e-05 | 1.2718e-05 | 2.1514e-05 | 1.4032e-05 | 4.3763e-05 | 2.2623e-05 | 2.2739e-06 | 0.00011268 | 9.762e-06 | 5.5301e-05 | 3.7278e-06 | 0.00011268 | 1.6477e-05 | 1.4273e-05 | 4.1449e-05 | 3.4496e-06 | 7.9951e-05 | 4.9583e-07
5.2364e-05 | 1.3327e-05 | 2.162e-05 | 1.2317e-05 | 4.4613e-05 | 2.2894e-05 | 9.2567e-06 | 0.00011155 | 9.7828e-06 | 7.8259e-05 | 3.7944e-06 | 0.00010983 | 1.5879e-05 | 1.4557e-05 | 9.7177e-06 | 3.5187e-06 | 4.6012e-05 | 7.0833e-07
5.1341e-05 | 1.4249e-05 | 2.1585e-05 | 1.1601e-05 | 4.6366e-05 | 2.2623e-05 | 7.5742e-06 | 0.00010718 | 9.7426e-06 | 5.0268e-05 | 3.7278e-06 | 0.00010471 | 4.1612e-06 | 1.5859e-06 | 1.229e-05 | 3.2394e-06 | 3.0325e-05 | 3.5417e-07
5.1288e-05 | 1.3439e-05 | 2.127e-05 | 1.1688e-05 | 4.4613e-05 | 2.2776e-05 | 6.1971e-06 | 0.00010014 | 9.8537e-06 | 5.1183e-05 | 3.7611e-06 | 0.00010239 | 3.6325e-06 | 1.4783e-05 | 1.444e-05 | 3.5362e-06 | 2.5539e-05 | 2.125e-07
5.1964e-05 | 1.5792e-05 | 2.1145e-05 | 1.1556e-05 | 4.3763e-05 | 2.2857e-05 | 7.7985e-06 | 0.00010789 | 9.8167e-06 | 5.9882e-05 | 3.7278e-06 | 9.9365e-05 | 1.7781e-05 | 1.5066e-05 | 3.7178e-05 | 3.5076e-06 | 5.7286e-05 | 4.9583e-07
7.3223e-05 | 1.6105e-05 | 2.0428e-05 | 1.1424e-05 | 4.3763e-05 | 2.2725e-05 | 2.017e-05 | 0.0001009 | 9.6547e-06 | 6.5061e-05 | 3.7278e-06 | 9.5493e-05 | 1.7585e-05 | 1.4896e-05 | 6.1599e-05 | 5.9139e-06 | 0.00010331 | 5.6667e-07
0.00011559 | 4.308e-05 | 2.3624e-05 | 1.1564e-05 | 4.5516e-05 | 5.8183e-05 | 8.0717e-05 | 9.962e-05 | 1.1265e-05 | 8.3551e-05 | 3.7944e-06 | 0.00010199 | 8.3971e-05 | 1.4896e-05 | 8.8983e-05 | 3.3389e-06 | 0.00020082 | 1.275e-06
0.00017761 | 0.00010411 | 2.4078e-05 | 1.181e-05 | 4.4666e-05 | 6.7447e-05 | 0.00010862 | 0.00010449 | 3.6578e-05 | 0.00012841 | 3.7611e-06 | 0.00010485 | 9.0393e-05 | 1.5406e-05 | 0.00010785 | 3.83e-06 | 0.00027681 | 7.1258e-05
9.6538e-05 | 0.00010185 | 3.5487e-05 | 1.1803e-05 | 4.5516e-05 | 2.2511e-05 | 0.00010638 | 0.0001026 | 2.4418e-05 | 7.0571e-05 | 9.3196e-07 | 9.8552e-05 | 7.7328e-05 | 1.501e-05 | 0.00010785 | 1.5893e-05 | 0.00016283 | 8.9717e-05
7.7649e-05 | 6.697e-05 | 3.1563e-05 | 1.1715e-05 | 4.3763e-05 | 2.3168e-05 | 0.00010394 | 9.8771e-05 | 2.2137e-05 | 8.0824e-05 | 0.00021747 | 9.6281e-05 | 9.6313e-05 | 1.4783e-05 | 4.1776e-05 | 8.8841e-06 | 0.0001622 | 0.00028716
5.2333e-05 | 1.5743e-05 | 2.3375e-05 | 1.3169e-05 | 4.5568e-05 | 2.3077e-05 | 0.00011509 | 0.00010989 | 9.9005e-06 | 6.837e-05 | 0.0001976 | 0.00010474 | 9.8219e-05 | 1.5859e-06 | 6.5726e-05 | 8.3964e-06 | 0.00017521 | 0.00015565
7.2764e-05 | 1.4158e-05 | 5.8252e-05 | 1.3339e-05 | 4.4666e-05 | 2.4515e-05 | 0.00013922 | 0.00010453 | 9.7912e-06 | 5.3278e-05 | 0.0001783 | 0.00011353 | 0.0001225 | 1.3707e-05 | 0.00013796 | 1.0283e-05 | 0.00012887 | 0.0001024
5.1858e-05 | 1.5001e-05 | 4.1455e-05 | 5.2479e-05 | 4.5516e-05 | 2.424e-05 | 6.8176e-05 | 0.00011532 | 9.849e-06 | 0.00013265 | 0.00017862 | 0.00012637 | 0.0001437 | 1.5293e-06 | 0.0001398 | 1.8354e-05 | 9.0598e-05 | 1.8572e-05
5.0813e-05 | 1.3861e-05 | 4.5675e-05 | 3.6811e-05 | 4.5568e-05 | 2.2511e-05 | 7.6075e-05 | 0.0001164 | 9.895e-06 | 6.7978e-05 | 0.00017895 | 0.00011922 | 7.6896e-05 | 0.00041893 | 0.0001191 | 4.3372e-06 | 4.1004e-05 | 4.8237e-05
5.0253e-05 | 1.3354e-05 | 2.5269e-05 | 3.9834e-05 | 4.3763e-05 | 0.00034089 | 8.1567e-05 | 0.00013098 | 9.6648e-06 | 5.8477e-05 | 0.00014875 | 0.00012294 | 5.4377e-05 | 4.3953e-05 | 8.3419e-05 | 8.6913e-06 | 7.8671e-05 | 0.0005758
8.1595e-05 | 1.3868e-05 | 2.3689e-05 | 4.4148e-05 | 4.4666e-05 | 0.00037002 | 5.818e-05 | 0.00011951 | 9.8629e-06 | 4.5789e-05 | 0.00014905 | 0.00011679 | 6.9926e-05 | 7.9511e-05 | 6.4617e-05 | 4.7083e-06 | 8.4452e-05 | 1.7708e-06
5.0338e-05 | 1.4477e-05 | 6.7214e-05 | 5.7654e-05 | 4.5568e-05 | 0.00025566 | 4.973e-05 | 0.00013602 | 9.9391e-06 | 0.00053531 | 0.00013151 | 0.00011351 | 0.00020588 | 9.4816e-05 | 0.00019797 | 2.0505e-05 | 6.5273e-05 | 6.1767e-05
0.00033638 | 1.4443e-05 | 2.8305e-05 | 6.7403e-05 | 4.4666e-05 | 0.00027554 | 0.00014075 | 0.00013045 | 9.8021e-06 | 0.00021717 | 2.744e-05 | 0.00011518 | 0.00032986 | 4.0045e-05 | 0.00060741 | 0.00013695 | 0.00010141 | 9.1021e-05
0.00021884 | 1.4477e-05 | 3.502e-05 | 3.5594e-05 | 4.5568e-05 | 0.00016369 | 0.00022018 | 0.00012421 | 9.838e-06 | 0.00015226 | 0.00012676 | 0.00012264 | 0.00045305 | 4.5199e-05 | 0.00042203 | 9.7277e-05 | 0.00016204 | 0.00013638
0.00021462 | 1.3894e-05 | 3.2338e-05 | 2.6976e-05 | 4.4666e-05 | 2.2791e-05 | 0.00018354 | 0.00011187 | 9.9706e-06 | 0.00011903 | 0.00013408 | 0.00013033 | 0.00022501 | 4.4179e-05 | 9.2492e-05 | 8.3924e-05 | 0.00016439 | 0.00020033
6.3019e-05 | 1.4509e-05 | 5.3698e-05 | 2.1381e-05 | 4.5568e-05 | 2.3056e-05 | 0.00018906 | 0.00012442 | 9.7076e-06 | 7.9845e-05 | 8.4515e-05 | 0.00012182 | 0.00014543 | 6.2927e-05 | 6.6195e-05 | 1.0201e-05 | 0.00012675 | 3.6947e-05
6.4624e-05 | 1.4137e-05 | 5.5044e-05 | 2.1447e-05 | 4.6366e-05 | 2.2786e-05 | 0.00012718 | 0.00011411 | 9.7626e-06 | 6.8415e-05 | 3.7611e-06 | 0.00012044 | 0.00012265 | 4.7181e-05 | 5.7784e-05 | 1.3713e-05 | 0.00011559 | 4.4377e-06
5.5004e-05 | 1.4443e-05 | 2.5655e-05 | 1.9623e-05 | 4.4666e-05 | 3.9244e-05 | 0.00011589 | 0.00011683 | 9.8271e-06 | 7.4917e-05 | 3.9275e-06 | 0.00011378 | 4.2233e-05 | 1.416e-06 | 7.8061e-05 | 3.4739e-06 | 0.00010629 | 3.5417e-07
5.1995e-05 | 1.4442e-05 | 2.1535e-05 | 1.8814e-05 | 4.4613e-05 | 2.2837e-05 | 9.0523e-05 | 0.00011675 | 9.861e-06 | 5.9396e-05 | 3.7944e-06 | 0.00011392 | 7.1276e-06 | 1.382e-05 | 3.2367e-05 | 3.4901e-06 | 9.3367e-05 | 4.25e-07
5.2302e-05 | 1.3899e-05 | 2.173e-05 | 1.2305e-05 | 4.5516e-05 | 2.2643e-05 | 3.3146e-05 | 0.00011389 | 9.8449e-06 | 0.00011482 | 3.7278e-06 | 0.00010626 | 4.5788e-06 | 1.4557e-05 | 3.278e-05 | 3.2449e-06 | 4.8079e-05 | 4.25e-07
5.4044e-05 | 1.4442e-05 | 2.0893e-05 | 1.1754e-05 | 4.4666e-05 | 2.2786e-05 | 1.2369e-05 | 0.00010891 | 9.8209e-06 | 6.2601e-05 | 3.7278e-06 | 0.00010678 | 4.2346e-06 | 1.4953e-05 | 3.1794e-05 | 3.4496e-06 | 5.0524e-05 | 2.125e-07
5.2333e-05 | 1.4295e-05 | 2.1792e-05 | 1.0784e-05 | 4.5516e-05 | 2.2867e-05 | 2.5968e-06 | 0.00010484 | 9.8056e-06 | 7.3323e-05 | 3.7944e-06 | 0.00010113 | 4.285e-06 | 1.4896e-05 | 3.3859e-05 | 3.4834e-06 | 3.1456e-05 | 6.375e-07
5.2333e-05 | 1.5479e-05 | 2.2392e-05 | 1.1291e-05 | 4.4613e-05 | 2.326e-05 | 7.308e-06 | 0.00011292 | 9.7916e-06 | 7.8712e-05 | 3.861e-06 | 0.00010091 | 4.5788e-06 | 1.518e-05 | 3.3938e-05 | 3.2854e-06 | 2.4194e-05 | 3.7542e-06
5.1805e-05 | 1.556e-05 | 2.3598e-05 | 1.0959e-05 | 4.4666e-05 | 2.2857e-05 | 2.3971e-06 | 9.8871e-05 | 9.9048e-06 | 7.7862e-05 | 3.7278e-06 | 9.713e-05 | 9.6328e-06 | 9.0624e-06 | 2.666e-05 | 3.5307e-06 | 4.1795e-05 | 4.25e-07
5.3071e-05 | 1.5358e-05 | 2.1253e-05 | 1.0879e-05 | 4.3763e-05 | 2.2796e-05 | 2.1919e-05 | 0.00010868 | 9.7055e-06 | 5.7414e-05 | 3.6946e-06 | 9.961e-05 | 2.2988e-05 | 7.9863e-06 | 6.7618e-05 | 5.7453e-06 | 0.00012409 | 9.2083e-07
5.6303e-05 | 1.4935e-05 | 2.3745e-05 | 1.1883e-05 | 4.4613e-05 | 5.2689e-05 | 5.383e-05 | 9.4048e-05 | 6.5141e-05 | 7.6098e-05 | 3.7944e-06 | 9.7846e-05 | 7.3939e-05 | 1.4783e-05 | 6.9791e-05 | 3.5252e-06 | 0.00019203 | 1.0625e-06
6.4058e-05 | 1.7137e-05 | 2.1333e-05 | 2.8182e-05 | 4.4666e-05 | 2.3148e-05 | 0.00014831 | 9.8315e-05 | 6.149e-05 | 0.00011918 | 3.395e-06 | 0.00010002 | 8.2572e-05 | 1.501e-05 | 0.00010836 | 8.9797e-06 | 0.00024405 | 7.0805e-05
5.3682e-05 | 1.7091e-05 | 2.1283e-05 | 1.1018e-05 | 4.4666e-05 | 2.2535e-05 | 0.0001561 | 0.00010202 | 2.404e-05 | 0.00010035 | 8.9867e-07 | 0.00010272 | 0.00013888 | 1.4953e-05 | 0.00012952 | 2.0728e-05 | 0.00016985 | 3.3717e-05
5.8382e-05 | 1.7099e-05 | 2.3222e-05 | 1.1532e-05 | 4.4613e-05 | 2.326e-05 | 0.00017302 | 9.67e-05 | 9.8669e-06 | 7.3438e-05 | 0.00019347 | 9.8266e-05 | 6.0775e-05 | 1.4783e-05 | 6.3735e-05 | 2.9342e-05 | 0.00016775 | 0.00024912
5.3407e-05 | 1.7137e-05 | 2.2335e-05 | 1.1483e-05 | 4.4666e-05 | 0.0002312 | 0.00010197 | 0.00010677 | 9.8287e-06 | 4.3528e-05 | 0.0001969 | 9.5742e-05 | 4.2902e-05 | 1.4613e-05 | 8.3669e-05 | 1.7135e-05 | 0.00013113 | 0.00018404
5.5438e-05 | 1.5897e-05 | 2.2774e-05 | 1.0948e-05 | 4.4666e-05 | 0.00016586 | 0.00011113 | 0.00010444 | 9.8188e-06 | 9.4516e-05 | 0.00017901 | 0.00010244 | 8.6401e-05 | 1.4953e-05 | 8.9083e-05 | 1.0368e-05 | 8.6812e-05 | 1.785e-05
5.4717e-05 | 1.6573e-05 | 2.1203e-05 | 1.0807e-05 | 4.4666e-05 | 2.2684e-05 | 0.00010884 | 0.00011381 | 9.8267e-06 | 8.1356e-05 | 0.00017923 | 0.00010379 | 0.0001213 | 1.4726e-06 | 5.2194e-05 | 8.1487e-06 | 7.3497e-05 | 1.0625e-06
5.1435e-05 | 1.4397e-05 | 2.1538e-05 | 1.0605e-05 | 4.3816e-05 | 2.3169e-05 | 6.8584e-05 | 0.00011021 | 9.8207e-06 | 5.4858e-05 | 0.0002285 | 0.00010483 | 3.8818e-05 | 0.00042013 | 5.7781e-05 | 7.9305e-06 | 7.8752e-05 | 4.6523e-05
5.2396e-05 | 6.6266e-05 | 2.6603e-05 | 1.0775e-05 | 4.4718e-05 | 2.3719e-05 | 7.94e-05 | 0.00011893 | 9.7424e-06 | 6.9798e-05 | 0.00023117 | 0.00010937 | 5.5805e-05 | 0.00013641 | 2.8566e-05 | 4.9344e-06 | 7.4074e-05 | 1.6235e-05
6.6956e-05 | 6.4566e-05 | 4.2149e-05 | 1.9408e-05 | 4.3763e-05 | 2.6096e-05 | 9.459e-05 | 0.00012048 | 9.8198e-06 | 5.4381e-05 | 0.00023161 | 0.00011169 | 8.0636e-05 | 1.382e-05 | 4.7267e-05 | 4.3571e-06 | 8.0963e-05 | 5.4818e-05
5.1445e-05 | 3.4698e-05 | 5.0423e-05 | 2.117e-05 | 4.5516e-05 | 2.3621e-05 | 6.4278e-05 | 0.00012411 | 9.7813e-06 | 7.6203e-05 | 0.0002153 | 0.00011582 | 0.00015989 | 0.00012008 | 0.00018642 | 1.779e-05 | 0.00010739 | 8.2167e-05
6.2501e-05 | 1.7865e-05 | 2.5433e-05 | 2.4943e-05 | 4.5568e-05 | 2.3216e-05 | 0.00010603 | 0.00011624 | 9.7995e-06 | 9.4113e-05 | 0.00014075 | 0.00011906 | 0.00039741 | 0.00013073 | 0.00042652 | 9.1558e-06 | 0.00010773 | 0.00010009
6.9114e-05 | 4.0033e-05 | 2.4367e-05 | 2.4337e-05 | 4.4666e-05 | 2.2867e-05 | 0.00019098 | 0.00012147 | 9.698e-06 | 0.00022073 | 0.00016012 | 0.0001231 | 0.00038352 | 6.7232e-05 | 0.00043043 | 1.3302e-05 | 0.00018329 | 9.9422e-05
0.00011597 | 3.2519e-05 | 2.3011e-05 | 3.2292e-05 | 4.4666e-05 | 2.3056e-05 | 0.00011892 | 0.00011538 | 9.8095e-06 | 8.0289e-05 | 0.00013386 | 0.00012322 | 0.00024016 | 6.1001e-05 | 0.00033683 | 8.6416e-06 | 0.00022242 | 0.00012991
0.00016495 | 1.4183e-05 | 2.161e-05 | 1.5402e-05 | 4.4666e-05 | 2.2846e-05 | 0.0001281 | 0.00012606 | 9.5935e-06 | 7.7801e-05 | 8.3264e-05 | 0.00011976 | 9.2862e-05 | 5.7376e-05 | 0.00022187 | 7.5118e-06 | 0.00016674 | 9.0596e-05
7.0394e-05 | 1.468e-05 | 2.262e-05 | 1.3387e-05 | 4.6419e-05 | 2.3209e-05 | 0.00016632 | 0.00010834 | 9.8118e-06 | 5.4249e-05 | 3.7611e-06 | 0.00011393 | 6.4667e-05 | 3.0756e-05 | 0.00011009 | 4.5887e-06 | 0.00013773 | 3.6762e-05
0.00013134 | 1.4057e-05 | 2.1615e-05 | 1.2697e-05 | 4.2861e-05 | 2.3229e-05 | 0.00010541 | 0.00011391 | 9.546e-06 | 5.6685e-05 | 3.7278e-06 | 0.00011035 | 7.534e-05 | 1.399e-05 | 2.2375e-05 | 3.4901e-06 | 8.7368e-05 | 5.0929e-05
0.00011716 | 1.4363e-05 | 2.085e-05 | 1.1255e-05 | 4.5516e-05 | 2.2918e-05 | 3.9679e-05 | 0.00010879 | 9.7152e-06 | 4.5211e-05 | 3.7944e-06 | 0.00010453 | 5.4116e-05 | 1.4047e-05 | 1.934e-05 | 3.2624e-06 | 7.8805e-05 | 2.8333e-07
0.00012691 | 1.4137e-05 | 2.1477e-05 | 1.2117e-05 | 4.4666e-05 | 2.2796e-05 | 4.0706e-05 | 0.0001124 | 9.8142e-06 | 5.5577e-05 | 3.7278e-06 | 0.00010376 | 2.3198e-05 | 1.4443e-05 | 9.0491e-06 | 3.2624e-06 | 3.9884e-05 | 3.5417e-07
8.9745e-05 | 1.4019e-05 | 2.2217e-05 | 1.2172e-05 | 4.5516e-05 | 2.2975e-05 | 2.2151e-05 | 0.00010451 | 9.9661e-06 | 4.7015e-05 | 3.8277e-06 | 0.00010027 | 1.2783e-05 | 1.5859e-06 | 1.4612e-05 | 3.5335e-06 | 4.6809e-05 | 4.9583e-07
8.5365e-05 | 1.4362e-05 | 2.1411e-05 | 1.1407e-05 | 4.4613e-05 | 2.326e-05 | 9.7452e-06 | 9.8408e-05 | 9.7811e-06 | 6.1888e-05 | 3.7278e-06 | 9.7196e-05 | 9.2869e-06 | 1.5066e-05 | 1.3657e-05 | 3.505e-06 | 4.5219e-05 | 2.125e-07
5.075e-05 | 1.4065e-05 | 2.2423e-05 | 1.1984e-05 | 4.4666e-05 | 2.2816e-05 | 1.2059e-05 | 9.7761e-05 | 9.7918e-06 | 5.2623e-05 | 3.7944e-06 | 9.7375e-05 | 1.0167e-05 | 1.4217e-05 | 1.0935e-05 | 3.2394e-06 | 1.7327e-05 | 2.8333e-07
5.1826e-05 | 1.4329e-05 | 2.3521e-05 | 1.1835e-05 | 4.4613e-05 | 2.301e-05 | 2.2151e-05 | 9.6673e-05 | 9.8524e-06 | 5.4298e-05 | 3.7278e-06 | 9.4245e-05 | 1.3617e-05 | 1.433e-05 | 1.4851e-05 | 3.4901e-06 | 3.3634e-05 | 2.8333e-07
5.3008e-05 | 1.4019e-05 | 2.1842e-05 | 1.1941e-05 | 4.3763e-05 | 2.2495e-05 | 5.6697e-05 | 9.9002e-05 | 9.7392e-06 | 4.814e-05 | 3.7611e-06 | 9.5559e-05 | 2.9063e-05 | 2.1523e-06 | 6.8883e-05 | 5.9139e-06 | 0.00010088 | 1.2042e-06
9.3067e-05 | 3.7316e-05 | 2.3928e-05 | 1.191e-05 | 4.3763e-05 | 2.2765e-05 | 8.069e-05 | 9.3866e-05 | 6.998e-05 | 9.4055e-05 | 3.861e-06 | 9.7605e-05 | 0.00014346 | 1.433e-05 | 5.6304e-05 | 3.4671e-06 | 0.00023452 | 8.296e-05
0.00010045 | 0.00017268 | 2.4403e-05 | 4.5764e-05 | 4.5516e-05 | 2.2999e-05 | 6.2868e-05 | 9.024e-05 | 6.8648e-05 | 7.9125e-05 | 3.5947e-05 | 9.4182e-05 | 0.00014963 | 1.4557e-05 | 0.00014569 | 1.9156e-05 | 0.00028367 | 0.00013524
7.3258e-05 | 9.9165e-05 | 4.0396e-05 | 3.4229e-05 | 4.3763e-05 | 2.2959e-05 | 0.00011856 | 9.7241e-05 | 0.00018944 | 0.00010201 | 8.1114e-05 | 0.0001003 | 7.6681e-05 | 1.5236e-05 | 0.00010691 | 8.5e-06 | 0.00020079 | 0.00077973
5.5066e-05 | 7.8517e-05 | 2.7014e-05 | 1.497e-05 | 4.4666e-05 | 2.3418e-05 | 0.00017225 | 9.6211e-05 | 4.8329e-05 | 4.9864e-05 | 0.00023654 | 9.3753e-05 | 5.9681e-05 | 1.2914e-05 | 7.026e-05 | 1.6803e-05 | 0.0001444 | 0.00045576
5.8267e-05 | 3.8856e-05 | 2.3961e-05 | 1.0823e-05 | 4.3763e-05 | 9.7625e-05 | 0.00015411 | 9.5891e-05 | 2.9927e-05 | 0.00013739 | 0.000277 | 9.9589e-05 | 8.7701e-05 | 2.7754e-06 | 9.6231e-05 | 1.0276e-05 | 0.00010785 | 0.00086715
5.0813e-05 | 1.5263e-05 | 2.9816e-05 | 1.0695e-05 | 4.4666e-05 | 2.3734e-05 | 0.00015512 | 0.00011335 | 4.471e-05 | 0.00012863 | 0.00024272 | 9.5594e-05 | 0.00010283 | 1.4387e-05 | 2.9186e-05 | 7.4849e-06 | 8.9483e-05 | 0.00086741
5.2871e-05 | 1.4488e-05 | 3.5716e-05 | 1.0462e-05 | 4.4666e-05 | 2.4413e-05 | 0.00013455 | 0.00010302 | 1.0271e-05 | 0.00013464 | 0.00017894 | 0.00010338 | 0.00010923 | 1.4726e-06 | 4.9454e-05 | 7.8844e-06 | 6.3086e-05 | 0.00086786
0.00017078 | 1.4682e-05 | 2.4955e-05 | 1.0653e-05 | 4.3816e-05 | 2.3067e-05 | 0.00014725 | 0.00011664 | 1.0061e-05 | 5.7448e-05 | 0.00022876 | 0.00010712 | 8.5303e-05 | 0.00041103 | 0.00026212 | 4.0637e-06 | 6.1866e-05 | 0.00017048
6.8651e-05 | 1.4607e-05 | 2.2478e-05 | 1.0561e-05 | 4.5516e-05 | 2.3587e-05 | 0.00013147 | 0.0001228 | 9.8061e-06 | 7.0979e-05 | 0.00023171 | 0.00010713 | 0.00010316 | 8.9095e-05 | 0.00020609 | 9.2177e-06 | 7.5397e-05 | 8.4079e-05
5.7504e-05 | 1.4451e-05 | 4.1188e-05 | 1.2864e-05 | 0.00031906 | 2.3434e-05 | 0.00014508 | 0.00012167 | 9.7369e-06 | 5.8269e-05 | 0.00023168 | 0.00011838 | 0.0001812 | 1.2325e-05 | 0.00021003 | 3.5978e-05 | 4.3582e-05 | 1.8417e-06
5.9252e-05 | 1.4384e-05 | 7.2209e-05 | 1.7236e-05 | 4.4718e-05 | 2.4326e-05 | 0.00010513 | 0.00012264 | 9.7853e-06 | 9.1588e-05 | 0.00021458 | 0.00011291 | 0.00021079 | 9.3116e-05 | 0.0002336 | 3.2626e-05 | 0.00010045 | 4.25e-07
5.0844e-05 | 1.3528e-05 | 3.125e-05 | 1.2874e-05 | 4.5568e-05 | 0.00016463 | 0.00012286 | 0.00011708 | 9.8283e-06 | 0.00010582 | 0.00014461 | 0.00011459 | 0.00034827 | 0.00010648 | 0.00043323 | 1.3911e-05 | 0.00010245 | 2.8333e-07
5.1245e-05 | 1.4102e-05 | 2.2318e-05 | 1.9539e-05 | 4.4666e-05 | 3.44e-05 | 0.00013845 | 0.00012635 | 9.781e-06 | 0.00012005 | 0.00015963 | 0.00011989 | 0.00050736 | 5.3072e-05 | 0.00036148 | 1.1195e-05 | 0.00022006 | 0.00017885
6.5623e-05 | 1.5946e-05 | 2.799e-05 | 1.4133e-05 | 4.4666e-05 | 2.3077e-05 | 0.00015046 | 0.0001132 | 9.7751e-06 | 0.00018089 | 0.00013415 | 0.00013768 | 0.00027585 | 4.7272e-05 | 0.0002226 | 0.00015484 | 0.00018133 | 0.00015015
6.1199e-05 | 1.5435e-05 | 2.8221e-05 | 1.4988e-05 | 4.5516e-05 | 2.2846e-05 | 0.00011482 | 0.0001207 | 9.781e-06 | 7.9246e-05 | 8.4462e-05 | 0.00012879 | 7.4116e-05 | 4.8767e-05 | 0.00011382 | 2.8829e-05 | 0.00014356 | 7.3667e-05
0.00016915 | 1.5456e-05 | 2.2228e-05 | 1.5663e-05 | 4.4666e-05 | 2.3301e-05 | 0.00016201 | 0.00012228 | 9.8473e-06 | 5.1645e-05 | 3.8277e-06 | 0.00012572 | 7.3575e-05 | 4.8201e-05 | 3.7505e-05 | 7.3001e-05 | 0.00011543 | 9.2083e-07
5.2386e-05 | 2.5546e-05 | 2.7485e-05 | 1.2387e-05 | 4.5516e-05 | 2.2725e-05 | 0.00016471 | 0.00011225 | 9.6819e-06 | 6.421e-05 | 3.8943e-06 | 0.00011652 | 2.3391e-05 | 6.1738e-06 | 3.886e-05 | 9.4328e-05 | 0.00013033 | 0.00012977
6.0452e-05 | 1.4137e-05 | 2.2283e-05 | 1.1248e-05 | 4.4666e-05 | 2.3168e-05 | 7.5942e-05 | 9.861e-05 | 9.8473e-06 | 6.9018e-05 | 3.7278e-06 | 0.00010476 | 1.1194e-05 | 1.5293e-06 | 4.5263e-05 | 3.4901e-06 | 4.9993e-05 | 2.7512e-05
5.2302e-05 | 1.4362e-05 | 2.2613e-05 | 1.1249e-05 | 4.5516e-05 | 2.301e-05 | 2.5635e-05 | 0.00011674 | 9.6884e-06 | 5.4451e-05 | 3.7278e-06 | 9.9526e-05 | 7.716e-06 | 1.348e-05 | 4.2388e-05 | 3.4901e-06 | 5.7448e-05 | 2.8333e-07
5.1826e-05 | 1.4183e-05 | 2.2907e-05 | 1.1401e-05 | 4.5516e-05 | 2.3107e-05 | 5.55e-06 | 0.00010611 | 9.7356e-06 | 4.9824e-05 | 3.7944e-06 | 9.7796e-05 | 4.5788e-06 | 1.416e-06 | 3.443e-05 | 3.2854e-06 | 2.2326e-05 | 3.5417e-07
5.2133e-05 | 1.4488e-05 | 2.2841e-05 | 1.1237e-05 | 4.4666e-05 | 2.301e-05 | 1.5939e-05 | 9.5228e-05 | 9.8743e-06 | 4.9151e-05 | 3.7278e-06 | 9.6305e-05 | 4.4781e-06 | 1.3764e-05 | 3.3411e-05 | 3.2624e-06 | 2.2651e-05 | 2.8333e-07
5.132e-05 | 1.4443e-05 | 2.2972e-05 | 1.1576e-05 | 4.4613e-05 | 2.3392e-05 | 5.0135e-06 | 0.00010562 | 9.8111e-06 | 5.3659e-05 | 3.7944e-06 | 9.5499e-05 | 4.8055e-06 | 1.4726e-06 | 3.0251e-05 | 3.5132e-06 | 3.1442e-05 | 1.4167e-07
5.0919e-05 | 1.4303e-05 | 2.2161e-05 | 1.1274e-05 | 4.4613e-05 | 2.2725e-05 | 7.2087e-06 | 0.00010066 | 9.7909e-06 | 5.7066e-05 | 3.6946e-06 | 9.5507e-05 | 1.1127e-05 | 1.3877e-05 | 3.6141e-05 | 3.5132e-06 | 2.9517e-05 | 3.5417e-07
5.2724e-05 | 1.4526e-05 | 2.366e-05 | 1.2471e-05 | 4.4613e-05 | 2.2786e-05 | 1.9382e-05 | 9.28e-05 | 9.6348e-06 | 5.2348e-05 | 3.7278e-06 | 9.0685e-05 | 2.0805e-05 | 2.6621e-06 | 7.5115e-05 | 5.967e-06 | 0.0001276 | 2.8333e-07
0.00010532 | 1.8321e-05 | 2.4475e-05 | 1.682e-05 | 4.3763e-05 | 0.0001043 | 9.2443e-05 | 0.00010795 | 3.1784e-05 | 6.4238e-05 | 3.7611e-06 | 0.00010177 | 8.3617e-05 | 1.399e-05 | 7.2465e-05 | 0.00012251 | 0.00018985 | 1.7708e-06
0.00010694 | 2.1172e-05 | 2.4168e-05 | 3.0962e-05 | 4.4666e-05 | 2.2521e-05 | 0.00012183 | 0.00010715 | 6.6639e-05 | 0.00012816 | 2.065e-05 | 9.9357e-05 | 7.7194e-05 | 1.5859e-06 | 0.00010307 | 0.00010016 | 0.00026934 | 2.3375e-06
0.0001004 | 2.0105e-05 | 2.8223e-05 | 1.1484e-05 | 4.4666e-05 | 2.2837e-05 | 0.00020062 | 9.8117e-05 | 2.5666e-05 | 7.6754e-05 | 9.1446e-06 | 0.00010075 | 6.5231e-05 | 2.0957e-06 | 0.00010576 | 7.9135e-05 | 0.00021177 | 3.145e-05
7.9318e-05 | 0.00011773 | 2.5584e-05 | 7.896e-06 | 4.5516e-05 | 4.6753e-05 | 0.00023029 | 0.00010483 | 3.7679e-05 | 8.3891e-05 | 0.00017641 | 9.7801e-05 | 7.1907e-05 | 1.4387e-05 | 7.1695e-05 | 1.7105e-05 | 0.00018182 | 0.00013933
5.1826e-05 | 6.4204e-05 | 2.4887e-05 | 2.1139e-05 | 4.4666e-05 | 0.00018741 | 0.00021672 | 0.00010335 | 1.7296e-05 | 7.0102e-05 | 0.00019681 | 9.7717e-05 | 5.7169e-05 | 2.0957e-06 | 6.794e-05 | 1.2547e-05 | 0.00016636 | 8.9193e-05
5.1351e-05 | 2.3142e-05 | 3.3117e-05 | 6.9863e-06 | 4.4666e-05 | 5.396e-05 | 0.00012377 | 0.00011249 | 1.5417e-05 | 7.0159e-05 | 0.00017689 | 0.0001005 | 8.3164e-05 | 1.5859e-06 | 0.00012897 | 1.6297e-05 | 0.00011147 | 3.2215e-05
7.4219e-05 | 1.4228e-05 | 3.9303e-05 | 6.5549e-06 | 4.4666e-05 | 2.3168e-05 | 0.00010303 | 0.00010895 | 2.582e-05 | 0.00012388 | 0.00017849 | 0.00010197 | 7.8782e-05 | 2.039e-06 | 6.5397e-05 | 9.2338e-06 | 8.7235e-05 | 7.3383e-05
8.5539e-05 | 1.9442e-05 | 2.4881e-05 | 7.1063e-06 | 4.3816e-05 | 2.2674e-05 | 0.00014326 | 0.00012452 | 1.2493e-05 | 7.4925e-05 | 0.00022799 | 0.00010502 | 5.2538e-05 | 0.00041347 | 6.6467e-05 | 4.9538e-06 | 9.9713e-05 | 4.505e-05
5.2396e-05 | 1.5547e-05 | 4.6726e-05 | 9.9009e-06 | 4.4666e-05 | 9.9043e-05 | 0.00013045 | 0.00012001 | 9.6282e-06 | 6.3329e-05 | 0.00023081 | 0.00010656 | 0.00013539 | 4.4678e-05 | 7.6874e-05 | 1.1712e-05 | 8.8237e-05 | 1.1546e-05
5.1826e-05 | 1.4451e-05 | 3.6562e-05 | 6.9936e-06 | 4.5568e-05 | 9.757e-05 | 0.00010795 | 0.00011517 | 9.7379e-06 | 6.0076e-05 | 0.00023212 | 0.00010954 | 0.00012285 | 1.2087e-05 | 7.8649e-05 | 1.3829e-05 | 5.4995e-05 | 0.00011291
5.228e-05 | 1.4384e-05 | 2.5366e-05 | 1.3274e-05 | 0.00043143 | 2.3148e-05 | 0.0001096 | 0.0001319 | 9.7164e-06 | 7.8656e-05 | 0.00021544 | 0.00011287 | 0.00022248 | 1.5463e-05 | 0.00020293 | 8.2678e-06 | 9.3433e-05 | 4.4129e-05
5.1858e-05 | 1.674e-05 | 2.4296e-05 | 3.3815e-05 | 0.00015522 | 2.3209e-05 | 0.00012673 | 0.00012932 | 9.9319e-06 | 0.00013027 | 0.00014621 | 0.00011569 | 0.00030171 | 0.00013027 | 0.00029713 | 8.7141e-06 | 0.00016388 | 0.00012576
5.5036e-05 | 1.5627e-05 | 3.1325e-05 | 2.0997e-05 | 4.5568e-05 | 0.00011248 | 0.00010917 | 0.00012031 | 9.8243e-06 | 0.00018222 | 0.0001598 | 0.00013013 | 0.00039152 | 0.00012472 | 0.00025442 | 3.5272e-06 | 0.00018729 | 0.00029909
0.00011552 | 1.4376e-05 | 2.1975e-05 | 2.4759e-05 | 4.3763e-05 | 0.00013159 | 0.00018847 | 0.00012663 | 9.841e-06 | 0.00012346 | 0.00013282 | 0.00011884 | 0.00022182 | 6.4626e-05 | 0.00010148 | 3.5454e-06 | 0.00017149 | 0.00016419
8.5089e-05 | 1.5824e-05 | 2.1888e-05 | 9.475e-06 | 4.6419e-05 | 4.2809e-05 | 0.00014163 | 0.00011704 | 9.9038e-06 | 0.00012005 | 8.3117e-05 | 0.00012115 | 4.7845e-05 | 4.8201e-05 | 2.9836e-05 | 3.4908e-06 | 0.00016138 | 2.5571e-05
5.4729e-05 | 2.0051e-05 | 2.2197e-05 | 1.7148e-05 | 4.4666e-05 | 2.3087e-05 | 9.6447e-05 | 0.00010611 | 9.9362e-06 | 0.00010396 | 3.7944e-06 | 0.00011491 | 5.7004e-05 | 2.9056e-05 | 4.4911e-05 | 5.1254e-06 | 0.00011957 | 0.00018912
8.7487e-05 | 2.3121e-05 | 2.1547e-05 | 1.2291e-05 | 4.4613e-05 | 2.2857e-05 | 4.8043e-05 | 0.00011227 | 9.7179e-06 | 8.377e-05 | 3.7278e-06 | 0.00010899 | 5.739e-05 | 1.5519e-05 | 2.8246e-05 | 3.5132e-06 | 0.00010486 | 7.0692e-05
5.2439e-05 | 1.3918e-05 | 2.0796e-05 | 7.0173e-06 | 4.2913e-05 | 2.3179e-05 | 2.9418e-05 | 0.00010347 | 1.6768e-05 | 4.8893e-05 | 3.7944e-06 | 0.0001083 | 1.7093e-05 | 1.5859e-05 | 2.0295e-05 | 3.5362e-06 | 8.4826e-05 | 5.6667e-07
5.1826e-05 | 1.4333e-05 | 2.1857e-05 | 1.3939e-05 | 4.5516e-05 | 2.2857e-05 | 2.5222e-05 | 0.00011384 | 1.1125e-05 | 5.4703e-05 | 3.6946e-06 | 0.00010118 | 5.401e-05 | 1.6256e-05 | 7.9269e-06 | 3.5132e-06 | 5.1752e-05 | 5.6667e-07
5.1288e-05 | 1.4111e-05 | 2.268e-05 | 1.134e-05 | 4.5516e-05 | 2.3179e-05 | 1.2647e-05 | 9.8468e-05 | 1.0422e-05 | 5.3659e-05 | 3.7278e-06 | 9.5159e-05 | 3.7549e-05 | 1.6256e-05 | 1.275e-05 | 3.5362e-06 | 4.9087e-05 | 3.5417e-07
5.3209e-05 | 1.4534e-05 | 2.3899e-05 | 6.9171e-06 | 4.6366e-05 | 2.3168e-05 | 2.3819e-06 | 0.00010223 | 1.0813e-05 | 5.132e-05 | 3.7944e-06 | 9.6481e-05 | 6.1655e-06 | 1.6312e-05 | 1.2726e-05 | 3.3027e-06 | 2.6252e-05 | 7.0833e-08
5.0212e-05 | 1.4149e-05 | 2.4411e-05 | 7.0994e-06 | 4.3763e-05 | 2.2989e-05 | 2.4955e-06 | 9.6514e-05 | 1.1131e-05 | 4.5413e-05 | 3.7944e-06 | 9.3984e-05 | 4.6292e-06 | 1.6482e-05 | 1.0911e-05 | 3.4868e-06 | 3.1206e-05 | 3.5417e-07
8.1887e-05 | 1.458e-05 | 2.324e-05 | 7.744e-06 | 4.2913e-05 | 2.326e-05 | 2.6963e-06 | 9.4192e-05 | 2.0589e-05 | 6.0934e-05 | 3.7611e-06 | 9.3891e-05 | 5.2331e-05 | 1.6199e-05 | 2.0032e-05 | 3.5329e-06 | 3.9162e-05 | 7.0833e-08
5.3262e-05 | 1.4387e-05 | 2.3056e-05 | 7.8126e-06 | 4.5516e-05 | 2.3142e-05 | 2.4304e-06 | 0.00010123 | 2.9027e-05 | 5.567e-05 | 3.7944e-06 | 9.1189e-05 | 1.7761e-05 | 1.6029e-05 | 1.244e-05 | 3.4844e-06 | 7.7037e-05 | 4.9583e-07
0.00014696 | 2.1768e-05 | 2.3421e-05 | 7.49e-06 | 4.3763e-05 | 2.2633e-05 | 2.5251e-05 | 0.00010074 | 0.00013567 | 8.625e-05 | 3.6946e-06 | 8.9076e-05 | 1.5718e-05 | 1.6029e-05 | 4.1115e-05 | 3.5066e-06 | 6.6449e-05 | 1.1347e-05
6.9486e-05 | 5.1349e-05 | 2.302e-05 | 2.8713e-05 | 4.3763e-05 | 0.00026789 | 3.0539e-05 | 9.9e-05 | 0.00014045 | 0.00037102 | 3.861e-06 | 9.2115e-05 | 0.00011263 | 1.5916e-05 | 0.0001302 | 8.8475e-06 | 0.00015469 | 6.3892e-05
0.00019694 | 3.9716e-05 | 2.2156e-05 | 8.6737e-06 | 4.4666e-05 | 4.6884e-05 | 9.8542e-05 | 9.7941e-05 | 7.1646e-05 | 0.00015369 | 1.1317e-06 | 9.8377e-05 | 0.00011543 | 1.6426e-05 | 0.00020449 | 1.9144e-05 | 0.00021144 | 0.00014223
0.00027376 | 2.5207e-05 | 2.3678e-05 | 8.0843e-06 | 4.3816e-05 | 2.2399e-05 | 0.0002205 | 0.00010309 | 3.9967e-05 | 5.1806e-05 | 0.00014199 | 9.6847e-05 | 0.00018606 | 1.501e-05 | 0.00018614 | 0.0001275 | 0.00024109 | 0.00010475
0.00013407 | 2.0909e-05 | 2.3608e-05 | 7.6144e-06 | 4.5516e-05 | 2.2894e-05 | 0.0002749 | 0.00010413 | 1.0033e-05 | 8.152e-05 | 0.00020407 | 9.5619e-05 | 0.00013009 | 1.8295e-05 | 0.00020195 | 8.0406e-05 | 0.00018829 | 5.6312e-05
0.00010907 | 1.9639e-05 | 2.5057e-05 | 7.0037e-06 | 4.4666e-05 | 2.3179e-05 | 0.00027466 | 0.00011049 | 9.3264e-06 | 5.8101e-05 | 0.00023965 | 9.6773e-05 | 0.00013822 | 2.3619e-05 | 0.0002381 | 0.00016891 | 0.0001332 | 0.00021981
8.9041e-05 | 1.6939e-05 | 2.1837e-05 | 8.3258e-06 | 4.2913e-05 | 2.2659e-05 | 0.00019378 | 0.00010982 | 9.22e-06 | 5.4544e-05 | 0.00025357 | 0.00010745 | 8.5295e-05 | 1.8748e-05 | 0.00011314 | 7.97e-05 | 9.9738e-05 | 0.000129
9.8887e-05 | 1.6911e-05 | 2.136e-05 | 6.9568e-06 | 4.4718e-05 | 2.2995e-05 | 0.00017879 | 0.00011371 | 9.4614e-06 | 6.4171e-05 | 0.0002136 | 0.00010251 | 9.4353e-05 | 0.00042907 | 0.00014706 | 8.658e-05 | 9.1415e-05 | 7.7492e-05
0.00014897 | 1.8185e-05 | 2.3254e-05 | 1.8213e-05 | 4.4666e-05 | 2.2802e-05 | 0.00020624 | 0.00011277 | 9.6374e-06 | 7.6392e-05 | 0.00021604 | 0.00011125 | 7.59e-05 | 0.00013368 | 0.00030913 | 1.0447e-05 | 0.00010087 | 0.00019694
0.00021937 | 1.6207e-05 | 3.4139e-05 | 1.3944e-05 | 4.3763e-05 | 2.2934e-05 | 0.00018232 | 0.00011696 | 9.5725e-06 | 5.446e-05 | 0.00021568 | 0.00010879 | 0.00010584 | 0.00013842 | 0.00015144 | 5.3067e-06 | 0.00011091 | 0.00018145
8.6726e-05 | 3.4848e-05 | 2.9297e-05 | 6.8902e-06 | 4.6419e-05 | 2.3036e-05 | 0.00015265 | 0.00012357 | 1.3038e-05 | 3.9797e-05 | 0.00021587 | 0.00010555 | 0.0001916 | 6.2814e-05 | 0.00016316 | 2.1612e-05 | 0.00013083 | 8.1661e-05
5.1351e-05 | 3.7844e-05 | 2.4741e-05 | 8.5472e-06 | 4.4666e-05 | 2.2802e-05 | 0.00018392 | 0.00011398 | 1.2328e-05 | 8.8283e-05 | 0.00013543 | 0.0001145 | 0.00028188 | 4.1517e-05 | 0.00031388 | 8.184e-06 | 0.00013811 | 9.3862e-05
0.00017949 | 2.495e-05 | 2.1666e-05 | 1.4552e-05 | 4.4666e-05 | 2.2622e-05 | 0.00018215 | 0.00011882 | 9.6434e-06 | 0.00015627 | 2.9197e-05 | 0.00011312 | 0.00031182 | 4.4179e-05 | 0.00030825 | 1.3929e-05 | 0.00023928 | 0.00013021
0.00015398 | 1.9248e-05 | 2.2626e-05 | 2.4286e-05 | 4.4666e-05 | 2.3077e-05 | 0.00014719 | 0.00011653 | 9.7735e-06 | 0.00012757 | 3.6613e-06 | 0.0001136 | 0.00020652 | 4.333e-05 | 0.0001814 | 9.5295e-06 | 0.00019869 | 0.00010951
0.00016436 | 3.0328e-05 | 2.4545e-05 | 1.5098e-05 | 4.5568e-05 | 2.3097e-05 | 0.00021642 | 0.00011376 | 9.6128e-06 | 0.00011128 | 3.7278e-06 | 0.00011355 | 3.9689e-05 | 3.642e-05 | 3.5982e-05 | 9.6832e-06 | 0.00016906 | 0.00013457
7.5377e-05 | 3.0285e-05 | 2.2314e-05 | 1.3744e-05 | 4.4613e-05 | 2.2786e-05 | 0.00010841 | 0.00010308 | 9.6759e-06 | 6.6583e-05 | 3.7278e-06 | 0.00010485 | 1.8733e-05 | 3.7382e-05 | 4.5093e-05 | 7.6896e-06 | 0.00012415 | 8.8386e-05
8.7565e-05 | 1.507e-05 | 2.3016e-05 | 1.2832e-05 | 4.5516e-05 | 2.3392e-05 | 9.1288e-05 | 0.00011029 | 9.46e-06 | 5.7008e-05 | 3.6613e-06 | 0.00010363 | 2.0762e-05 | 4.4406e-05 | 4.7227e-05 | 4.1124e-06 | 0.00013452 | 1.4167e-07
5.1288e-05 | 1.3403e-05 | 2.3574e-05 | 1.1635e-05 | 4.3763e-05 | 2.2883e-05 | 4.5003e-05 | 0.0001106 | 1.6825e-05 | 5.1038e-05 | 3.6613e-06 | 9.941e-05 | 1.3192e-05 | 2.2146e-05 | 2.7243e-05 | 3.0117e-06 | 7.1206e-05 | 7.7917e-07
5.4791e-05 | 1.4249e-05 | 2.3644e-05 | 1.1571e-05 | 4.4666e-05 | 2.2786e-05 | 2.3801e-05 | 0.00010176 | 1.2091e-05 | 4.8888e-05 | 3.7944e-06 | 9.8446e-05 | 1.5661e-05 | 1.5463e-05 | 1.232e-05 | 3.4901e-06 | 5.2635e-05 | 5.6667e-07
5.1826e-05 | 1.4215e-05 | 2.3706e-05 | 1.0836e-05 | 4.5516e-05 | 2.326e-05 | 1.6777e-05 | 9.7106e-05 | 2.1623e-05 | 4.784e-05 | 3.628e-06 | 9.408e-05 | 7.6263e-06 | 1.5576e-05 | 3.0036e-05 | 3.5132e-06 | 4.1556e-05 | 2.125e-07
8.6788e-05 | 1.4295e-05 | 2.3741e-05 | 7.3604e-06 | 4.3763e-05 | 2.2827e-05 | 2.7047e-06 | 9.9952e-05 | 2.343e-05 | 5.1247e-05 | 3.7278e-06 | 9.3602e-05 | 3.5008e-06 | 1.5746e-05 | 1.3227e-05 | 3.4671e-06 | 3.4251e-05 | 2.125e-07
5.4359e-05 | 1.4103e-05 | 2.6448e-05 | 7.1671e-06 | 4.5516e-05 | 2.2857e-05 | 2.2879e-06 | 0.00010013 | 2.5203e-05 | 4.8698e-05 | 3.7278e-06 | 9.1668e-05 | 3.5928e-06 | 1.5576e-05 | 9.5744e-06 | 3.4671e-06 | 3.6051e-05 | 7.0833e-07
5.2386e-05 | 1.4295e-05 | 2.7217e-05 | 1.0624e-05 | 4.5463e-05 | 2.3168e-05 | 4.5902e-06 | 0.00010196 | 3.2494e-05 | 4.6352e-05 | 3.628e-06 | 9.1245e-05 | 3.3111e-06 | 1.5406e-05 | 1.2893e-05 | 3.4671e-06 | 3.4167e-05 | 2.8333e-07
5.3262e-05 | 2.0144e-05 | 2.6837e-05 | 8.8558e-06 | 4.4613e-05 | 2.2959e-05 | 1.4442e-05 | 9.8065e-05 | 2.8601e-05 | 5.0843e-05 | 3.6613e-06 | 8.8734e-05 | 4.7971e-06 | 1.5463e-05 | 2.4387e-05 | 3.4901e-06 | 6.344e-05 | 2.125e-07
5.5004e-05 | 1.5281e-05 | 2.8273e-05 | 1.7744e-05 | 4.4666e-05 | 2.3117e-05 | 9.817e-06 | 9.1173e-05 | 6.5924e-05 | 6.1201e-05 | 5.2216e-05 | 8.4212e-05 | 5.6484e-06 | 1.5576e-05 | 2.858e-05 | 1.0585e-05 | 7.1485e-05 | 7.7917e-07
0.000187 | 2.777e-05 | 3.0726e-05 | 4.7726e-05 | 4.5516e-05 | 2.2867e-05 | 3.3965e-05 | 8.8289e-05 | 9.8811e-05 | 5.8635e-05 | 1.8402e-05 | 8.9609e-05 | 7.4386e-05 | 1.5406e-05 | 4.4219e-05 | 1.6102e-05 | 0.00014708 | 1.2467e-05
0.00015846 | 4.02e-05 | 3.5994e-05 | 2.3293e-05 | 4.2913e-05 | 2.2714e-05 | 8.7912e-05 | 9.532e-05 | 7.4586e-05 | 8.6715e-05 | 6.8552e-05 | 9.5176e-05 | 0.00010477 | 2.8037e-05 | 0.00015943 | 4.265e-06 | 0.00021159 | 6.0859e-05
0.00018002 | 6.501e-05 | 2.4457e-05 | 1.2479e-05 | 4.4666e-05 | 2.3117e-05 | 0.00016815 | 9.9598e-05 | 7.8277e-05 | 7.8663e-05 | 9.3759e-05 | 9.9412e-05 | 0.00015485 | 1.365e-05 | 0.00028509 | 4.6172e-06 | 0.0002613 | 0.0001552
0.00015281 | 3.627e-05 | 2.3998e-05 | 8.7146e-06 | 4.2913e-05 | 2.2735e-05 | 0.00016227 | 0.00010039 | 4.6852e-05 | 6.5036e-05 | 0.0002063 | 9.8338e-05 | 0.00018298 | 2.8886e-06 | 0.0002195 | 1.5969e-05 | 0.00020418 | 0.00018938
0.00010151 | 6.068e-05 | 2.5163e-05 | 8.4927e-06 | 4.4666e-05 | 2.2904e-05 | 0.00024056 | 9.8965e-05 | 1.514e-05 | 6.9317e-05 | 0.00018658 | 0.00010644 | 0.00013964 | 1.416e-05 | 0.00017198 | 1.2007e-05 | 0.00014336 | 5.304e-05
5.3106e-05 | 0.00014355 | 2.28e-05 | 1.0089e-05 | 4.2063e-05 | 2.267e-05 | 0.00022393 | 0.00011206 | 9.681e-06 | 0.00012106 | 0.00024 | 0.0001188 | 0.00031279 | 1.331e-05 | 0.00018899 | 4.0364e-06 | 0.00012095 | 0.00015021
5.3745e-05 | 3.4886e-05 | 2.1055e-05 | 6.8609e-06 | 4.4666e-05 | 2.2802e-05 | 0.00021161 | 0.0001068 | 9.6957e-06 | 9.2821e-05 | 0.00021098 | 0.00011708 | 0.00021348 | 0.00054213 | 0.00017781 | 3.5132e-06 | 0.00012762 | 5.8735e-05
5.263e-05 | 3.5275e-05 | 4.2413e-05 | 6.7899e-06 | 4.3763e-05 | 2.2914e-05 | 0.00022764 | 0.00011152 | 9.655e-06 | 7.8623e-05 | 0.000215 | 0.00012268 | 0.0002005 | 0.00010804 | 0.00013716 | 1.37e-05 | 0.00011475 | 7.5282e-05
5.1351e-05 | 3.6084e-05 | 2.2242e-05 | 6.6084e-06 | 4.3816e-05 | 2.3184e-05 | 0.00016827 | 0.00013072 | 9.8224e-06 | 5.866e-05 | 0.00021498 | 0.00011163 | 0.00021936 | 4.5425e-05 | 5.5608e-05 | 5.5325e-06 | 5.5965e-05 | 0.00015536
5.5234e-05 | 3.577e-05 | 2.1315e-05 | 6.6861e-06 | 4.4613e-05 | 2.2894e-05 | 0.00016224 | 0.00012028 | 9.6802e-06 | 5.4088e-05 | 0.00021489 | 0.00012284 | 0.00023964 | 3.1379e-05 | 0.00034042 | 6.6884e-06 | 0.00011504 | 8.874e-05
6.0809e-05 | 3.4886e-05 | 2.7054e-05 | 7.4892e-06 | 4.4666e-05 | 2.2772e-05 | 0.00022845 | 0.00011624 | 9.7195e-06 | 0.00011911 | 0.00015429 | 0.00010852 | 0.00043198 | 2.3676e-05 | 0.00039156 | 5.5756e-06 | 0.00016273 | 5.3437e-05
0.00022547 | 8.7575e-05 | 2.4094e-05 | 7.5775e-06 | 4.2913e-05 | 2.2419e-05 | 0.00027038 | 0.00012387 | 9.8045e-06 | 0.00016061 | 2.8784e-05 | 0.00011508 | 0.00042584 | 6.2191e-05 | 0.00041769 | 5.5831e-06 | 0.00020718 | 7.0649e-05
0.00013444 | 0.00011232 | 2.1715e-05 | 1.3593e-05 | 4.5568e-05 | 2.275e-05 | 0.00026913 | 0.0001146 | 8.734e-06 | 0.00012134 | 3.628e-06 | 0.00011847 | 0.00032272 | 5.0466e-05 | 0.00023051 | 1.1346e-05 | 0.00024275 | 1.0342e-05
0.00010053 | 9.1468e-05 | 2.2296e-05 | 1.0493e-05 | 4.6366e-05 | 6.129e-05 | 0.00025311 | 0.00010584 | 9.5745e-06 | 0.00017273 | 3.6946e-06 | 0.00011429 | 0.00015669 | 2.4695e-05 | 8.0659e-05 | 2.7084e-05 | 0.00016186 | 1.4167e-07
5.6401e-05 | 7.6853e-05 | 3.6616e-05 | 1.0122e-05 | 4.3763e-05 | 2.2924e-05 | 0.00017301 | 0.00010381 | 9.6985e-06 | 0.00012634 | 3.7278e-06 | 0.00011185 | 5.4319e-05 | 1.3424e-05 | 6.6825e-05 | 8.7228e-06 | 0.00014676 | 1.4167e-07
5.323e-05 | 2.6841e-05 | 5.2445e-05 | 1.1168e-05 | 4.5516e-05 | 2.2878e-05 | 0.00011843 | 0.00011318 | 9.6676e-06 | 5.7041e-05 | 3.6613e-06 | 0.00010771 | 3.786e-05 | 1.416e-06 | 6.2413e-05 | 5.7624e-06 | 7.7501e-05 | 2.21e-05
5.1373e-05 | 1.3944e-05 | 4.2779e-05 | 8.9074e-06 | 4.3763e-05 | 2.3036e-05 | 7.7493e-05 | 0.00010301 | 9.83e-06 | 5.4541e-05 | 3.6613e-06 | 9.8751e-05 | 3.1012e-06 | 1.382e-05 | 1.3729e-05 | 3.5132e-06 | 7.0747e-05 | 9.2664e-05
5.2671e-05 | 1.3864e-05 | 2.2187e-05 | 1.3474e-05 | 4.4613e-05 | 2.3107e-05 | 4.6857e-05 | 0.0001101 | 9.6615e-06 | 5.5916e-05 | 3.7278e-06 | 9.6299e-05 | 1.6755e-05 | 1.433e-05 | 1.5197e-05 | 3.5579e-06 | 7.8758e-05 | 2.125e-07
5.1288e-05 | 1.4057e-05 | 2.29e-05 | 1.7294e-05 | 4.5516e-05 | 2.3102e-05 | 5.3378e-06 | 9.8404e-05 | 1.3147e-05 | 7.7668e-05 | 3.6946e-06 | 9.4298e-05 | 3.2649e-06 | 1.4273e-05 | 9.5744e-06 | 3.4916e-06 | 3.644e-05 | 7.0833e-08
5.4041e-05 | 1.3634e-05 | 2.1569e-05 | 9.4332e-06 | 4.3763e-05 | 2.2592e-05 | 2.471e-06 | 9.8238e-05 | 1.6854e-05 | 5.3157e-05 | 3.7278e-06 | 8.8984e-05 | 2.8494e-06 | 1.433e-05 | 1.1031e-05 | 3.2538e-06 | 3.17e-05 | 2.125e-07
5.3315e-05 | 1.6686e-05 | 2.2763e-05 | 8.0832e-06 | 4.6366e-05 | 2.2959e-05 | 1.881e-06 | 0.0001041 | 1.7713e-05 | 4.818e-05 | 3.7278e-06 | 8.6667e-05 | 2.8326e-06 | 1.4726e-05 | 1.2511e-05 | 3.5209e-06 | 2.8708e-05 | 9.2083e-07
5.4697e-05 | 1.6605e-05 | 2.261e-05 | 1.3492e-05 | 4.4613e-05 | 2.3091e-05 | 6.2106e-06 | 8.7901e-05 | 2.818e-05 | 5.0624e-05 | 3.6613e-06 | 8.9939e-05 | 9.1962e-06 | 1.4783e-05 | 1.7707e-05 | 3.4944e-06 | 2.2276e-05 | 2.125e-07
5.3061e-05 | 2.2182e-05 | 2.2539e-05 | 1.6913e-05 | 4.3763e-05 | 2.2857e-05 | 2.7267e-05 | 0.00010058 | 7.4943e-05 | 6.5052e-05 | 3.628e-06 | 9.2539e-05 | 4.7318e-05 | 1.4896e-05 | 4.0709e-05 | 3.4652e-06 | 0.00012194 | 2.8333e-07
5.9152e-05 | 0.00011171 | 2.3562e-05 | 1.9736e-05 | 4.3763e-05 | 0.00016634 | 5.6856e-05 | 8.8112e-05 | 0.00010163 | 0.00010739 | 3.7278e-06 | 8.8079e-05 | 8.1539e-05 | 1.5293e-05 | 3.3885e-05 | 3.4894e-06 | 0.0001951 | 2.2667e-06
5.7e-05 | 0.00014543 | 2.8664e-05 | 5.2281e-05 | 4.1213e-05 | 5.8545e-05 | 0.00011346 | 9.4214e-05 | 9.679e-05 | 8.941e-05 | 3.7944e-06 | 9.6685e-05 | 0.00011945 | 1.5236e-05 | 0.00014881 | 5.7467e-06 | 0.00029381 | 1.5583e-06
5.5018e-05 | 0.0001388 | 3.1569e-05 | 1.4068e-05 | 4.1266e-05 | 0.0002533 | 0.00016199 | 9.5472e-05 | 7.9245e-05 | 0.0001132 | 9.6524e-07 | 9.2186e-05 | 0.00013381 | 2.917e-05 | 9.665e-05 | 2.8059e-05 | 0.00020159 | 1.4875e-06
5.8908e-05 | 8.2706e-05 | 2.6717e-05 | 1.0198e-05 | 4.4718e-05 | 7.2001e-05 | 0.00014855 | 9.2074e-05 | 1.6959e-05 | 7.5475e-05 | 5.0419e-05 | 8.9285e-05 | 0.00011254 | 1.4443e-05 | 0.0001362 | 8.2476e-06 | 0.00013371 | 6.2928e-05
5.8592e-05 | 2.3387e-05 | 2.6155e-05 | 1.2266e-05 | 4.3763e-05 | 2.2592e-05 | 0.00015318 | 9.4096e-05 | 3.823e-05 | 9.5576e-05 | 0.00020674 | 9.0472e-05 | 0.00016826 | 1.4726e-06 | 0.00012059 | 8.0752e-06 | 9.8826e-05 | 0.00018368
5.4182e-05 | 1.4722e-05 | 2.9047e-05 | 1.3988e-05 | 4.4666e-05 | 2.331e-05 | 0.00020876 | 0.00010622 | 1.2554e-05 | 0.00011201 | 0.00018712 | 9.2624e-05 | 9.1757e-05 | 1.3367e-05 | 0.00019897 | 1.3369e-05 | 8.2453e-05 | 0.0001868
5.1858e-05 | 4.8203e-05 | 2.3518e-05 | 9.1869e-06 | 4.3763e-05 | 2.2281e-05 | 0.00016502 | 0.00010778 | 1.5707e-05 | 6.1272e-05 | 0.00017392 | 9.6132e-05 | 8.4284e-05 | 1.6992e-06 | 0.00013776 | 8.6786e-06 | 8.1887e-05 | 9.5653e-05
5.5256e-05 | 6.1474e-05 | 2.2235e-05 | 7.7659e-06 | 4.3816e-05 | 2.3047e-05 | 0.00017529 | 0.00010846 | 9.6845e-06 | 5.7181e-05 | 0.00013187 | 0.00011025 | 0.00011953 | 1.5293e-06 | 9.3499e-05 | 5.0831e-06 | 0.00010927 | 4.1763e-05
5.3991e-05 | 4.3067e-05 | 2.2616e-05 | 6.5688e-06 | 4.3763e-05 | 2.2721e-05 | 0.00018041 | 0.00011154 | 9.8218e-06 | 6.3449e-05 | 0.00013587 | 0.00013231 | 0.00010782 | 0.00024037 | 8.2636e-05 | 2.2256e-05 | 6.1296e-05 | 7.7902e-05
5.1382e-05 | 6.0836e-05 | 4.6374e-05 | 6.9631e-06 | 4.5568e-05 | 0.00010887 | 0.00022284 | 0.00011167 | 9.8736e-06 | 7.1283e-05 | 0.00013567 | 0.00012837 | 0.00017606 | 0.00022594 | 4.4147e-05 | 2.3825e-05 | 9.1455e-05 | 7.2377e-05
5.2909e-05 | 5.8583e-05 | 5.2531e-05 | 9.6327e-06 | 4.4613e-05 | 0.00011054 | 0.00021636 | 0.00011923 | 1.1862e-05 | 5.6171e-05 | 0.00013649 | 0.00012661 | 0.00017628 | 6.952e-05 | 0.00013173 | 2.1896e-05 | 7.8015e-05 | 0.00011655
5.2473e-05 | 4.1666e-05 | 2.4828e-05 | 7.8515e-06 | 4.5568e-05 | 6.6127e-05 | 0.0001975 | 0.00012951 | 2.9739e-05 | 0.00010753 | 0.00020498 | 0.00012233 | 0.00041254 | 0.00012897 | 0.00037894 | 2.1592e-05 | 0.00013033 | 0.00010609
0.00014983 | 3.7512e-05 | 2.36e-05 | 9.9185e-06 | 4.3763e-05 | 2.4749e-05 | 0.00022074 | 0.00010889 | 3.0928e-05 | 0.00048855 | 0.00010037 | 0.00012016 | 0.00053137 | 7.9409e-05 | 0.00045718 | 1.2045e-05 | 0.00015539 | 0.00018924
5.1773e-05 | 2.7677e-05 | 2.2869e-05 | 8.2458e-06 | 4.4666e-05 | 2.2842e-05 | 0.00018392 | 0.00011059 | 3.3214e-05 | 0.00054988 | 3.6946e-06 | 0.00011801 | 0.00022411 | 7.2726e-05 | 0.00019655 | 1.269e-05 | 0.00020269 | 9.5837e-05
0.00020727 | 3.6051e-05 | 2.1523e-05 | 8.3581e-06 | 4.5516e-05 | 2.3209e-05 | 0.00019583 | 0.00011124 | 1.8837e-05 | 0.00027083 | 3.7944e-06 | 0.00012608 | 0.00013196 | 3.5853e-05 | 8.5554e-05 | 6.5901e-06 | 0.00018613 | 6.2532e-05
0.00019751 | 2.8079e-05 | 2.1954e-05 | 9.6663e-06 | 4.4666e-05 | 2.3148e-05 | 0.00021593 | 0.00012334 | 4.392e-05 | 0.00011806 | 3.6613e-06 | 0.00011312 | 6.5672e-05 | 1.2801e-05 | 6.0952e-05 | 3.2708e-06 | 0.00016948 | 0.00011104
9.8787e-05 | 2.0785e-05 | 4.4002e-05 | 7.9923e-06 | 4.4613e-05 | 2.301e-05 | 0.00013737 | 0.00010575 | 4.1243e-05 | 6.5299e-05 | 3.6613e-06 | 0.00011008 | 2.8008e-05 | 1.348e-05 | 1.9738e-05 | 3.2608e-06 | 0.00011737 | 5.4938e-05
5.3484e-05 | 1.4148e-05 | 3.7742e-05 | 7.8701e-06 | 4.5516e-05 | 2.3015e-05 | 6.4013e-05 | 0.00010788 | 3.5378e-05 | 8.4931e-05 | 3.7278e-06 | 0.00010954 | 5.2373e-05 | 1.3877e-05 | 6.6706e-05 | 3.4943e-06 | 7.1004e-05 | 5.4726e-05
9.1175e-05 | 1.3952e-05 | 2.1995e-05 | 7.2695e-06 | 4.3711e-05 | 2.3392e-05 | 4.4189e-05 | 0.00010258 | 3.4471e-05 | 6.2479e-05 | 3.6613e-06 | 0.00010061 | 4.5461e-05 | 1.4273e-05 | 1.0267e-05 | 3.492e-06 | 5.7067e-05 | 5.4768e-05
5.495e-05 | 1.391e-05 | 2.3036e-05 | 7.2425e-06 | 4.5516e-05 | 2.2949e-05 | 1.9567e-05 | 9.3529e-05 | 2.6947e-05 | 5.2607e-05 | 3.6946e-06 | 9.7182e-05 | 1.3008e-05 | 1.416e-06 | 1.5257e-05 | 3.4713e-06 | 4.7037e-05 | 2.8333e-07
5.4022e-05 | 1.3604e-05 | 2.2013e-05 | 7.2997e-06 | 4.3763e-05 | 2.3301e-05 | 7.55e-06 | 0.00010182 | 2.9169e-05 | 5.6864e-05 | 3.6613e-06 | 9.389e-05 | 3.5536e-05 | 1.45e-05 | 1.4517e-05 | 3.2917e-06 | 3.2105e-05 | 2.8333e-07
5.571e-05 | 1.2882e-05 | 2.2518e-05 | 7.7353e-06 | 4.5516e-05 | 2.2857e-05 | 2.1235e-05 | 0.00010055 | 3.321e-05 | 5.2356e-05 | 3.6613e-06 | 9.0531e-05 | 4.6342e-06 | 1.4557e-05 | 3.2964e-05 | 3.4797e-06 | 2.1264e-05 | 4.25e-07
9.2198e-05 | 1.295e-05 | 2.2963e-05 | 1.1493e-05 | 4.5516e-05 | 2.3142e-05 | 4.5431e-06 | 9.9936e-05 | 3.7276e-05 | 4.937e-05 | 3.7278e-06 | 9.303e-05 | 1.0037e-05 | 1.4783e-05 | 1.1437e-05 | 3.7262e-06 | 3.2077e-05 | 4.25e-07
5.399e-05 | 6.4062e-05 | 2.2727e-05 | 1.6209e-05 | 4.2861e-05 | 2.2352e-05 | 8.8276e-06 | 9.2451e-05 | 4.9086e-05 | 6.0157e-05 | 3.5947e-06 | 8.8043e-05 | 6.2587e-05 | 2.7924e-05 | 3.5719e-05 | 5.8423e-06 | 0.00014365 | 6.375e-07
0.00014928 | 0.00012837 | 2.7998e-05 | 1.7415e-05 | 4.5516e-05 | 2.2846e-05 | 1.0273e-05 | 9.5158e-05 | 9.8255e-05 | 8.6901e-05 | 3.7611e-06 | 9.186e-05 | 7.3548e-05 | 1.467e-05 | 4.2404e-05 | 3.517e-06 | 0.00021041 | 1.0625e-06
0.0001824 | 0.00011143 | 3.4329e-05 | 4.5269e-05 | 4.3763e-05 | 2.3264e-05 | 8.7141e-05 | 9.5633e-05 | 0.00018853 | 8.6229e-05 | 3.5947e-06 | 9.1481e-05 | 8.4517e-05 | 1.4953e-05 | 0.00011689 | 8.7198e-06 | 0.00025611 | 0.00010095
5.4528e-05 | 2.9041e-05 | 3.1193e-05 | 1.6298e-05 | 4.5516e-05 | 2.4984e-05 | 0.00014206 | 8.2366e-05 | 0.00011652 | 0.0001157 | 8.6539e-07 | 9.3393e-05 | 4.7183e-05 | 1.467e-05 | 0.00011343 | 6.2194e-06 | 0.00020409 | 0.00016022
8.8873e-05 | 2.9646e-05 | 2.5197e-05 | 1.1823e-05 | 4.4666e-05 | 2.2938e-05 | 0.00015533 | 0.00010323 | 0.00011995 | 7.138e-05 | 9.4154e-05 | 9.2371e-05 | 8.2296e-05 | 1.501e-05 | 5.315e-05 | 2.4573e-05 | 0.00014411 | 4.2358e-05
5.132e-05 | 4.8358e-05 | 2.1692e-05 | 8.039e-06 | 4.3816e-05 | 2.3117e-05 | 0.00014242 | 9.6377e-05 | 4.5213e-05 | 6.6307e-05 | 0.00020604 | 8.9925e-05 | 0.00010328 | 1.3764e-05 | 5.2241e-05 | 4.4203e-06 | 0.00015566 | 3.0742e-05
5.0844e-05 | 4.2518e-05 | 2.5313e-05 | 7.5247e-06 | 4.4613e-05 | 2.3444e-05 | 0.00014597 | 0.00010111 | 1.0533e-05 | 5.7209e-05 | 0.00018708 | 9.4636e-05 | 0.00011124 | 1.5859e-06 | 0.00011805 | 7.3645e-06 | 0.00010144 | 7.8852e-05
5.1911e-05 | 4.04e-05 | 2.6555e-05 | 9.7693e-06 | 4.5568e-05 | 2.2883e-05 | 0.00011156 | 0.00010264 | 9.8237e-06 | 5.729e-05 | 0.0001728 | 0.00010219 | 0.00012399 | 1.2914e-05 | 0.00022887 | 7.541e-06 | 8.5375e-05 | 0.00010442
5.2902e-05 | 2.2333e-05 | 2.181e-05 | 7.8097e-06 | 4.4666e-05 | 2.2894e-05 | 0.00012252 | 0.00011179 | 1.0185e-05 | 7.2924e-05 | 0.00013195 | 0.00010624 | 8.2312e-05 | 1.5859e-06 | 0.0001081 | 3.8186e-06 | 7.8757e-05 | 3.3717e-06
5.172e-05 | 1.3715e-05 | 2.1557e-05 | 6.5656e-06 | 4.4666e-05 | 2.3087e-05 | 0.00011249 | 0.0001136 | 9.9267e-06 | 0.00028016 | 5.424e-05 | 0.00011584 | 0.00013937 | 0.00023569 | 5.5985e-05 | 1.612e-05 | 0.00011503 | 1.4875e-06
8.4972e-05 | 1.433e-05 | 2.7122e-05 | 6.5306e-06 | 4.3816e-05 | 2.2761e-05 | 0.00010046 | 0.00011828 | 1.5171e-05 | 5.4327e-05 | 5.3222e-05 | 0.00011826 | 9.7687e-05 | 0.00027106 | 5.0765e-05 | 5.6121e-06 | 7.4394e-05 | 1.4875e-06
5.1773e-05 | 1.9072e-05 | 2.8621e-05 | 1.1328e-05 | 4.5516e-05 | 2.3026e-05 | 9.3827e-05 | 0.00012174 | 9.884e-06 | 0.00022998 | 5.3022e-05 | 0.00010842 | 0.00018642 | 0.00014841 | 0.00018457 | 6.2884e-06 | 8.9181e-05 | 4.25e-07
6.1453e-05 | 4.6249e-05 | 2.3333e-05 | 2.9134e-05 | 4.5568e-05 | 2.2934e-05 | 0.0001129 | 0.00012957 | 9.8718e-06 | 0.00048183 | 0.00011745 | 0.00011557 | 0.00036174 | 6.8025e-05 | 0.00052989 | 2.2007e-05 | 0.00012191 | 5.4032e-05
0.00029697 | 4.9201e-05 | 3.2323e-05 | 6.6877e-06 | 4.3763e-05 | 2.3087e-05 | 0.00015689 | 0.00011609 | 9.742e-06 | 0.00044943 | 3.1587e-05 | 0.00011706 | 0.00040981 | 5.6697e-05 | 0.00043069 | 1.0924e-05 | 0.00016973 | 0.00010835
0.00028901 | 7.0063e-05 | 2.3366e-05 | 1.044e-05 | 4.5568e-05 | 2.3056e-05 | 0.00019105 | 0.00011663 | 2.2712e-05 | 0.00027673 | 3.7278e-06 | 0.0001189 | 0.00023342 | 5.1089e-05 | 0.00027417 | 1.6965e-05 | 0.00019954 | 1.4025e-05
0.00016091 | 9.4564e-05 | 2.2487e-05 | 9.4076e-06 | 4.4666e-05 | 2.3301e-05 | 0.00017735 | 0.00011205 | 9.7532e-06 | 0.00011703 | 3.861e-06 | 0.00011612 | 9.4956e-05 | 6.4966e-05 | 0.00012877 | 9.3536e-06 | 0.00019252 | 0.00011029
5.5488e-05 | 2.4096e-05 | 2.1157e-05 | 7.6146e-06 | 4.6419e-05 | 2.3148e-05 | 0.00014836 | 0.00010631 | 9.769e-06 | 7.5435e-05 | 3.5281e-06 | 0.00011048 | 7.2088e-05 | 5.6244e-05 | 6.7709e-05 | 3.4985e-06 | 0.00019919 | 0.0001224
9.196e-05 | 1.8356e-05 | 2.137e-05 | 7.6247e-06 | 4.2861e-05 | 2.301e-05 | 0.00011194 | 0.00010155 | 1.7774e-05 | 6.9001e-05 | 3.5614e-06 | 0.00010638 | 3.2286e-05 | 1.6992e-06 | 4.8813e-05 | 3.4713e-06 | 0.00010647 | 0.00011321
5.4359e-05 | 1.7221e-05 | 2.1126e-05 | 7.6288e-06 | 4.6366e-05 | 2.3392e-05 | 8.1286e-05 | 0.00011004 | 9.8948e-06 | 7.0927e-05 | 3.5947e-06 | 0.00010307 | 2.9578e-05 | 1.3254e-05 | 1.3586e-05 | 3.5173e-06 | 5.3462e-05 | 6.7462e-05
5.4782e-05 | 1.8786e-05 | 1.9646e-05 | 7.7898e-06 | 4.5516e-05 | 2.2725e-05 | 4.0651e-05 | 0.00010136 | 9.7632e-06 | 6.9479e-05 | 3.5281e-06 | 0.00010006 | 1.0738e-05 | 1.3764e-05 | 2.889e-05 | 3.2413e-06 | 4.3419e-05 | 2.8333e-07
5.1542e-05 | 1.8414e-05 | 2.0367e-05 | 7.6934e-06 | 4.4613e-05 | 2.3392e-05 | 2.048e-05 | 0.00010023 | 1.6931e-05 | 5.9841e-05 | 3.5281e-06 | 9.8085e-05 | 2.3255e-06 | 1.3933e-05 | 2.3876e-05 | 3.4713e-06 | 3.6143e-05 | 1.4167e-07
5.2839e-05 | 1.8978e-05 | 2.016e-05 | 7.742e-06 | 4.4666e-05 | 2.301e-05 | 3.2706e-05 | 9.1203e-05 | 2.4444e-05 | 5.2858e-05 | 3.6613e-06 | 9.4521e-05 | 5.9621e-05 | 1.4103e-05 | 8.5477e-06 | 3.5194e-06 | 3.2609e-05 | 1.4167e-07
8.7459e-05 | 2.0728e-05 | 2.0828e-05 | 7.66e-06 | 4.4613e-05 | 2.2949e-05 | 1.0497e-05 | 9.7885e-05 | 2.089e-05 | 5.1943e-05 | 3.5947e-06 | 9.0777e-05 | 3.9878e-06 | 1.4387e-05 | 2.4784e-05 | 3.4797e-06 | 1.6366e-05 | 6.9487e-05
5.2502e-05 | 9.4855e-05 | 1.9807e-05 | 9.4831e-06 | 4.5516e-05 | 2.3091e-05 | 1.1318e-05 | 9.7759e-05 | 2.9197e-05 | 5.2599e-05 | 3.5614e-06 | 9.3863e-05 | 7.3744e-06 | 1.433e-05 | 1.2172e-05 | 3.4944e-06 | 2.2183e-05 | 0
5.2048e-05 | 9.4506e-05 | 3.1224e-05 | 1.5435e-05 | 4.2861e-05 | 2.301e-05 | 1.5834e-05 | 8.7551e-05 | 4.451e-05 | 7.2481e-05 | 3.5281e-06 | 9.4539e-05 | 5.3324e-05 | 1.45e-05 | 5.2179e-05 | 5.7636e-06 | 0.00014312 | 2.2312e-06
0.00012554 | 0.00013152 | 3.2674e-05 | 1.1868e-05 | 4.4666e-05 | 2.2999e-05 | 7.2111e-05 | 9.3967e-05 | 0.0001026 | 6.5125e-05 | 3.5947e-06 | 9.6176e-05 | 0.00012492 | 1.467e-05 | 4.59e-05 | 8.506e-06 | 0.00023904 | 1.0625e-06
0.00023492 | 0.00020505 | 4.9637e-05 | 5.6122e-05 | 4.4613e-05 | 2.2999e-05 | 0.00010223 | 9.7289e-05 | 0.00012787 | 0.00010219 | 3.5947e-06 | 9.3998e-05 | 6.433e-05 | 1.4783e-05 | 0.00010679 | 8.0559e-06 | 0.00024363 | 7.0833e-07
0.00017637 | 0.00013964 | 2.9358e-05 | 1.6431e-05 | 4.3763e-05 | 2.3223e-05 | 8.5738e-05 | 9.0791e-05 | 0.00011042 | 0.00012868 | 1.1982e-06 | 9.3671e-05 | 6.3969e-05 | 1.467e-05 | 9.8119e-05 | 2.2493e-05 | 0.00017963 | 5.95e-05
0.00014354 | 2.745e-05 | 3.0558e-05 | 1.0205e-05 | 4.4666e-05 | 2.3091e-05 | 0.00010717 | 9.4181e-05 | 9.4158e-05 | 8.1132e-05 | 0.00011279 | 9.6189e-05 | 3.2537e-05 | 1.4273e-05 | 0.00017755 | 7.8803e-06 | 0.00019766 | 0.00018997
5.2364e-05 | 4.2795e-05 | 2.6466e-05 | 8.3602e-06 | 4.5516e-05 | 2.2816e-05 | 0.00018755 | 9.101e-05 | 6.3295e-05 | 7.401e-05 | 0.00020813 | 9.1012e-05 | 5.1744e-05 | 1.4047e-05 | 0.00011424 | 6.7119e-06 | 0.00019478 | 0.00012756
8.0564e-05 | 4.1051e-05 | 2.4806e-05 | 5.9778e-06 | 4.4666e-05 | 2.2883e-05 | 0.00018352 | 9.894e-05 | 2.0278e-05 | 8.7424e-05 | 0.0001891 | 9.7698e-05 | 0.00011776 | 1.5973e-05 | 0.00014522 | 7.3161e-06 | 9.8891e-05 | 0.00011158
0.00013383 | 3.6553e-05 | 2.3319e-05 | 6.0578e-06 | 4.5568e-05 | 2.2654e-05 | 0.00010517 | 0.00010316 | 9.9046e-06 | 8.0816e-05 | 0.00017467 | 0.000101 | 9.947e-05 | 1.5859e-06 | 0.00012217 | 9.3514e-06 | 0.00010065 | 7.5069e-05
0.00011053 | 3.7173e-05 | 2.0273e-05 | 7.807e-06 | 4.4666e-05 | 2.3301e-05 | 0.0001212 | 0.00011601 | 9.798e-06 | 7.5917e-05 | 0.00013186 | 0.00010658 | 5.8481e-05 | 1.5859e-06 | 1.4389e-05 | 3.4852e-06 | 8.4434e-05 | 0.00011918
5.2396e-05 | 3.6761e-05 | 2.0845e-05 | 9.669e-06 | 4.4666e-05 | 2.2894e-05 | 0.00015496 | 0.00010304 | 9.8461e-06 | 5.0657e-05 | 0.0001354 | 0.00011082 | 0.00014529 | 0.00024777 | 0.00010989 | 3.7137e-06 | 9.5977e-05 | 0.00014464
5.1182e-05 | 2.4028e-05 | 2.5529e-05 | 1.0577e-05 | 4.3816e-05 | 2.326e-05 | 0.00011495 | 0.00011583 | 9.812e-06 | 8.7008e-05 | 0.00013636 | 0.00011325 | 0.00013818 | 0.00033464 | 8.6189e-05 | 6.1527e-06 | 8.4367e-05 | 7.2972e-05
0.0001163 | 2.5817e-05 | 2.495e-05 | 9.5954e-06 | 4.4666e-05 | 2.2816e-05 | 9.1039e-05 | 0.00011721 | 9.8715e-06 | 9.1982e-05 | 0.00013683 | 0.00012134 | 0.00016294 | 0.0001199 | 0.00018098 | 8.0761e-06 | 0.00010235 | 4.2528e-05
0.00032046 | 0.00010063 | 1.9588e-05 | 7.806e-06 | 4.5568e-05 | 2.3054e-05 | 0.00012869 | 0.0001229 | 9.9882e-06 | 0.00015429 | 0.00011619 | 0.00011548 | 0.00036153 | 4.5652e-05 | 0.00045469 | 1.2543e-05 | 0.00011089 | 2.125e-07
0.00016519 | 3.322e-05 | 2.1643e-05 | 7.6214e-06 | 4.4666e-05 | 2.2924e-05 | 0.00012367 | 0.00011257 | 9.7221e-06 | 0.00020231 | 2.9809e-05 | 0.00011829 | 0.00034894 | 5.9925e-05 | 0.0004033 | 6.9466e-06 | 0.00018004 | 1.3033e-05
0.00012275 | 4.0035e-05 | 3.5345e-05 | 6.1412e-06 | 4.6419e-05 | 0.00011515 | 0.00013207 | 0.000119 | 9.658e-06 | 0.00019754 | 3.6946e-06 | 0.0001142 | 0.00025469 | 4.9164e-05 | 0.00022597 | 6.9419e-06 | 0.00020728 | 0.00012129
8.9102e-05 | 6.1519e-05 | 2.2158e-05 | 9.8186e-06 | 4.3763e-05 | 0.00016149 | 0.00019907 | 0.00010833 | 1.4811e-05 | 8.423e-05 | 3.5947e-06 | 0.00011463 | 0.00011568 | 5.9812e-05 | 7.1643e-05 | 7.54e-06 | 0.00012448 | 6.5011e-05
5.399e-05 | 4.101e-05 | 2.1967e-05 | 1.0229e-05 | 4.4666e-05 | 2.3301e-05 | 0.00013931 | 0.00010445 | 1.8173e-05 | 5.3448e-05 | 3.628e-06 | 0.00011124 | 4.0308e-05 | 4.6388e-05 | 8.1208e-05 | 6.3668e-06 | 0.00013146 | 0.00012301
5.2533e-05 | 5.0798e-05 | 2.2292e-05 | 7.5049e-06 | 4.5516e-05 | 2.3142e-05 | 0.00012716 | 0.00010505 | 1.4704e-05 | 7.2643e-05 | 3.5614e-06 | 0.00011025 | 4.2297e-05 | 1.5293e-06 | 8.3708e-05 | 6.2677e-06 | 0.00010971 | 5.1822e-05
5.1288e-05 | 1.4276e-05 | 2.0302e-05 | 7.0894e-06 | 4.4666e-05 | 2.3392e-05 | 4.3582e-05 | 0.00010767 | 9.7643e-06 | 8.0921e-05 | 3.5947e-06 | 0.00010692 | 1.3622e-05 | 1.4047e-05 | 6.1828e-05 | 6.4904e-06 | 9.0953e-05 | 3.5417e-07
5.2671e-05 | 1.399e-05 | 2.0495e-05 | 7.4756e-06 | 4.3711e-05 | 2.2938e-05 | 1.2484e-05 | 9.0925e-05 | 9.946e-06 | 7.2133e-05 | 3.5281e-06 | 9.9842e-05 | 4.318e-05 | 2.7584e-05 | 1.349e-05 | 6.2592e-06 | 5.0102e-05 | 0
5.075e-05 | 1.3717e-05 | 2.0274e-05 | 7.7539e-06 | 4.4666e-05 | 2.301e-05 | 1.0797e-05 | 0.00010258 | 1.4933e-05 | 5.7624e-05 | 3.6613e-06 | 9.6826e-05 | 1.7981e-05 | 1.484e-05 | 9.646e-06 | 6.2677e-06 | 2.8053e-05 | 5.9897e-05
7.9232e-05 | 1.4221e-05 | 2.0656e-05 | 9.0415e-06 | 4.6366e-05 | 2.3274e-05 | 7.9354e-06 | 0.00010134 | 1.9815e-05 | 7.3452e-05 | 3.5614e-06 | 9.3454e-05 | 9.1439e-06 | 1.4896e-05 | 1.1461e-05 | 6.7202e-06 | 3.2884e-05 | 3.5417e-07
5.5432e-05 | 1.3714e-05 | 2.1828e-05 | 8.8601e-06 | 4.4613e-05 | 2.301e-05 | 2.4818e-06 | 9.0085e-05 | 2.6072e-05 | 5.2971e-05 | 3.5281e-06 | 9.207e-05 | 7.7322e-06 | 1.4953e-05 | 1.2364e-05 | 6.4988e-06 | 2.5131e-05 | 2.8333e-07
5.4581e-05 | 1.4952e-05 | 2.1921e-05 | 9.9969e-06 | 4.3763e-05 | 2.2938e-05 | 1.3273e-05 | 9.178e-05 | 3.4158e-05 | 5.2866e-05 | 3.5947e-06 | 9.0338e-05 | 1.3969e-05 | 2.8263e-05 | 1.8655e-05 | 6.4716e-06 | 3.797e-05 | 4.9583e-07
5.5204e-05 | 2.5668e-05 | 3.2758e-05 | 1.7203e-05 | 4.4613e-05 | 6.3572e-05 | 1.9608e-05 | 8.9e-05 | 5.5187e-05 | 5.1077e-05 | 3.5281e-06 | 8.7484e-05 | 2.5864e-05 | 1.4783e-05 | 5.1482e-05 | 8.8845e-06 | 0.00013963 | 3.5417e-07
5.475e-05 | 2.0431e-05 | 3.4401e-05 | 1.3422e-05 | 4.2913e-05 | 2.2888e-05 | 7.1213e-05 | 9.1813e-05 | 0.00016473 | 9.2848e-05 | 3.6613e-06 | 9.2069e-05 | 8.4703e-05 | 1.4896e-05 | 5.6499e-05 | 7.4504e-06 | 0.00021226 | 3.8683e-06
5.3115e-05 | 9.795e-05 | 4.4298e-05 | 4.8985e-05 | 4.4613e-05 | 2.305e-05 | 0.00010209 | 8.6978e-05 | 0.00014281 | 0.00012111 | 3.5281e-06 | 9.3178e-05 | 0.00010538 | 2.8717e-05 | 0.0001145 | 1.6018e-05 | 0.0002547 | 1.2042e-06
6.4669e-05 | 0.00014454 | 9.1468e-05 | 2.0234e-05 | 4.4666e-05 | 2.4283e-05 | 0.00013772 | 9.3772e-05 | 0.00014679 | 9.0696e-05 | 1.0651e-06 | 9.8342e-05 | 3.7696e-05 | 1.4273e-05 | 0.00014747 | 5.7271e-06 | 0.00021593 | 5.2757e-05
7.3517e-05 | 9.0039e-05 | 4.8307e-05 | 9.991e-06 | 4.6419e-05 | 7.2954e-05 | 0.00016411 | 8.7381e-05 | 6.7187e-05 | 9.2946e-05 | 0.00011152 | 9.3045e-05 | 5.2145e-05 | 1.3877e-05 | 6.4153e-05 | 1.3403e-05 | 0.0001788 | 0.00026595
5.4306e-05 | 8.7166e-05 | 3.4073e-05 | 8.0272e-06 | 4.4666e-05 | 5.5299e-05 | 0.00017872 | 9.5621e-05 | 1.8007e-05 | 7.0115e-05 | 0.00020607 | 8.9079e-05 | 9.6871e-05 | 1.3254e-05 | 9.9194e-05 | 1.4229e-05 | 0.00012729 | 0.00015175
5.3747e-05 | 7.5384e-05 | 2.6296e-05 | 9.0214e-06 | 4.3763e-05 | 2.2654e-05 | 0.00018424 | 9.6072e-05 | 1.6877e-05 | 9.9387e-05 | 0.00018755 | 8.9994e-05 | 7.5112e-05 | 1.2687e-05 | 0.00011905 | 4.4696e-06 | 9.1791e-05 | 0.00022327
5.6417e-05 | 4.1681e-05 | 2.1493e-05 | 7.4676e-06 | 4.4666e-05 | 2.2883e-05 | 0.00017169 | 0.00010002 | 9.862e-06 | 4.7962e-05 | 0.0001475 | 9.8356e-05 | 7.3997e-05 | 1.4726e-06 | 9.398e-05 | 4.5077e-06 | 7.6241e-05 | 0.00019451
5.1373e-05 | 1.5519e-05 | 3.9039e-05 | 6.0608e-06 | 4.4666e-05 | 2.2521e-05 | 9.481e-05 | 0.00010523 | 1.0056e-05 | 5.4766e-05 | 0.0001324 | 0.00012106 | 0.00010568 | 1.5859e-06 | 5.724e-05 | 4.1673e-06 | 4.8559e-05 | 8.7706e-05
5.2396e-05 | 1.2792e-05 | 2.7087e-05 | 7.7473e-06 | 4.5568e-05 | 5.1029e-05 | 8.3761e-05 | 0.00011636 | 9.8515e-06 | 0.00033275 | 0.00013623 | 0.00013035 | 0.00012387 | 0.00024398 | 5.4796e-05 | 4.1312e-06 | 0.00010378 | 6.2149e-05
5.2702e-05 | 1.3177e-05 | 3.6859e-05 | 7.554e-06 | 4.3816e-05 | 0.00048909 | 8.1121e-05 | 0.00012561 | 9.9315e-06 | 0.00026041 | 0.00013697 | 0.00011659 | 0.00010622 | 0.00023608 | 0.0001076 | 6.8787e-06 | 7.2839e-05 | 6.29e-05
7.8981e-05 | 1.9719e-05 | 2.5963e-05 | 6.1531e-06 | 4.5568e-05 | 0.00045742 | 0.00011278 | 0.00011341 | 9.894e-06 | 0.00011048 | 0.00013706 | 0.00011879 | 0.00025086 | 0.0001428 | 0.00025821 | 2.8926e-05 | 0.00010343 | 6.9831e-05
5.2401e-05 | 3.7896e-05 | 2.1206e-05 | 8.1514e-06 | 4.5516e-05 | 2.2934e-05 | 0.00013121 | 0.00011248 | 9.7875e-06 | 0.00012279 | 0.00011534 | 0.00011215 | 0.00041542 | 9.6628e-05 | 0.00024251 | 1.2715e-05 | 0.0001301 | 6.375e-06
0.00015609 | 4.4568e-05 | 2.3593e-05 | 8.1457e-06 | 4.4666e-05 | 2.247e-05 | 0.00011511 | 0.00011546 | 9.7557e-06 | 0.00013754 | 2.959e-05 | 0.00011824 | 0.0004829 | 5.2449e-05 | 0.00030048 | 7.733e-05 | 0.00015867 | 0.0001178
0.00056066 | 3.9457e-05 | 2.6557e-05 | 1.0064e-05 | 4.4666e-05 | 2.2842e-05 | 0.00012355 | 0.00010975 | 9.7479e-06 | 0.00015031 | 3.5947e-06 | 0.00011785 | 0.00018527 | 6.1908e-05 | 0.0002249 | 0.0001527 | 0.00020414 | 9.0312e-05
0.00010613 | 5.1071e-05 | 2.5051e-05 | 8.7019e-06 | 4.5568e-05 | 2.3168e-05 | 0.00021192 | 0.0001064 | 9.8345e-06 | 6.6136e-05 | 3.5947e-06 | 0.00011457 | 0.00010258 | 4.4406e-05 | 0.0001005 | 7.0308e-05 | 0.00016122 | 4.4979e-05
5.6604e-05 | 3.9207e-05 | 2.5052e-05 | 8.2932e-06 | 4.4666e-05 | 2.2918e-05 | 0.00014311 | 0.00010528 | 9.7669e-06 | 7.7996e-05 | 3.6613e-06 | 0.00012102 | 4.0417e-05 | 4.8654e-05 | 6.7099e-05 | 5.4485e-05 | 0.0001841 | 3.5675e-05
5.4222e-05 | 1.586e-05 | 2.1989e-05 | 9.7634e-06 | 4.5516e-05 | 2.3107e-05 | 0.00015524 | 9.9042e-05 | 9.7848e-06 | 6.3766e-05 | 3.5947e-06 | 0.00011031 | 3.8426e-05 | 1.3141e-05 | 1.9174e-05 | 4.656e-06 | 0.00011894 | 5.2771e-05
5.247e-05 | 1.3714e-05 | 2.0164e-05 | 6.9197e-06 | 4.2861e-05 | 2.326e-05 | 9.535e-05 | 0.00010153 | 9.8754e-06 | 4.9289e-05 | 3.5947e-06 | 0.0001016 | 4.4163e-05 | 1.3367e-05 | 1.1795e-05 | 3.4713e-06 | 6.4958e-05 | 7.0833e-07
5.2133e-05 | 1.3714e-05 | 2.0225e-05 | 7.579e-06 | 4.6366e-05 | 2.301e-05 | 2.6744e-05 | 0.00010606 | 9.7624e-06 | 5.1442e-05 | 3.5947e-06 | 9.5402e-05 | 5.707e-06 | 1.3537e-05 | 1.0315e-05 | 3.469e-06 | 4.9921e-05 | 8.5e-07
5.2838e-05 | 1.3725e-05 | 2.0657e-05 | 8.3296e-06 | 4.5516e-05 | 2.2949e-05 | 2.4069e-05 | 9.3011e-05 | 9.7724e-06 | 6.286e-05 | 3.5614e-06 | 9.8426e-05 | 6.1845e-05 | 1.382e-05 | 1.318e-05 | 3.4943e-06 | 3.6765e-05 | 3.5417e-07
5.2808e-05 | 1.4375e-05 | 2.0702e-05 | 9.2358e-06 | 4.3763e-05 | 2.3382e-05 | 3.3572e-06 | 9.9532e-05 | 9.9274e-06 | 6.9196e-05 | 3.5947e-06 | 9.4258e-05 | 1.27e-05 | 1.399e-05 | 1.0291e-05 | 3.6961e-06 | 2.7127e-05 | 2.125e-07
5.2586e-05 | 1.516e-05 | 2.8664e-05 | 8.5226e-06 | 4.4613e-05 | 2.2878e-05 | 2.7559e-06 | 9.1024e-05 | 2.1976e-05 | 5.3424e-05 | 3.5947e-06 | 9.6249e-05 | 5.2774e-06 | 1.399e-05 | 1.0052e-05 | 3.2975e-06 | 3.5172e-05 | 3.5417e-07
5.4328e-05 | 2.0143e-05 | 4.1605e-05 | 8.9916e-06 | 4.4666e-05 | 2.2535e-05 | 4.1864e-06 | 9.5719e-05 | 2.5285e-05 | 5.6234e-05 | 3.5281e-06 | 8.5718e-05 | 1.8234e-05 | 1.416e-05 | 3.5046e-05 | 3.4985e-06 | 3.9017e-05 | 2.125e-07
5.4328e-05 | 3.6226e-05 | 4.3142e-05 | 1.2349e-05 | 4.3711e-05 | 2.2464e-05 | 3.2154e-05 | 9.568e-05 | 5.2998e-05 | 4.6076e-05 | 3.5281e-06 | 9.1955e-05 | 3.8777e-05 | 1.399e-05 | 1.9593e-05 | 5.2941e-06 | 0.00011707 | 2.8333e-07
5.4427e-05 | 2.8069e-05 | 5.3391e-05 | 1.6151e-05 | 4.3763e-05 | 5.5008e-05 | 8.117e-05 | 8.3106e-05 | 0.00014911 | 8.4805e-05 | 3.6613e-06 | 9.1506e-05 | 7.4486e-05 | 1.4387e-05 | 6.0894e-05 | 3.7283e-06 | 0.00026875 | 2.125e-06
7.3623e-05 | 5.8175e-05 | 5.7194e-05 | 5.1881e-05 | 4.4666e-05 | 5.1403e-05 | 0.00013637 | 9.1396e-05 | 0.00013499 | 8.6934e-05 | 3.628e-06 | 8.9684e-05 | 0.00020011 | 2.7017e-05 | 0.0001344 | 1.1989e-05 | 0.00031637 | 0.00011927
6.2567e-05 | 0.00013816 | 5.5792e-05 | 3.612e-05 | 4.5516e-05 | 3.2409e-05 | 0.00013737 | 9.9926e-05 | 9.5301e-05 | 8.8431e-05 | 6.8e-05 | 9.1504e-05 | 0.00010721 | 1.3877e-05 | 0.00010557 | 1.7099e-05 | 0.00021464 | 0.00082237
6.2608e-05 | 0.00013456 | 4.946e-05 | 7.2724e-06 | 4.4666e-05 | 0.00021834 | 0.00015104 | 8.6129e-05 | 8.5074e-05 | 8.258e-05 | 0.00014755 | 9.0147e-05 | 3.1245e-05 | 1.348e-05 | 7.9055e-05 | 3.5257e-06 | 0.00018705 | 0.0005796
8.8816e-05 | 0.00010538 | 3.3989e-05 | 7.9531e-06 | 4.4666e-05 | 6.348e-05 | 0.00017226 | 9.2442e-05 | 3.2222e-05 | 6.9945e-05 | 0.00020772 | 9.3119e-05 | 5.538e-05 | 1.5859e-06 | 5.8593e-05 | 3.488e-06 | 0.00012873 | 0.00077999
5.0813e-05 | 1.8673e-05 | 4.0917e-05 | 6.4655e-06 | 4.4666e-05 | 2.2518e-05 | 0.00021649 | 9.6686e-05 | 1.2581e-05 | 6.778e-05 | 0.00018812 | 9.4569e-05 | 9.1294e-05 | 1.2914e-05 | 3.2717e-05 | 8.3618e-06 | 0.00012462 | 6.1597e-05
5.2364e-05 | 1.5477e-05 | 3.5414e-05 | 6.4484e-06 | 3.8716e-05 | 2.1983e-05 | 0.0001234 | 0.00010309 | 9.8017e-06 | 8.1702e-05 | 0.00014756 | 0.00010383 | 8.3763e-05 | 1.1668e-05 | 5.9158e-05 | 7.9033e-06 | 0.00011517 | 0.00012042
5.1836e-05 | 1.4145e-05 | 2.1843e-05 | 6.8864e-06 | 3.5316e-05 | 2.2386e-05 | 0.00010334 | 0.00011172 | 9.9415e-06 | 5.7687e-05 | 0.00013205 | 0.00011217 | 0.00013801 | 2.3789e-06 | 4.1542e-05 | 6.1098e-06 | 7.4071e-05 | 9.2881e-05
5.0844e-05 | 1.6264e-05 | 2.1363e-05 | 7.9219e-06 | 0.0003765 | 2.2376e-05 | 0.00010554 | 0.00011562 | 9.731e-06 | 7.5125e-05 | 0.00013505 | 0.000117 | 7.6287e-05 | 0.00023499 | 2.8246e-05 | 3.1874e-05 | 7.6184e-05 | 0.00011358
5.0306e-05 | 1.5832e-05 | 3.9569e-05 | 6.544e-06 | 0.0008612 | 2.2416e-05 | 0.00015018 | 0.00011362 | 9.9468e-06 | 0.00038918 | 0.0001997 | 0.00011702 | 0.00011805 | 0.00027707 | 1.1938e-05 | 4.0055e-06 | 7.0707e-05 | 4.1725e-06
8.5785e-05 | 2.0096e-05 | 3.6107e-05 | 7.0428e-06 | 0.00084931 | 2.2004e-05 | 0.00017972 | 0.00012538 | 1.1497e-05 | 0.00035459 | 0.00026462 | 0.0001178 | 0.00017819 | 0.00012103 | 0.00014101 | 3.2582e-06 | 7.6189e-05 | 4.0375e-06
5.1266e-05 | 3.4021e-05 | 2.0154e-05 | 6.6577e-06 | 0.00034975 | 2.2376e-05 | 0.0001495 | 0.00012681 | 4.3918e-05 | 0.00018932 | 0.00023453 | 0.00011304 | 0.00037617 | 4.3443e-05 | 0.0002331 | 5.6792e-06 | 0.00010163 | 1.3104e-05
5.0844e-05 | 3.4431e-05 | 3.9748e-05 | 6.6642e-06 | 4.6419e-05 | 2.1769e-05 | 9.5343e-05 | 0.00011436 | 9.9609e-06 | 0.00021533 | 4.3988e-05 | 0.00011873 | 0.00037371 | 4.6785e-05 | 0.00028121 | 9.9526e-06 | 0.00016118 | 0.00011068
0.0003065 | 3.3978e-05 | 2.1545e-05 | 8.1973e-06 | 4.5568e-05 | 2.2294e-05 | 0.00015544 | 0.00011867 | 9.8371e-06 | 0.00013248 | 3.5947e-06 | 0.00011701 | 0.00015437 | 4.4972e-05 | 0.00014958 | 1.2632e-05 | 0.00016381 | 4.9583e-07
0.0002803 | 2.4023e-05 | 2.1197e-05 | 8.3333e-06 | 4.4666e-05 | 9.0465e-05 | 0.00012782 | 0.00011092 | 9.782e-06 | 0.00010222 | 6.8998e-06 | 0.00011207 | 0.00010537 | 6.0208e-05 | 3.2925e-05 | 4.7157e-06 | 0.00018396 | 4.25e-07
0.00024083 | 1.7494e-05 | 2.174e-05 | 1.413e-05 | 4.4613e-05 | 2.8662e-05 | 8.3126e-05 | 0.00011168 | 9.901e-06 | 8.4368e-05 | 3.6613e-06 | 0.00011102 | 6.5111e-05 | 1.2348e-05 | 3.9659e-05 | 5.4729e-06 | 0.00011401 | 1.4167e-07
8.5797e-05 | 2.2142e-05 | 2.0987e-05 | 2.199e-05 | 4.4666e-05 | 9.6355e-05 | 6.7674e-05 | 0.00010151 | 9.8346e-06 | 4.8423e-05 | 3.5281e-06 | 0.00010785 | 2.2769e-05 | 1.2348e-05 | 2.4043e-05 | 6.885e-06 | 7.8758e-05 | 7.31e-05
5.2364e-05 | 1.5136e-05 | 2.0993e-05 | 8.4161e-06 | 4.5516e-05 | 2.2488e-05 | 4.091e-05 | 0.00011182 | 9.8295e-06 | 6.82e-05 | 3.5947e-06 | 0.0001017 | 5.8608e-06 | 1.2971e-05 | 1.7645e-05 | 3.4713e-06 | 6.5748e-05 | 9.9167e-06
5.1288e-05 | 1.5559e-05 | 2.1107e-05 | 1.1048e-05 | 4.4666e-05 | 2.2339e-05 | 3.1113e-05 | 0.00010967 | 9.9513e-06 | 4.5348e-05 | 3.5281e-06 | 0.0001022 | 4.1921e-06 | 1.3254e-05 | 1.1198e-05 | 3.4888e-06 | 8.3862e-05 | 1.9975e-06
5.5758e-05 | 1.6155e-05 | 2.1719e-05 | 7.8692e-06 | 4.3711e-05 | 2.2834e-05 | 3.145e-05 | 9.1302e-05 | 9.9025e-06 | 6.8378e-05 | 3.5947e-06 | 0.00010155 | 6.8637e-06 | 1.3537e-05 | 1.3968e-05 | 3.4978e-06 | 4.9345e-05 | 4.9583e-07
5.6438e-05 | 1.5992e-05 | 2.1731e-05 | 7.6671e-06 | 4.5516e-05 | 2.2075e-05 | 2.0646e-05 | 9.8519e-05 | 9.8046e-06 | 4.3932e-05 | 3.5947e-06 | 0.00010212 | 3.7043e-06 | 1.5859e-06 | 1.0673e-05 | 3.2547e-06 | 3.8567e-05 | 3.5417e-07
5.4732e-05 | 1.7808e-05 | 2.8184e-05 | 7.6625e-06 | 4.5516e-05 | 2.1957e-05 | 1.1707e-05 | 9.6255e-05 | 1.7187e-05 | 6.15e-05 | 3.6613e-06 | 9.5527e-05 | 3.5714e-06 | 1.3764e-05 | 1.1198e-05 | 3.5016e-06 | 2.4104e-05 | 2.8333e-07
5.6831e-05 | 1.7492e-05 | 3.6911e-05 | 7.6553e-06 | 4.3763e-05 | 2.2441e-05 | 5.9283e-06 | 9.8684e-05 | 2.5523e-05 | 4.4199e-05 | 3.5281e-06 | 9.2116e-05 | 4.6194e-06 | 1.3877e-05 | 1.0577e-05 | 3.4868e-06 | 2.7436e-05 | 4.25e-07
9.3531e-05 | 3.5414e-05 | 5.4783e-05 | 1.0608e-05 | 4.4613e-05 | 2.2196e-05 | 1.4862e-05 | 9.0122e-05 | 4.1051e-05 | 4.7495e-05 | 3.4948e-06 | 9.3015e-05 | 1.7116e-05 | 1.4387e-05 | 2.6383e-05 | 3.5055e-06 | 6.8718e-05 | 4.25e-07
5.5827e-05 | 3.5131e-05 | 6.0101e-05 | 1.2312e-05 | 4.3763e-05 | 2.1906e-05 | 1.7346e-05 | 9.7184e-05 | 8.9553e-05 | 7.2287e-05 | 3.6613e-06 | 9.242e-05 | 1.7445e-05 | 2.6564e-05 | 1.1556e-05 | 3.4901e-06 | 0.0001281 | 1.275e-06
5.9842e-05 | 5.4964e-05 | 7.0302e-05 | 4.9633e-05 | 4.4613e-05 | 8.264e-05 | 4.1792e-05 | 8.7348e-05 | 0.00011629 | 8.0614e-05 | 3.5181e-05 | 9.3405e-05 | 0.00010327 | 1.433e-05 | 0.00014731 | 3.5055e-06 | 0.00016278 | 2.6817e-05
5.7938e-05 | 5.5728e-05 | 4.9996e-05 | 2.2299e-05 | 4.4666e-05 | 2.1875e-05 | 0.00010495 | 9.4308e-05 | 7.5979e-05 | 0.0001144 | 6.8932e-05 | 9.7066e-05 | 0.00012387 | 1.4557e-05 | 0.00020345 | 8.365e-06 | 0.00017519 | 0.00012819
5.8645e-05 | 3.5782e-05 | 4.3151e-05 | 1.4975e-05 | 4.2913e-05 | 0.00031721 | 0.00020987 | 9.4237e-05 | 4.6801e-05 | 9.3577e-05 | 0.00014425 | 0.00010152 | 0.0001766 | 1.365e-05 | 0.0001683 | 4.8343e-05 | 0.00016679 | 1.1735e-05
0.00011016 | 2.7322e-05 | 2.2581e-05 | 1.1171e-05 | 4.5568e-05 | 0.0001018 | 0.0002553 | 9.9742e-05 | 2.5575e-05 | 9.5519e-05 | 0.00025317 | 0.00010396 | 0.00022119 | 1.3084e-05 | 0.00023014 | 1.5615e-05 | 0.00016911 | 4.3137e-05
5.0813e-05 | 4.4903e-05 | 2.4918e-05 | 5.7543e-06 | 4.4666e-05 | 2.1983e-05 | 0.00024927 | 0.00010341 | 9.6649e-06 | 8.836e-05 | 0.00026698 | 0.00010304 | 0.00015134 | 1.9824e-06 | 0.00032388 | 4.7006e-06 | 0.00014349 | 1.8275e-06
5.1351e-05 | 3.9091e-05 | 2.0306e-05 | 6.0816e-06 | 3.5316e-05 | 0.00012252 | 0.0002089 | 0.0001144 | 9.9817e-06 | 0.00010808 | 0.00022673 | 0.00010516 | 0.00013855 | 1.2971e-05 | 0.00033935 | 9.6744e-06 | 0.00013418 | 0.00012619
5.0169e-05 | 3.6851e-05 | 4.1352e-05 | 6.7539e-06 | 3.5316e-05 | 2.1545e-05 | 0.00028928 | 0.0001048 | 9.7308e-06 | 0.0001092 | 0.00021028 | 0.00012765 | 9.2116e-05 | 1.5293e-06 | 0.00010791 | 7.6721e-06 | 0.00010259 | 9.6418e-05
5.0844e-05 | 2.2255e-05 | 7.3989e-05 | 1.2162e-05 | 3.5316e-05 | 5.0077e-05 | 0.00024338 | 0.00011916 | 9.7394e-06 | 0.00010317 | 0.00029068 | 0.0001241 | 7.1528e-05 | 0.00023784 | 0.00010492 | 6.1274e-05 | 0.00011798 | 0.00017123
5.0929e-05 | 1.3877e-05 | 5.992e-05 | 1.1648e-05 | 3.5316e-05 | 3.5541e-05 | 0.00021935 | 0.00012203 | 9.8913e-06 | 9.266e-05 | 0.00033877 | 0.00011928 | 0.00013377 | 0.00027592 | 7.9093e-05 | 9.982e-05 | 0.00010696 | 0.00011092
5.3993e-05 | 3.4664e-05 | 5.4304e-05 | 1.0307e-05 | 3.7866e-05 | 2.1769e-05 | 0.00018873 | 0.00012647 | 9.909e-06 | 7.8655e-05 | 0.00033431 | 0.00012208 | 0.0002067 | 0.00013799 | 0.00010804 | 3.309e-05 | 0.00011392 | 0.00013312
5.0833e-05 | 3.4975e-05 | 3.9226e-05 | 9.9303e-06 | 4.4718e-05 | 2.2213e-05 | 0.00018209 | 0.00011814 | 9.946e-06 | 0.00051012 | 0.00019516 | 0.00012126 | 0.00037261 | 3.9818e-05 | 0.00033144 | 3.3085e-06 | 0.0001681 | 0.00017645
5.1773e-05 | 2.8248e-05 | 4.0886e-05 | 9.6885e-06 | 4.3763e-05 | 2.1851e-05 | 0.00020121 | 0.00012157 | 9.8133e-06 | 0.00016515 | 0.00010951 | 0.00012509 | 0.00027659 | 5.2789e-05 | 0.00046022 | 1.1788e-05 | 0.00020407 | 0.0002461
5.1192e-05 | 1.3337e-05 | 3.3675e-05 | 6.8523e-06 | 4.6419e-05 | 8.4103e-05 | 0.00015682 | 0.00012055 | 9.8687e-06 | 9.8221e-05 | 0.00015985 | 0.00012077 | 0.00016393 | 4.9447e-05 | 0.00013383 | 7.9678e-06 | 0.00019433 | 3.0288e-05
5.1182e-05 | 2.1445e-05 | 2.0786e-05 | 9.5631e-06 | 4.4666e-05 | 2.2569e-05 | 0.00016441 | 0.00011744 | 9.7211e-06 | 9.9553e-05 | 0.00017607 | 0.00011955 | 7.0539e-05 | 6.0265e-05 | 3.5775e-05 | 6.2212e-06 | 0.00011036 | 7.0012e-05
5.2449e-05 | 2.2354e-05 | 3.3637e-05 | 1.1986e-05 | 4.5516e-05 | 5.8186e-05 | 0.0001634 | 0.0001139 | 9.9367e-06 | 0.00010191 | 7.8717e-05 | 0.00011502 | 6.6831e-05 | 3.4947e-05 | 5.9436e-05 | 3.4882e-06 | 0.00012436 | 1.1022e-05
5.0581e-05 | 2.0585e-05 | 4.2824e-05 | 1.2472e-05 | 4.3763e-05 | 2.2335e-05 | 0.00011473 | 0.00010277 | 9.7863e-06 | 7.9617e-05 | 3.5614e-06 | 0.00011376 | 1.9219e-05 | 4.8201e-05 | 0.00018453 | 3.2509e-06 | 0.00013037 | 5.9684e-05
5.1836e-05 | 1.7937e-05 | 2.1691e-05 | 1.1486e-05 | 4.5516e-05 | 2.2146e-05 | 4.0945e-05 | 0.00010742 | 9.8843e-06 | 5.3118e-05 | 3.5947e-06 | 0.00010654 | 2.0723e-05 | 2.917e-05 | 6.9324e-05 | 3.5055e-06 | 0.00015426 | 4.25e-07
5.8683e-05 | 1.4183e-05 | 2.1821e-05 | 8.1496e-06 | 4.5516e-05 | 2.2115e-05 | 3.8743e-05 | 9.9962e-05 | 9.9064e-06 | 5.1332e-05 | 3.5947e-06 | 0.00010703 | 1.3585e-05 | 1.6992e-06 | 7.0196e-06 | 3.2509e-06 | 8.5135e-05 | 3.5417e-07
5.2871e-05 | 1.5421e-05 | 2.2599e-05 | 7.227e-06 | 4.4666e-05 | 2.2518e-05 | 3.0197e-05 | 9.8492e-05 | 9.7799e-06 | 4.1359e-05 | 3.5947e-06 | 0.00010156 | 5.1763e-06 | 1.3197e-05 | 1.0697e-05 | 3.4978e-06 | 6.2693e-05 | 3.5417e-07
5.1288e-05 | 1.7228e-05 | 2.2925e-05 | 7.6639e-06 | 4.4613e-05 | 2.2589e-05 | 1.391e-05 | 0.00010257 | 1.262e-05 | 5.0398e-05 | 3.5947e-06 | 9.5979e-05 | 6.7098e-06 | 1.3254e-05 | 1.127e-05 | 3.5055e-06 | 3.0961e-05 | 7.0833e-08
5.3346e-05 | 1.7217e-05 | 3.1313e-05 | 8.8395e-06 | 4.3763e-05 | 2.2349e-05 | 1.7565e-05 | 0.00010054 | 1.4249e-05 | 4.5866e-05 | 3.628e-06 | 9.5111e-05 | 3.3279e-06 | 1.3424e-05 | 1.084e-05 | 3.4786e-06 | 2.7061e-05 | 7.0833e-08
5.1826e-05 | 1.7107e-05 | 3.6772e-05 | 9.3408e-06 | 4.4613e-05 | 2.2589e-05 | 4.4685e-06 | 9.5987e-05 | 2.0103e-05 | 4.2921e-05 | 3.5947e-06 | 9.2727e-05 | 3.5112e-06 | 1.3707e-05 | 5.2767e-06 | 3.2361e-06 | 2.6993e-05 | 4.9583e-07
5.4782e-05 | 1.9081e-05 | 4.3833e-05 | 1.1872e-05 | 4.2861e-05 | 2.2441e-05 | 1.0755e-05 | 8.908e-05 | 3.6274e-05 | 4.203e-05 | 3.5947e-06 | 9.0032e-05 | 4.4331e-06 | 1.3877e-05 | 1.8098e-05 | 3.5285e-06 | 6.7208e-05 | 6.8977e-05
5.541e-05 | 2.1386e-05 | 4.1874e-05 | 1.3223e-05 | 4.5516e-05 | 2.2349e-05 | 1.2188e-05 | 9.3059e-05 | 5.7461e-05 | 5.1369e-05 | 1.9265e-05 | 9.1653e-05 | 1.8383e-05 | 1.416e-05 | 2.326e-05 | 1.67e-05 | 0.00012558 | 6.6286e-05
5.3515e-05 | 3.7671e-05 | 5.6163e-05 | 3.4868e-05 | 4.4613e-05 | 0.00010595 | 4.2421e-05 | 9.4043e-05 | 0.0001533 | 6.7767e-05 | 6.8266e-05 | 9.1332e-05 | 7.8226e-05 | 1.433e-05 | 9.3137e-05 | 1.5571e-05 | 0.00016454 | 3.8845e-05
5.247e-05 | 5.0287e-05 | 4.4568e-05 | 1.5085e-05 | 4.3763e-05 | 2.3149e-05 | 0.00010644 | 9.2298e-05 | 0.00011698 | 0.00010006 | 6.8466e-05 | 9.5436e-05 | 0.00022537 | 1.501e-05 | 0.00023262 | 9.3003e-06 | 0.00022307 | 9.9181e-05
5.3853e-05 | 2.5549e-05 | 3.4827e-05 | 1.172e-05 | 4.3816e-05 | 2.2491e-05 | 0.00016477 | 0.00010124 | 5.9736e-05 | 9.8155e-05 | 0.00016687 | 9.628e-05 | 0.00020507 | 1.365e-05 | 0.00023853 | 0.00012736 | 0.00022247 | 0.00017489
5.1826e-05 | 3.0624e-05 | 2.696e-05 | 9.4173e-06 | 4.4666e-05 | 2.267e-05 | 0.00021953 | 8.7725e-05 | 2.2462e-05 | 9.1554e-05 | 0.00025386 | 0.00010743 | 0.000257 | 1.365e-05 | 0.00037615 | 4.8431e-05 | 0.00018213 | 0.00016116
5.5451e-05 | 2.0191e-05 | 2.393e-05 | 6.7073e-06 | 4.3763e-05 | 2.2823e-05 | 0.00028406 | 0.00010908 | 1.2428e-05 | 0.00013985 | 0.00027358 | 0.00010858 | 0.00026775 | 1.5293e-06 | 0.0002067 | 1.6216e-05 | 0.00016352 | 0.00011477
7.3784e-05 | 3.7073e-05 | 4.3283e-05 | 1.3571e-05 | 4.4666e-05 | 2.2246e-05 | 0.00029245 | 0.00010691 | 9.7998e-06 | 0.0005149 | 0.00022608 | 0.00011 | 0.00021259 | 1.2291e-05 | 0.00026875 | 3.4597e-06 | 0.00020212 | 0.00015021
0.00021093 | 2.5777e-05 | 2.3522e-05 | 1.6937e-05 | 4.2063e-05 | 2.2731e-05 | 0.00026991 | 0.00011517 | 9.6893e-06 | 0.00013804 | 0.00021067 | 0.00011959 | 0.00014071 | 1.5293e-06 | 8.4326e-05 | 7.3785e-06 | 0.00012229 | 0.00010961
5.0844e-05 | 1.1286e-05 | 2.6246e-05 | 2.0916e-05 | 4.3763e-05 | 2.2721e-05 | 0.00022562 | 0.0001175 | 9.7122e-06 | 6.2755e-05 | 0.00021532 | 0.00012913 | 0.00022712 | 0.00034467 | 8.8209e-05 | 3.5247e-06 | 0.00010227 | 0.00014365
5.6077e-05 | 1.348e-05 | 2.048e-05 | 2.5996e-05 | 4.4666e-05 | 2.2863e-05 | 0.00020917 | 0.0001258 | 9.7445e-06 | 0.00011024 | 0.00021609 | 0.00012431 | 0.00026005 | 0.00020248 | 0.00012413 | 3.2586e-06 | 8.8329e-05 | 0.00011418
5.1804e-05 | 1.41e-05 | 3.8633e-05 | 2.1679e-05 | 4.3816e-05 | 2.2721e-05 | 0.00018321 | 0.00012034 | 9.6872e-06 | 0.00010808 | 0.00021609 | 0.00013103 | 0.00033936 | 4.0113e-05 | 0.00017998 | 4.8076e-06 | 0.00010671 | 0.00014409
4.98e-05 | 1.3474e-05 | 3.7073e-05 | 3.4561e-05 | 4.4666e-05 | 2.2731e-05 | 0.00017755 | 0.00012314 | 9.804e-06 | 9.5759e-05 | 0.00019611 | 0.00012112 | 0.00040702 | 3.0869e-05 | 0.00030051 | 9.5575e-06 | 0.00014043 | 7.9305e-05
5.1689e-05 | 1.3064e-05 | 3.9852e-05 | 1.1183e-05 | 4.4666e-05 | 9.4394e-05 | 0.00024715 | 0.00012182 | 2.3381e-05 | 0.00016969 | 0.00011286 | 0.00012301 | 0.00047179 | 0.00042367 | 0.00047607 | 9.7303e-06 | 0.0002369 | 6.4614e-05
5.1266e-05 | 1.3899e-05 | 2.0272e-05 | 7.5443e-06 | 4.4666e-05 | 0.00029154 | 0.00023546 | 0.00011059 | 1.9721e-05 | 0.00014279 | 6.091e-05 | 0.00011966 | 0.00017507 | 0.00031928 | 0.00018752 | 1.2291e-05 | 0.00018717 | 7.5296e-05
5.7496e-05 | 1.4367e-05 | 2.0319e-05 | 1.4215e-05 | 4.5516e-05 | 2.3066e-05 | 0.00022473 | 0.00010465 | 9.8006e-06 | 9.219e-05 | 4.8728e-06 | 0.00012293 | 0.00010954 | 3.8515e-05 | 9.2355e-05 | 1.0626e-05 | 0.00015147 | 2.0683e-06
5.1773e-05 | 2.1667e-05 | 3.2015e-05 | 1.1882e-05 | 4.5516e-05 | 2.3301e-05 | 0.00018014 | 0.00011841 | 9.8521e-06 | 0.00024211 | 3.5281e-06 | 0.00012099 | 5.1221e-05 | 1.0139e-05 | 3.6617e-05 | 5.065e-06 | 0.00013727 | 2.975e-07
5.1795e-05 | 2.3169e-05 | 2.6476e-05 | 9.033e-06 | 4.5516e-05 | 2.2929e-05 | 9.8737e-05 | 0.00010063 | 9.9088e-06 | 6.3384e-05 | 3.628e-06 | 0.00012506 | 4.1844e-05 | 1.6992e-06 | 4.3487e-05 | 3.4786e-06 | 6.8329e-05 | 6.0902e-05
5.0613e-05 | 1.4488e-05 | 2.0308e-05 | 8.1304e-06 | 4.3763e-05 | 2.3148e-05 | 7.8351e-05 | 0.00010666 | 9.9272e-06 | 5.2057e-05 | 3.5614e-06 | 0.00011316 | 4.4537e-05 | 1.2517e-05 | 4.7098e-05 | 3.0731e-06 | 6.6568e-05 | 4.675e-07
5.2333e-05 | 1.3906e-05 | 1.9907e-05 | 7.2924e-06 | 4.5516e-05 | 2.3324e-05 | 4.2266e-05 | 0.00010088 | 9.9685e-06 | 5.3189e-05 | 3.5947e-06 | 0.00010219 | 3.9967e-05 | 1.2971e-05 | 1.8146e-05 | 3.469e-06 | 7.1199e-05 | 5.6667e-07
5.1826e-05 | 1.3075e-05 | 1.9262e-05 | 7.0418e-06 | 4.3763e-05 | 2.2857e-05 | 1.263e-05 | 0.0001013 | 9.9127e-06 | 7.5054e-05 | 3.6946e-06 | 0.0001042 | 2.6124e-05 | 1.5293e-06 | 2.1092e-05 | 3.4713e-06 | 3.9178e-05 | 4.9583e-07
5.1911e-05 | 1.3289e-05 | 1.9697e-05 | 6.7041e-06 | 4.5516e-05 | 2.3392e-05 | 4.7432e-06 | 9.8192e-05 | 9.9654e-06 | 5.2655e-05 | 3.5281e-06 | 9.9288e-05 | 2.7047e-06 | 1.3141e-05 | 3.2486e-05 | 3.4964e-06 | 2.6885e-05 | 3.5417e-07
5.7486e-05 | 1.3334e-05 | 1.984e-05 | 6.8182e-06 | 4.5516e-05 | 2.3443e-05 | 6.7224e-06 | 9.9824e-05 | 1.3391e-05 | 5.2445e-05 | 3.5947e-06 | 9.7489e-05 | 2.7454e-06 | 1.3537e-05 | 2.6737e-05 | 3.2689e-06 | 2.007e-05 | 4.25e-07
5.2839e-05 | 1.7674e-05 | 1.9774e-05 | 7.4803e-06 | 4.2861e-05 | 2.2989e-05 | 3.64e-06 | 0.00010293 | 1.3297e-05 | 5.2339e-05 | 3.5281e-06 | 0.0001014 | 8.059e-06 | 1.6426e-06 | 1.8222e-05 | 3.4985e-06 | 3.4396e-05 | 2.8333e-07
5.075e-05 | 2.4305e-05 | 2.0051e-05 | 9.1108e-06 | 4.5516e-05 | 2.2918e-05 | 1.7327e-05 | 8.5705e-05 | 3.2089e-05 | 6.2835e-05 | 3.5281e-06 | 0.00010433 | 1.9379e-05 | 1.3424e-05 | 4.8727e-05 | 6.2428e-06 | 0.00012739 | 4.25e-07
5.1826e-05 | 3.9952e-05 | 2.6381e-05 | 3.1661e-05 | 4.3763e-05 | 2.3239e-05 | 6.0934e-05 | 0.00010522 | 3.4925e-05 | 5.6402e-05 | 5.2083e-05 | 0.00010067 | 5.4663e-05 | 1.3594e-05 | 5.8516e-05 | 9.6695e-06 | 0.0002205 | 3.06e-05
5.4528e-05 | 5.9798e-05 | 2.9278e-05 | 2.5508e-05 | 4.4613e-05 | 2.3301e-05 | 0.00015187 | 9.7855e-05 | 3.5247e-05 | 0.00012753 | 4.1881e-05 | 0.00010075 | 7.8092e-05 | 1.399e-05 | 9.0569e-05 | 1.3645e-05 | 0.00022585 | 5.8296e-05
7.6983e-05 | 4.0872e-05 | 2.6382e-05 | 1.0503e-05 | 4.5516e-05 | 2.276e-05 | 0.00020925 | 9.5177e-05 | 2.4138e-05 | 0.00011267 | 7.5746e-05 | 9.6625e-05 | 0.00010956 | 2.1637e-06 | 0.00013687 | 1.5729e-05 | 0.00021848 | 5.1737e-05
5.8068e-05 | 2.7472e-05 | 2.2484e-05 | 8.6077e-06 | 4.3816e-05 | 0.00018146 | 0.0001473 | 9.5084e-05 | 9.8197e-06 | 0.00047256 | 0.0001535 | 9.4086e-05 | 0.00015279 | 1.399e-05 | 0.00011549 | 2.9894e-05 | 0.00017345 | 7.5338e-05
5.1488e-05 | 2.1399e-05 | 2.27e-05 | 7.847e-06 | 4.4809e-05 | 6.8231e-05 | 0.00020751 | 9.9382e-05 | 9.757e-06 | 0.00016628 | 0.00020729 | 0.00010196 | 0.00015245 | 1.416e-05 | 7.4421e-05 | 1.2711e-05 | 0.00014566 | 9.8232e-05
0.00015357 | 2.391e-05 | 2.1696e-05 | 7.5816e-06 | 4.4666e-05 | 2.3148e-05 | 0.00013877 | 0.00010428 | 9.8158e-06 | 8.5267e-05 | 0.00018748 | 0.00010042 | 0.00014419 | 1.5859e-06 | 0.00016072 | 8.9674e-06 | 0.00016257 | 6.2404e-05
9.0613e-05 | 1.5203e-05 | 1.9938e-05 | 1.2469e-05 | 4.4613e-05 | 2.2786e-05 | 0.00011935 | 0.00010728 | 9.708e-06 | 5.3902e-05 | 0.00014774 | 0.00010104 | 9.2123e-05 | 1.2971e-05 | 9.7727e-05 | 1.282e-05 | 9.8003e-05 | 2.9608e-05
5.1773e-05 | 2.0495e-05 | 2.0982e-05 | 1.929e-05 | 4.0153e-05 | 2.2934e-05 | 9.9681e-05 | 0.00011066 | 9.8251e-06 | 9.9248e-05 | 0.00013165 | 0.00011126 | 5.351e-05 | 1.5859e-06 | 4.5088e-05 | 4.6107e-06 | 6.9224e-05 | 7.5565e-05
5.0813e-05 | 2.0784e-05 | 3.41e-05 | 2.0251e-05 | 5.9116e-05 | 2.2878e-05 | 0.00011336 | 0.00011685 | 9.7321e-06 | 6.0608e-05 | 0.00013509 | 0.00012224 | 3.0246e-05 | 0.00023945 | 5.0567e-05 | 3.532e-06 | 6.195e-05 | 5.4357e-05
0.0001372 | 2.6368e-05 | 4.1443e-05 | 2.47e-05 | 4.4666e-05 | 0.00028463 | 0.0001503 | 0.0001142 | 9.7591e-06 | 9.1706e-05 | 0.00013605 | 0.00011857 | 7.3174e-05 | 0.00027723 | 3.02e-05 | 9.7156e-06 | 7.2674e-05 | 4.2429e-05
5.1657e-05 | 9.6178e-05 | 4.1003e-05 | 1.6455e-05 | 4.3763e-05 | 2.3087e-05 | 9.7568e-05 | 0.00011473 | 9.8967e-06 | 0.00017395 | 0.00013723 | 0.0001182 | 0.0001228 | 0.0001418 | 8.9934e-05 | 1.1027e-05 | 6.7519e-05 | 0.00012656
5.076e-05 | 9.3713e-05 | 2.7718e-05 | 1.6281e-05 | 4.6419e-05 | 2.2725e-05 | 0.00013034 | 0.0001182 | 9.8312e-06 | 0.00018295 | 0.00011661 | 0.00012002 | 0.00030489 | 4.7181e-05 | 0.00036324 | 8.9009e-06 | 0.00012651 | 5.1708e-06
7.7743e-05 | 6.1366e-05 | 2.1329e-05 | 1.0163e-05 | 4.4666e-05 | 2.3107e-05 | 0.00018567 | 0.0001117 | 9.7222e-06 | 0.00015533 | 3.0149e-05 | 0.00012504 | 0.00051673 | 5.1373e-05 | 0.00061523 | 9.1487e-06 | 0.00019004 | 0.00010002
0.00011958 | 3.8769e-05 | 2.1019e-05 | 8.0591e-06 | 4.3763e-05 | 2.2826e-05 | 0.00016373 | 0.00011454 | 9.6631e-06 | 0.00011234 | 3.6946e-06 | 0.00012837 | 0.00025375 | 5.2789e-05 | 0.00027569 | 8.1354e-06 | 0.00021387 | 7.8951e-05
0.00015344 | 4.3278e-05 | 2.0563e-05 | 9.1745e-06 | 4.6419e-05 | 2.3131e-05 | 0.00015816 | 0.00010932 | 9.9002e-06 | 7.1141e-05 | 3.628e-06 | 0.00012724 | 7.0838e-05 | 2.4695e-05 | 7.5225e-05 | 6.684e-06 | 0.00021639 | 0.00017788
0.00012333 | 3.7754e-05 | 1.9686e-05 | 8.9806e-06 | 4.3763e-05 | 2.2897e-05 | 0.00016063 | 0.00011411 | 9.9054e-06 | 5.4178e-05 | 3.628e-06 | 0.00011423 | 1.9718e-05 | 1.3877e-05 | 5.2232e-05 | 3.4985e-06 | 0.00014499 | 0.00017149
7.7956e-05 | 3.3821e-05 | 2.0517e-05 | 7.572e-06 | 4.6366e-05 | 2.301e-05 | 0.00011447 | 0.00010097 | 9.9822e-06 | 5.4492e-05 | 3.7278e-06 | 0.00012067 | 2.8883e-05 | 1.5859e-06 | 3.1197e-05 | 5.0653e-06 | 0.0001167 | 0.00010925
5.4137e-05 | 1.3952e-05 | 2.0223e-05 | 7.5251e-06 | 4.2861e-05 | 2.2897e-05 | 8.4991e-05 | 9.9998e-05 | 9.8495e-06 | 6.205e-05 | 3.628e-06 | 0.00010893 | 1.5062e-05 | 1.399e-05 | 1.5973e-05 | 3.4713e-06 | 6.1263e-05 | 8.568e-05
7.4885e-05 | 1.3881e-05 | 1.969e-05 | 7.4041e-06 | 4.5516e-05 | 2.2495e-05 | 4.6439e-05 | 0.0001031 | 9.9359e-06 | 6.2164e-05 | 3.628e-06 | 0.00010334 | 3.3647e-06 | 1.45e-05 | 1.3084e-05 | 3.492e-06 | 4.7838e-05 | 4.3449e-05
5.4528e-05 | 1.6758e-05 | 2.0011e-05 | 7.8675e-06 | 4.5516e-05 | 2.3061e-05 | 3.8852e-05 | 9.806e-05 | 9.8445e-06 | 5.605e-05 | 3.5614e-06 | 0.00010147 | 5.2568e-06 | 1.4896e-05 | 1.2392e-05 | 3.4713e-06 | 3.8969e-05 | 4.9512e-05
5.3484e-05 | 1.7022e-05 | 1.9548e-05 | 7.258e-06 | 4.2861e-05 | 2.2607e-05 | 1.8185e-05 | 8.877e-05 | 1.0014e-05 | 5.1919e-05 | 3.5947e-06 | 9.6948e-05 | 1.2124e-05 | 1.484e-05 | 9.5983e-06 | 3.2619e-06 | 2.8132e-05 | 3.3787e-05
5.1288e-05 | 1.8628e-05 | 1.9889e-05 | 7.4146e-06 | 4.5516e-05 | 2.3142e-05 | 1.5472e-05 | 0.0001041 | 1.0322e-05 | 4.6743e-05 | 3.5947e-06 | 9.633e-05 | 2.8042e-06 | 1.5349e-05 | 9.455e-06 | 3.5027e-06 | 3.161e-05 | 5.3684e-07
6.9354e-05 | 1.9235e-05 | 2.1227e-05 | 7.9318e-06 | 4.2861e-05 | 2.2627e-05 | 2.0418e-05 | 9.6907e-05 | 1.0006e-05 | 6.1419e-05 | 3.5281e-06 | 9.5632e-05 | 7.8239e-06 | 1.5123e-05 | 1.4603e-05 | 3.4985e-06 | 3.4819e-05 | 3.5417e-07
5.132e-05 | 0.00012289 | 2.758e-05 | 1.0194e-05 | 4.5516e-05 | 2.2816e-05 | 1.6277e-05 | 8.4927e-05 | 3.0683e-05 | 5.2882e-05 | 3.4616e-06 | 9.5654e-05 | 2.079e-05 | 1.518e-05 | 8.5036e-05 | 6.0431e-06 | 0.0001259 | 2.2312e-06
0.00011584 | 0.00011442 | 3.6991e-05 | 1.3702e-05 | 4.3763e-05 | 2.301e-05 | 7.5361e-05 | 0.00010124 | 5.403e-05 | 6.3606e-05 | 1.2062e-05 | 9.6726e-05 | 8.9224e-05 | 1.5236e-05 | 6.363e-05 | 3.2729e-06 | 0.00015841 | 4.845e-05
0.00012922 | 0.00013112 | 5.0551e-05 | 2.7075e-05 | 4.5516e-05 | 8.6633e-05 | 9.7754e-05 | 9.262e-05 | 0.00010116 | 6.6541e-05 | 3.5115e-05 | 9.6731e-05 | 9.5265e-05 | 1.5463e-05 | 0.00011051 | 1.2695e-05 | 0.0002809 | 0.00012941
0.0001452 | 0.00013442 | 3.1431e-05 | 1.0121e-05 | 4.3763e-05 | 0.00019924 | 0.00013068 | 0.00010004 | 5.762e-05 | 7.0345e-05 | 7.0929e-05 | 9.5831e-05 | 0.00010377 | 1.5803e-05 | 9.0307e-05 | 1.6084e-05 | 0.00023694 | 1.8204e-05
0.00022497 | 0.00011219 | 3.0514e-05 | 8.8171e-06 | 4.6419e-05 | 0.00019715 | 0.00017254 | 9.13e-05 | 1.7205e-05 | 6.1646e-05 | 0.00015238 | 9.6983e-05 | 0.00010609 | 1.518e-05 | 9.5442e-05 | 1.2124e-05 | 0.00015001 | 0.00011369
0.00014768 | 4.0762e-05 | 2.5256e-05 | 9.5175e-06 | 4.4666e-05 | 2.2857e-05 | 0.00011919 | 0.00010225 | 1.1222e-05 | 0.0001023 | 0.00020602 | 9.6535e-05 | 0.00012996 | 1.5066e-05 | 3.22e-05 | 3.488e-06 | 0.00013264 | 4.2174e-05
5.4577e-05 | 4.3281e-05 | 3.1103e-05 | 7.5295e-06 | 4.6419e-05 | 2.2735e-05 | 0.00013046 | 9.7927e-05 | 1.7191e-05 | 8.279e-05 | 0.00018767 | 0.00010359 | 0.00010821 | 3.2851e-06 | 8.5794e-05 | 7.6777e-06 | 0.00012823 | 6.2744e-05
5.3493e-05 | 3.5854e-05 | 2.0037e-05 | 6.6956e-06 | 4.4666e-05 | 2.301e-05 | 0.00016144 | 0.00010527 | 9.9519e-06 | 6.4397e-05 | 0.00014758 | 0.00010705 | 0.0001229 | 1.3367e-05 | 0.00010047 | 4.303e-06 | 0.00012249 | 0.00010431
5.1826e-05 | 1.3999e-05 | 1.9642e-05 | 6.3657e-06 | 4.3816e-05 | 2.2989e-05 | 0.00010414 | 0.00010939 | 9.8058e-06 | 7.0992e-05 | 7.9949e-05 | 0.00011091 | 9.6746e-05 | 1.5859e-06 | 5.8542e-05 | 1.2957e-05 | 9.022e-05 | 0.00018908
6.5645e-05 | 1.3983e-05 | 2.0321e-05 | 6.6536e-06 | 4.4666e-05 | 2.2705e-05 | 0.00012029 | 0.00010941 | 9.9297e-06 | 0.00015322 | 5.3155e-05 | 0.00012086 | 0.00011658 | 0.00029186 | 9.4596e-05 | 4.9316e-06 | 9.9007e-05 | 1.938e-05
5.1858e-05 | 1.4049e-05 | 2.0265e-05 | 6.6599e-06 | 4.4613e-05 | 2.3372e-05 | 9.4561e-05 | 0.000117 | 9.6685e-06 | 0.00054875 | 5.3355e-05 | 0.00011977 | 0.00021724 | 0.00047075 | 4.5795e-05 | 5.6083e-06 | 7.3866e-05 | 3.689e-05
5.9037e-05 | 2.1378e-05 | 2.1643e-05 | 6.5376e-06 | 4.4718e-05 | 2.2989e-05 | 0.00014598 | 0.0001168 | 9.8928e-06 | 0.00017388 | 5.3055e-05 | 0.00012571 | 0.0001507 | 0.00010714 | 0.00011662 | 5.1788e-06 | 9.3152e-05 | 5.2704e-05
5.8862e-05 | 9.1473e-05 | 2.2984e-05 | 6.576e-06 | 4.5516e-05 | 2.3484e-05 | 0.00011754 | 0.00011665 | 9.9201e-06 | 0.00015812 | 3.3883e-05 | 0.0001233 | 0.00034488 | 6.2134e-05 | 0.00048378 | 1.5333e-05 | 0.00016359 | 1.4702e-05
0.00012133 | 6.4026e-05 | 2.0854e-05 | 8.4945e-06 | 4.5568e-05 | 2.2805e-05 | 0.00014075 | 0.00010553 | 2.2428e-05 | 0.00022137 | 7.5222e-06 | 0.00012164 | 0.00041973 | 5.2675e-05 | 0.00061018 | 8.7492e-06 | 0.00020102 | 0.00021989
0.00010519 | 4.0649e-05 | 2.0346e-05 | 6.8083e-06 | 4.5516e-05 | 2.326e-05 | 0.00014335 | 0.0001173 | 9.7242e-06 | 9.3666e-05 | 1.4113e-05 | 0.00011743 | 0.00024056 | 4.8994e-05 | 0.00023232 | 8.3121e-06 | 0.00019645 | 0.00016523
0.00011826 | 5.7591e-05 | 2.1255e-05 | 9.8852e-06 | 4.4666e-05 | 2.3029e-05 | 0.00019597 | 0.00010717 | 9.7865e-06 | 8.0793e-05 | 1.7937e-05 | 0.00011865 | 0.00011296 | 3.9025e-05 | 4.5795e-05 | 1.0369e-05 | 0.00011919 | 0.00013604
9.4887e-05 | 2.0499e-05 | 2.0059e-05 | 1.1847e-05 | 4.4666e-05 | 2.3683e-05 | 0.00016291 | 0.00011327 | 9.8615e-06 | 7.9254e-05 | 1.4146e-05 | 0.00011784 | 4.2336e-05 | 2.2599e-05 | 5.2943e-05 | 8.5671e-06 | 0.00013066 | 0.00019801
7.1562e-05 | 1.4316e-05 | 2.8588e-05 | 1.0038e-05 | 4.4666e-05 | 2.301e-05 | 0.00011176 | 0.00011805 | 9.8096e-06 | 8.6145e-05 | 1.4113e-05 | 0.00011564 | 3.9153e-05 | 1.416e-05 | 2.9416e-05 | 3.9345e-06 | 0.00014285 | 0.00021247
6.1788e-05 | 1.402e-05 | 2.8008e-05 | 6.8101e-06 | 4.4613e-05 | 2.2897e-05 | 7.1386e-05 | 0.00010201 | 1.0363e-05 | 6.2491e-05 | 1.4179e-05 | 0.00011595 | 1.9253e-05 | 1.5859e-06 | 1.9006e-05 | 3.4713e-06 | 7.5742e-05 | 5.6879e-05
5.379e-05 | 1.3768e-05 | 3.0798e-05 | 6.7874e-06 | 4.4666e-05 | 2.301e-05 | 3.4366e-05 | 0.0001006 | 9.9127e-06 | 5.7885e-05 | 1.4046e-05 | 0.00010429 | 1.1449e-05 | 1.467e-05 | 1.3299e-05 | 3.5151e-06 | 7.3147e-05 | 3.5417e-07
5.5035e-05 | 1.405e-05 | 3.8417e-05 | 6.5144e-06 | 4.5516e-05 | 2.2892e-05 | 1.3141e-05 | 8.9203e-05 | 9.8297e-06 | 4.7493e-05 | 1.4179e-05 | 0.00010129 | 1.4864e-05 | 1.4726e-05 | 1.2344e-05 | 3.4713e-06 | 4.3184e-05 | 4.9583e-07
6.3962e-05 | 1.4134e-05 | 3.7137e-05 | 6.5798e-06 | 4.4613e-05 | 2.2857e-05 | 1.3906e-05 | 0.0001032 | 9.9367e-06 | 5.2992e-05 | 1.4246e-05 | 9.6787e-05 | 1.7914e-05 | 1.4953e-05 | 1.361e-05 | 3.2457e-06 | 3.7651e-05 | 1.4167e-07
5.1341e-05 | 1.3883e-05 | 3.5825e-05 | 8.8642e-06 | 4.3763e-05 | 2.3274e-05 | 6.0708e-06 | 0.00010298 | 1.8926e-05 | 4.627e-05 | 1.4113e-05 | 9.6127e-05 | 4.3489e-06 | 1.4896e-05 | 1.3777e-05 | 3.5257e-06 | 2.7111e-05 | 5.6667e-07
5.2333e-05 | 1.742e-05 | 3.6732e-05 | 8.4902e-06 | 4.6366e-05 | 2.2959e-05 | 3.2223e-06 | 9.8785e-05 | 1.8144e-05 | 5.557e-05 | 1.4013e-05 | 8.9541e-05 | 8.8985e-06 | 1.4953e-05 | 1.6895e-05 | 3.4755e-06 | 4.3143e-05 | 1.275e-06
5.4212e-05 | 1.9324e-05 | 4.0768e-05 | 1.3233e-05 | 4.2913e-05 | 2.2342e-05 | 3.212e-05 | 9.3949e-05 | 5.5987e-05 | 5.569e-05 | 1.3979e-05 | 9.4419e-05 | 1.7277e-05 | 1.416e-06 | 5.6807e-05 | 6.1979e-06 | 0.00013427 | 2.3729e-06
8.5502e-05 | 3.2718e-05 | 4.7344e-05 | 1.4672e-05 | 4.2861e-05 | 2.3131e-05 | 5.0282e-05 | 9.4541e-05 | 0.00010191 | 6.7191e-05 | 5.0459e-05 | 9.4391e-05 | 6.6589e-05 | 1.4557e-05 | 4.0685e-05 | 3.2893e-06 | 0.00019014 | 3.585e-06
0.00010071 | 0.00013385 | 6.7303e-05 | 4.9633e-05 | 4.5516e-05 | 2.2352e-05 | 0.0001459 | 8.8641e-05 | 7.413e-05 | 9.7243e-05 | 9.0428e-05 | 9.2779e-05 | 8.3943e-05 | 1.467e-05 | 0.00012933 | 8.7916e-06 | 0.00021258 | 9.4803e-05
7.1914e-05 | 0.00010032 | 7.7599e-05 | 1.7512e-05 | 4.4666e-05 | 0.00021844 | 0.00013371 | 0.00010035 | 2.9997e-05 | 0.00011118 | 7.7377e-05 | 9.8048e-05 | 0.00014254 | 1.4387e-05 | 6.0758e-05 | 2.0867e-05 | 0.0001869 | 0.00068866
6.4486e-05 | 5.029e-05 | 4.0444e-05 | 1.1558e-05 | 4.4666e-05 | 0.00010714 | 0.00017265 | 9.8996e-05 | 1.0194e-05 | 6.2425e-05 | 0.00015445 | 9.612e-05 | 8.3868e-05 | 1.5293e-06 | 2.6751e-05 | 1.7582e-05 | 0.00019353 | 0.00077225
5.1826e-05 | 2.1485e-05 | 2.7364e-05 | 9.7643e-06 | 4.4666e-05 | 2.2867e-05 | 0.00014035 | 9.2048e-05 | 4.0075e-05 | 6.5117e-05 | 0.0001459 | 0.00010998 | 0.00015944 | 1.3877e-05 | 5.5452e-05 | 1.7047e-05 | 0.00016327 | 0.00069844
5.2364e-05 | 1.8923e-05 | 2.8982e-05 | 6.9554e-06 | 4.5516e-05 | 2.3392e-05 | 0.00010287 | 0.00010199 | 2.6946e-05 | 0.00021271 | 0.00018775 | 0.00010798 | 6.7586e-05 | 1.6992e-06 | 0.00010864 | 4.412e-06 | 0.0001252 | 0.00010801
6.2414e-05 | 1.788e-05 | 2.3179e-05 | 6.7453e-06 | 4.4666e-05 | 0.00011865 | 7.542e-05 | 0.00010457 | 9.9119e-06 | 0.00030675 | 0.00014731 | 0.00011821 | 2.6328e-05 | 2.6054e-06 | 0.0001392 | 1.5696e-05 | 7.7987e-05 | 0.000119
5.1182e-05 | 1.4157e-05 | 3.5966e-05 | 6.5357e-06 | 4.4666e-05 | 7.5739e-05 | 6.6621e-05 | 9.96e-05 | 9.9598e-06 | 5.6119e-05 | 0.00013199 | 0.00011129 | 0.00011315 | 2.1523e-06 | 7.729e-05 | 9.4087e-06 | 7.1936e-05 | 0.00015804
5.2861e-05 | 1.413e-05 | 1.9244e-05 | 6.5636e-06 | 4.3763e-05 | 9.5387e-05 | 7.9081e-05 | 0.00012502 | 9.9216e-06 | 5.8126e-05 | 0.00013527 | 0.00012986 | 9.2804e-05 | 0.00028057 | 8.4662e-05 | 8.2824e-06 | 6.4021e-05 | 0.00014498
5.4384e-05 | 1.4465e-05 | 2.4141e-05 | 6.6717e-06 | 4.5568e-05 | 0.00018289 | 0.00011853 | 0.0001144 | 9.7698e-06 | 9.6434e-05 | 0.00013515 | 0.00012483 | 0.00014073 | 0.00041418 | 5.1395e-05 | 3.5074e-06 | 6.7644e-05 | 4.0828e-05
5.1213e-05 | 2.2398e-05 | 2.6184e-05 | 6.7687e-06 | 4.3816e-05 | 2.2908e-05 | 0.00010093 | 0.00010795 | 9.8848e-06 | 8.9005e-05 | 0.00013537 | 0.00012568 | 0.00010904 | 4.8291e-05 | 0.00014036 | 7.0442e-06 | 9.1104e-05 | 4.0757e-05
6.1844e-05 | 3.3919e-05 | 2.3417e-05 | 8.1314e-06 | 4.4666e-05 | 2.3199e-05 | 0.00015811 | 0.00012471 | 9.9268e-06 | 0.00019993 | 0.00011713 | 0.00012457 | 0.00030321 | 3.8289e-05 | 0.00025897 | 3.3733e-05 | 0.00015071 | 4.6027e-05
5.0338e-05 | 8.0719e-05 | 2.0145e-05 | 8.6916e-06 | 4.4666e-05 | 2.2673e-05 | 0.00017974 | 0.0001195 | 9.7872e-06 | 0.00037954 | 8.4302e-05 | 0.00012943 | 0.00044724 | 4.4632e-05 | 0.00040196 | 0.0001523 | 0.00017569 | 0.00013584
5.2533e-05 | 4.1492e-05 | 2.0978e-05 | 7.167e-06 | 4.4613e-05 | 2.2975e-05 | 0.00017305 | 0.00011536 | 9.7237e-06 | 0.00019213 | 1.0305e-05 | 0.00012487 | 0.00028017 | 4.0045e-05 | 0.00026415 | 1.6876e-05 | 0.00023697 | 0.00010248
5.1657e-05 | 6.1193e-05 | 2.5898e-05 | 7.5666e-06 | 4.5568e-05 | 2.2837e-05 | 0.00011647 | 0.00011273 | 9.8056e-06 | 7.2998e-05 | 3.5947e-06 | 0.00011514 | 8.4417e-05 | 5.3525e-05 | 9.5911e-05 | 8.0974e-06 | 0.00014352 | 2.125e-07
5.1689e-05 | 3.9927e-05 | 2.4299e-05 | 8.5349e-06 | 4.4666e-05 | 2.2897e-05 | 0.00013525 | 0.00011529 | 9.8219e-06 | 6.1945e-05 | 3.6613e-06 | 0.00011138 | 3.9153e-05 | 1.9824e-06 | 0.00011543 | 5.3203e-06 | 0.00011968 | 4.2854e-05
5.2164e-05 | 1.6216e-05 | 2.183e-05 | 9.2322e-06 | 4.5516e-05 | 2.3372e-05 | 0.00010043 | 0.00010722 | 9.7788e-06 | 7.5726e-05 | 3.5947e-06 | 0.00011121 | 1.9072e-05 | 1.4273e-05 | 6.8024e-05 | 5.3161e-06 | 0.00013935 | 2.8333e-07
5.1911e-05 | 1.5175e-05 | 2.2028e-05 | 8.6284e-06 | 4.4666e-05 | 2.2929e-05 | 8.3836e-05 | 0.00010826 | 1.0344e-05 | 5.4541e-05 | 3.5947e-06 | 0.00010512 | 1.5163e-05 | 1.5293e-06 | 3.091e-05 | 3.2436e-06 | 9.3746e-05 | 5.4655e-05
5.981e-05 | 1.6622e-05 | 2.2274e-05 | 8.937e-06 | 4.5516e-05 | 2.2857e-05 | 4.9305e-05 | 0.00011058 | 9.8222e-06 | 0.00010087 | 3.5281e-06 | 0.00010303 | 8.5045e-06 | 1.4953e-05 | 1.1523e-05 | 3.492e-06 | 4.1229e-05 | 2.8333e-07
5.3177e-05 | 1.6475e-05 | 2.2292e-05 | 7.8586e-06 | 4.5516e-05 | 2.3311e-05 | 1.5489e-05 | 9.9688e-05 | 9.9209e-06 | 4.9823e-05 | 3.5947e-06 | 0.00010363 | 9.177e-06 | 1.5123e-05 | 1.0315e-05 | 3.4943e-06 | 3.248e-05 | 0
5.0782e-05 | 2.1601e-05 | 2.2491e-05 | 9.2321e-06 | 4.4613e-05 | 2.2474e-05 | 1.6602e-05 | 0.0001055 | 1.0029e-05 | 4.7428e-05 | 3.5947e-06 | 0.00010042 | 8.3473e-06 | 1.5859e-06 | 1.2607e-05 | 3.4734e-06 | 2.4257e-05 | 5.6667e-07
5.095e-05 | 2.0479e-05 | 2.2618e-05 | 8.0088e-06 | 4.5516e-05 | 2.2989e-05 | 2.4075e-05 | 9.8137e-05 | 1.0402e-05 | 9.3868e-05 | 3.5281e-06 | 9.6101e-05 | 7.9552e-06 | 1.5689e-05 | 1.4469e-05 | 3.0472e-06 | 2.8783e-05 | 2.125e-07
5.0782e-05 | 2.4049e-05 | 3.0542e-05 | 8.6828e-06 | 4.3711e-05 | 2.3601e-05 | 1.581e-05 | 9.8165e-05 | 9.9091e-06 | 5.204e-05 | 3.5947e-06 | 9.4709e-05 | 1.2359e-05 | 1.6426e-05 | 2.3065e-05 | 3.4944e-06 | 2.5561e-05 | 2.8333e-07
5.1826e-05 | 3.2091e-05 | 3.0895e-05 | 1.2973e-05 | 4.4666e-05 | 2.401e-05 | 2.3644e-05 | 0.00010141 | 2.2803e-05 | 4.7606e-05 | 3.5947e-06 | 9.1009e-05 | 2.3412e-05 | 1.5803e-05 | 4.5871e-05 | 5.7367e-06 | 0.00012837 | 4.7246e-05
6.2153e-05 | 0.00010495 | 3.9696e-05 | 1.1952e-05 | 4.5516e-05 | 2.3168e-05 | 8.3254e-05 | 9.7911e-05 | 4.3437e-05 | 8.9288e-05 | 3.5281e-06 | 9.4845e-05 | 6.442e-05 | 1.6482e-05 | 3.5504e-05 | 9.6615e-05 | 0.00021009 | 1.1333e-06
5.3687e-05 | 0.00016548 | 3.9365e-05 | 3.1884e-05 | 4.5516e-05 | 2.4927e-05 | 0.00014549 | 9.678e-05 | 4.5942e-05 | 7.3864e-05 | 3.598e-05 | 9.7264e-05 | 7.4908e-05 | 1.6312e-05 | 0.0002052 | 3.401e-06 | 0.00024679 | 6.1455e-05
5.3952e-05 | 8.9862e-05 | 3.0602e-05 | 1.1618e-05 | 4.2913e-05 | 2.5325e-05 | 0.0001359 | 8.3246e-05 | 3.8242e-05 | 9.3197e-05 | 7.0463e-05 | 9.4633e-05 | 7.9908e-05 | 1.6142e-05 | 0.00013197 | 1.7557e-05 | 0.00016329 | 7.0182e-05
5.4677e-05 | 9.3408e-05 | 3.7892e-05 | 1.016e-05 | 4.6366e-05 | 2.6243e-05 | 0.00013131 | 0.00010365 | 3.6794e-05 | 9.3407e-05 | 6.111e-05 | 9.7804e-05 | 9.3597e-05 | 1.416e-06 | 0.00018607 | 1.7371e-05 | 0.00014624 | 0.00015042
5.8184e-05 | 2.7252e-05 | 3.8923e-05 | 9.3658e-06 | 4.5568e-05 | 2.3979e-05 | 0.00014928 | 9.5917e-05 | 2.469e-05 | 9.1578e-05 | 0.00011312 | 9.7427e-05 | 8.9917e-05 | 1.518e-05 | 0.0001148 | 4.4219e-06 | 0.00014043 | 0.00012995
6.1154e-05 | 1.5839e-05 | 4.7894e-05 | 7.2289e-06 | 4.5516e-05 | 2.4285e-05 | 0.00020614 | 0.00010302 | 1.0012e-05 | 0.00015789 | 0.00018772 | 0.00010776 | 0.00012383 | 1.4557e-05 | 0.00013873 | 4.401e-06 | 9.7009e-05 | 0.00013522
6.5276e-05 | 1.4634e-05 | 2.3244e-05 | 7.9252e-06 | 4.4666e-05 | 2.5887e-05 | 0.00017413 | 0.00011054 | 1.0317e-05 | 4.564e-05 | 0.00014695 | 0.00010998 | 0.00013054 | 4.871e-06 | 0.00018444 | 8.7603e-06 | 9.051e-05 | 0.00027203
5.3769e-05 | 1.4203e-05 | 1.9463e-05 | 6.5961e-06 | 4.4666e-05 | 2.3694e-05 | 0.0001764 | 0.0001066 | 9.8329e-06 | 5.6103e-05 | 0.00013135 | 0.00011622 | 9.6037e-05 | 2.2656e-06 | 0.00011663 | 9.6731e-06 | 8.5061e-05 | 0.0002017
5.7787e-05 | 5.6094e-05 | 4.5982e-05 | 6.5435e-06 | 4.3816e-05 | 4.4681e-05 | 0.00015057 | 0.00011533 | 9.9206e-06 | 5.993e-05 | 0.00013472 | 0.00012398 | 9.1146e-05 | 0.00024573 | 4.5776e-05 | 4.3968e-06 | 6.364e-05 | 0.00014223
5.0844e-05 | 4.8923e-05 | 2.3789e-05 | 6.3631e-06 | 4.6419e-05 | 0.00034664 | 9.2243e-05 | 0.00010385 | 9.8287e-06 | 0.0001294 | 0.00013497 | 0.00011908 | 0.00015269 | 0.00018823 | 0.00013426 | 4.4219e-06 | 9.0471e-05 | 0.00010767
7.34e-05 | 4.7148e-05 | 3.8509e-05 | 6.3683e-06 | 4.3763e-05 | 0.00028757 | 0.00013313 | 0.00012859 | 1.0073e-05 | 0.00013681 | 0.00013568 | 0.00012321 | 0.00018182 | 0.00055154 | 0.00023494 | 1.6656e-05 | 0.00013186 | 1.7856e-05
6.3642e-05 | 2.5014e-05 | 3.9381e-05 | 7.6191e-06 | 4.5568e-05 | 0.00018036 | 0.00013888 | 0.00010737 | 9.8525e-06 | 0.00013215 | 0.0001149 | 0.00011991 | 0.00043281 | 0.00021874 | 0.00033743 | 3.7695e-05 | 0.00010452 | 7.5933e-05
0.00020682 | 1.8565e-05 | 2.312e-05 | 7.6134e-06 | 4.6419e-05 | 2.2969e-05 | 0.00017427 | 0.00012628 | 9.8741e-06 | 0.00041165 | 8.3989e-05 | 0.000118 | 0.0003721 | 5.2222e-05 | 0.00037794 | 3.5449e-05 | 0.00016439 | 7.3596e-05
0.00011565 | 2.1567e-05 | 2.0427e-05 | 6.5815e-06 | 4.4666e-05 | 2.3235e-05 | 0.00014291 | 0.00011581 | 9.807e-06 | 0.00018607 | 1.5306e-05 | 0.0001202 | 0.00016329 | 5.1882e-05 | 0.00023512 | 1.603e-05 | 0.00017746 | 6.375e-07
6.0811e-05 | 1.4764e-05 | 2.0282e-05 | 8.2354e-06 | 4.4666e-05 | 2.2918e-05 | 0.00011485 | 0.00011441 | 9.8098e-06 | 7.6648e-05 | 9.7734e-06 | 0.00011677 | 8.6346e-05 | 4.3783e-05 | 9.2699e-05 | 4.0605e-06 | 0.00018852 | 7.2604e-05
5.2555e-05 | 1.4454e-05 | 2.6686e-05 | 1.7007e-05 | 4.5568e-05 | 2.2847e-05 | 0.00016721 | 0.00011332 | 9.8856e-06 | 0.00016738 | 9.5393e-06 | 0.0001141 | 7.2607e-05 | 2.4185e-05 | 8.7566e-05 | 0.00012713 | 0.0001808 | 1.4167e-07
5.4053e-05 | 1.4589e-05 | 5.5758e-05 | 7.9126e-06 | 4.5516e-05 | 2.3255e-05 | 0.00010497 | 0.00010582 | 9.8132e-06 | 7.5669e-05 | 9.3418e-06 | 0.00011545 | 5.0821e-05 | 1.5859e-06 | 8.5474e-05 | 3.7068e-06 | 0.00013903 | 2.992e-05
5.132e-05 | 1.3998e-05 | 2.0314e-05 | 8.9665e-06 | 4.5516e-05 | 2.2882e-05 | 6.241e-05 | 0.00011474 | 1.0251e-05 | 5.0996e-05 | 9.3595e-06 | 0.00011114 | 1.8346e-05 | 1.4443e-05 | 2.189e-05 | 3.2666e-06 | 9.7001e-05 | 7.3454e-05
5.5666e-05 | 1.4075e-05 | 1.9752e-05 | 8.1474e-06 | 4.4613e-05 | 2.3071e-05 | 1.8285e-05 | 9.8171e-05 | 1.0032e-05 | 5.7972e-05 | 3.5281e-06 | 0.00010433 | 1.952e-05 | 1.5859e-06 | 1.7258e-05 | 3.469e-06 | 3.8723e-05 | 8.5e-07
5.9327e-05 | 1.4176e-05 | 2.0138e-05 | 8.0366e-06 | 4.3763e-05 | 2.3856e-05 | 3.255e-06 | 0.00010117 | 9.8875e-06 | 4.9135e-05 | 3.6613e-06 | 0.00010415 | 1.2842e-05 | 1.4896e-05 | 9.455e-06 | 3.2666e-06 | 3.1359e-05 | 4.9583e-07
5.1288e-05 | 1.4408e-05 | 1.9868e-05 | 8.0953e-06 | 4.5516e-05 | 2.3724e-05 | 3.7869e-06 | 0.00011647 | 1.6951e-05 | 5.2914e-05 | 3.5281e-06 | 0.00010278 | 4.0405e-06 | 1.5066e-05 | 1.1723e-05 | 3.4964e-06 | 3.39e-05 | 7.0833e-07
5.1826e-05 | 1.4246e-05 | 1.9916e-05 | 7.3985e-06 | 4.5516e-05 | 2.4825e-05 | 2.9063e-06 | 9.5964e-05 | 1.4042e-05 | 5.5747e-05 | 3.5281e-06 | 9.7174e-05 | 4.3166e-06 | 1.5293e-06 | 2.3461e-05 | 3.4797e-06 | 2.6084e-05 | 2.8333e-07
5.1795e-05 | 1.9009e-05 | 1.9643e-05 | 9.725e-06 | 4.4613e-05 | 2.4917e-05 | 3.089e-06 | 9.9129e-05 | 1.7419e-05 | 5.514e-05 | 3.5281e-06 | 9.7647e-05 | 1.1766e-05 | 1.501e-05 | 3.6822e-05 | 3.2477e-06 | 3.5509e-05 | 2.8333e-07
5.1288e-05 | 1.6728e-05 | 2.9383e-05 | 1.2657e-05 | 4.3763e-05 | 2.3484e-05 | 1.0639e-05 | 0.00010003 | 1.7537e-05 | 8.7953e-05 | 3.5947e-06 | 0.00010046 | 6.5942e-05 | 1.5236e-05 | 6.3974e-05 | 5.3429e-06 | 0.0001172 | 7.0833e-07
6.3104e-05 | 2.6714e-05 | 3.1984e-05 | 1.4371e-05 | 4.4613e-05 | 2.5519e-05 | 3.9161e-05 | 9.4426e-05 | 2.1532e-05 | 9.1862e-05 | 5.1744e-05 | 9.8225e-05 | 5.5706e-05 | 1.5859e-06 | 6.3252e-05 | 6.9126e-06 | 0.00022016 | 1.1333e-06
0.00010083 | 3.6057e-05 | 3.0675e-05 | 4.8428e-05 | 4.4666e-05 | 2.3592e-05 | 6.7609e-05 | 0.00010076 | 3.639e-05 | 0.00011886 | 4.1249e-05 | 0.00010063 | 8.1169e-05 | 1.5236e-05 | 0.00011814 | 5.7799e-06 | 0.00024064 | 2.0542e-06
9.9857e-05 | 1.7847e-05 | 2.7001e-05 | 2.2629e-05 | 4.5516e-05 | 6.3299e-05 | 0.00013002 | 0.00010156 | 4.7314e-05 | 0.0001019 | 7.9241e-05 | 9.7326e-05 | 8.72e-05 | 1.6426e-06 | 0.00014957 | 1.4062e-05 | 0.00016294 | 0.00076592
6.5671e-05 | 1.6182e-05 | 2.3481e-05 | 2.0614e-05 | 4.4718e-05 | 2.38e-05 | 0.00020137 | 9.8872e-05 | 3.9185e-05 | 9.7898e-05 | 0.00015379 | 9.6941e-05 | 0.00010277 | 1.4953e-05 | 9.0806e-05 | 1.2589e-05 | 0.00016626 | 0.00013883
5.0275e-05 | 1.5868e-05 | 2.3948e-05 | 9.0362e-06 | 4.4666e-05 | 8.6501e-05 | 0.00016896 | 0.00010732 | 2.4477e-05 | 6.748e-05 | 0.0002309 | 0.00010036 | 7.7268e-05 | 1.5859e-06 | 0.00023138 | 6.1296e-06 | 0.00011719 | 5.3932e-05
9.6058e-05 | 1.4604e-05 | 2.2978e-05 | 7.794e-06 | 4.3763e-05 | 0.0002453 | 0.00017384 | 0.00010507 | 1.7749e-05 | 7.8186e-05 | 0.00031719 | 0.00010473 | 8.7344e-05 | 1.4613e-05 | 0.00014539 | 4.401e-06 | 0.00011589 | 2.3672e-05
6.6482e-05 | 1.4763e-05 | 2.019e-05 | 7.628e-06 | 3.5316e-05 | 2.378e-05 | 0.00010418 | 0.00011525 | 1.7408e-05 | 5.0171e-05 | 0.00026946 | 0.00010941 | 9.3882e-05 | 6.6428e-05 | 0.00017886 | 1.014e-05 | 8.6109e-05 | 3.0175e-05
5.0813e-05 | 1.4476e-05 | 1.9346e-05 | 6.659e-06 | 3.6218e-05 | 2.3066e-05 | 8.5538e-05 | 0.00011715 | 9.8171e-06 | 4.9279e-05 | 0.00026281 | 0.00011695 | 0.00011135 | 0.00036467 | 0.00012391 | 7.76e-06 | 7.3746e-05 | 1.53e-05
5.172e-05 | 1.464e-05 | 3.0297e-05 | 6.605e-06 | 3.6166e-05 | 0.0001048 | 0.00010508 | 0.0001162 | 9.7044e-06 | 5.2936e-05 | 0.00024702 | 0.00012022 | 6.13e-05 | 2.7527e-05 | 0.00014294 | 3.6577e-06 | 5.447e-05 | 1.8417e-06
6.5648e-05 | 1.4785e-05 | 2.4341e-05 | 7.0391e-06 | 3.6218e-05 | 8.2074e-05 | 8.8231e-05 | 0.00012255 | 9.7727e-06 | 0.00011019 | 0.00013558 | 0.00011867 | 9.1709e-05 | 0.00010796 | 0.00013287 | 8.612e-06 | 5.3873e-05 | 2.9892e-05
0.00011376 | 1.6063e-05 | 3.1183e-05 | 6.5298e-06 | 4.1266e-05 | 0.00034975 | 0.00011319 | 0.00012148 | 1.0032e-05 | 0.00015123 | 0.00013667 | 0.00012346 | 0.00011382 | 9.5058e-05 | 0.00014604 | 1.1688e-05 | 9.5326e-05 | 7.1258e-05
5.1182e-05 | 1.6042e-05 | 5.114e-05 | 7.4332e-06 | 4.6419e-05 | 0.00049194 | 0.00011949 | 0.00011506 | 9.7868e-06 | 0.00052646 | 0.00011719 | 0.00011724 | 0.00035085 | 3.9705e-05 | 0.00027936 | 7.5205e-06 | 0.00013199 | 4.6679e-05
5.1266e-05 | 1.9151e-05 | 2.0427e-05 | 7.374e-06 | 4.4666e-05 | 0.00017314 | 0.0001493 | 0.00013036 | 9.7723e-06 | 0.00028521 | 8.4502e-05 | 0.00012179 | 0.00032342 | 4.2197e-05 | 0.00037406 | 5.5165e-06 | 0.00021129 | 5.27e-05
5.9436e-05 | 1.9882e-05 | 2.0492e-05 | 9.1486e-06 | 4.4666e-05 | 2.3826e-05 | 9.479e-05 | 0.00010929 | 9.7811e-06 | 0.00010164 | 1.5493e-05 | 0.0001181 | 0.00011176 | 5.2222e-05 | 0.00031202 | 1.014e-05 | 0.00018494 | 2.7625e-06
5.1573e-05 | 6.3854e-05 | 2.2139e-05 | 6.8266e-06 | 4.6419e-05 | 4.9554e-05 | 9.7414e-05 | 0.00012118 | 9.714e-06 | 0.00012609 | 9.8399e-06 | 0.0001219 | 3.9493e-05 | 4.5765e-05 | 7.3262e-05 | 9.4546e-06 | 0.00012633 | 5.9429e-05
5.4191e-05 | 2.5115e-05 | 2.0647e-05 | 8.8975e-06 | 4.4666e-05 | 2.3255e-05 | 0.00011021 | 0.00010584 | 9.9024e-06 | 6.1298e-05 | 9.4394e-06 | 0.00011581 | 1.4153e-05 | 5.4884e-05 | 8.8476e-05 | 2.1333e-05 | 7.0038e-05 | 1.5583e-06
5.2671e-05 | 1.6026e-05 | 2.5219e-05 | 7.6169e-06 | 4.5463e-05 | 2.4163e-05 | 8.8827e-05 | 0.00011953 | 9.6496e-06 | 6.2431e-05 | 9.4083e-06 | 0.00011264 | 5.6953e-06 | 1.5293e-06 | 6.1219e-05 | 3.4713e-06 | 9.0174e-05 | 4.25e-07
6.0606e-05 | 1.3952e-05 | 2.3032e-05 | 8.6741e-06 | 4.4666e-05 | 2.5341e-05 | 2.5946e-05 | 0.00010579 | 1.0291e-05 | 5.4638e-05 | 9.5992e-06 | 0.00010821 | 1.2187e-05 | 1.6199e-05 | 6.6422e-05 | 3.4713e-06 | 8.2458e-05 | 3.5417e-07
0.00011858 | 1.4384e-05 | 2.2534e-05 | 7.0445e-06 | 4.4613e-05 | 2.3811e-05 | 1.0985e-05 | 0.00010646 | 9.8449e-06 | 4.8694e-05 | 1.6659e-05 | 0.0001067 | 4.4943e-06 | 1.6369e-05 | 4.5074e-05 | 3.5196e-06 | 4.2141e-05 | 2.8333e-07
0.00018841 | 1.4122e-05 | 2.2774e-05 | 6.9102e-06 | 4.4666e-05 | 2.3362e-05 | 4.6491e-06 | 9.8742e-05 | 1.0011e-05 | 5.6844e-05 | 1.6832e-05 | 9.7034e-05 | 9.5284e-06 | 1.6596e-05 | 3.6913e-05 | 3.247e-06 | 5.8139e-05 | 1.4167e-07
0.00020239 | 1.7617e-05 | 2.2191e-05 | 7.4571e-06 | 4.4613e-05 | 2.2944e-05 | 3.1969e-06 | 9.7082e-05 | 9.9361e-06 | 5.268e-05 | 1.6679e-05 | 9.7705e-05 | 2.4534e-06 | 1.7105e-05 | 3.3522e-05 | 3.4824e-06 | 2.785e-05 | 4.9583e-07
6.9764e-05 | 2.051e-05 | 2.3361e-05 | 7.2864e-06 | 4.5516e-05 | 2.2566e-05 | 2.2174e-06 | 9.1227e-05 | 9.967e-06 | 4.9883e-05 | 1.6812e-05 | 0.00010073 | 2.4884e-06 | 1.6879e-05 | 3.7486e-05 | 3.5016e-06 | 4.4124e-05 | 7.0833e-08
5.4866e-05 | 2.0358e-05 | 2.2216e-05 | 7.4869e-06 | 4.4666e-05 | 2.3417e-05 | 6.8639e-06 | 0.0001065 | 1.0134e-05 | 4.8182e-05 | 1.6592e-05 | 9.4415e-05 | 2.7136e-06 | 1.8068e-05 | 4.4744e-05 | 3.4901e-06 | 5.9702e-05 | 1.4167e-07
5.4022e-05 | 2.0094e-05 | 2.2101e-05 | 9.9943e-06 | 4.4613e-05 | 2.3025e-05 | 7.7538e-06 | 8.6999e-05 | 1.571e-05 | 5.2003e-05 | 1.6692e-05 | 9.6157e-05 | 6.5828e-06 | 1.7842e-05 | 5.205e-05 | 3.2547e-06 | 6.0849e-05 | 1.4167e-07
5.5341e-05 | 6.1382e-05 | 2.4868e-05 | 2.2239e-05 | 4.3763e-05 | 2.2867e-05 | 7.591e-06 | 9.5794e-05 | 4.0645e-05 | 7.1401e-05 | 6.0983e-05 | 9.3479e-05 | 2.877e-05 | 1.8805e-05 | 7.3534e-05 | 3.4835e-06 | 7.8974e-05 | 1.7e-06
5.4528e-05 | 0.00018366 | 3.0077e-05 | 4.7923e-05 | 4.4613e-05 | 7.2048e-05 | 3.8017e-05 | 8.6563e-05 | 0.0001444 | 7.836e-05 | 0.00010128 | 9.405e-05 | 5.5802e-05 | 1.7955e-05 | 0.00011892 | 6.4393e-06 | 0.00016747 | 4.845e-05
5.9582e-05 | 0.00016756 | 5.3986e-05 | 1.3176e-05 | 4.3763e-05 | 7.07e-05 | 0.0001843 | 9.3982e-05 | 0.0001175 | 0.00012117 | 0.00021447 | 9.4952e-05 | 0.00015188 | 9.1814e-05 | 0.00012519 | 1.2815e-05 | 0.00020142 | 2.501e-05
5.3768e-05 | 0.00010037 | 3.5877e-05 | 1.1734e-05 | 4.4666e-05 | 2.1937e-05 | 0.00027283 | 9.4103e-05 | 0.00014242 | 0.00015112 | 0.00025746 | 9.3534e-05 | 0.00021602 | 0.00013248 | 0.00017807 | 9.6161e-05 | 0.00020275 | 0.0001496
0.00010489 | 5.4678e-05 | 2.4381e-05 | 8.042e-06 | 4.3816e-05 | 3.3758e-05 | 0.00035689 | 9.327e-05 | 0.00011282 | 9.5169e-05 | 0.00021083 | 0.00010202 | 0.00015938 | 0.00013101 | 7.758e-05 | 6.2067e-05 | 0.00020495 | 0.00030437
5.1373e-05 | 4.7636e-05 | 2.4663e-05 | 7.8972e-06 | 4.4666e-05 | 2.2365e-05 | 0.00031287 | 0.00010143 | 2.7854e-05 | 7.6148e-05 | 0.00027878 | 0.00010947 | 0.00023188 | 0.00011492 | 0.00012386 | 0.0002008 | 0.00016763 | 0.00025477
0.00016724 | 3.6827e-05 | 2.6311e-05 | 6.72e-06 | 3.8716e-05 | 2.1891e-05 | 0.00028664 | 9.518e-05 | 2.0738e-05 | 0.00035818 | 0.00029179 | 0.00010517 | 0.00024456 | 0.00027134 | 6.2368e-05 | 6.8983e-06 | 0.00013713 | 0.00023119
7.337e-05 | 2.9783e-05 | 2.3665e-05 | 7.5893e-06 | 3.6218e-05 | 2.1902e-05 | 0.00029798 | 0.00010851 | 1.2469e-05 | 0.00054296 | 0.00022746 | 0.00011341 | 0.00011429 | 0.00023527 | 9.2344e-05 | 6.9967e-05 | 0.00010216 | 0.00010465
6.1917e-05 | 4.7886e-05 | 2.9067e-05 | 1.1737e-05 | 3.5316e-05 | 2.7211e-05 | 0.0003133 | 0.00012027 | 9.6847e-06 | 0.00014689 | 0.0002279 | 0.00013184 | 9.5878e-05 | 2.303e-05 | 5.2738e-05 | 3.5883e-05 | 0.0001181 | 0.0001914
5.1266e-05 | 2.9296e-05 | 4.6954e-05 | 1.2406e-05 | 3.8768e-05 | 3.1464e-05 | 0.00026981 | 0.0001202 | 9.878e-06 | 8.1291e-05 | 0.0002284 | 0.00012688 | 0.00019586 | 3.7099e-05 | 0.00017016 | 6.9529e-06 | 8.4253e-05 | 4.8719e-05
5.6019e-05 | 1.5153e-05 | 3.4574e-05 | 1.0171e-05 | 4.4666e-05 | 0.00022199 | 0.00030328 | 0.00011296 | 9.7665e-06 | 8.548e-05 | 0.00022836 | 0.00011998 | 0.00027536 | 0.00012517 | 0.00013463 | 5.1961e-06 | 0.00015837 | 0.00014583
0.00011732 | 2.3755e-05 | 3.0216e-05 | 9.9264e-06 | 4.5516e-05 | 0.0001171 | 0.00022664 | 0.0001213 | 9.8888e-06 | 0.00011905 | 0.00020353 | 0.00011329 | 0.00034106 | 8.9208e-05 | 0.00021389 | 5.9111e-06 | 0.00014568 | 0.00011976
0.00026601 | 1.4703e-05 | 3.8798e-05 | 9.8113e-06 | 4.3763e-05 | 9.5786e-05 | 0.00021317 | 0.00010373 | 9.6955e-06 | 0.00017172 | 0.00016737 | 0.00011487 | 0.00037037 | 6.7798e-05 | 0.00047468 | 1.8814e-05 | 0.00028622 | 1.1277e-05
0.00017766 | 2.1667e-05 | 3.8132e-05 | 9.6313e-06 | 4.5568e-05 | 5.1716e-05 | 0.00017252 | 0.0001093 | 6.74e-05 | 0.0001063 | 9.0347e-05 | 0.00011302 | 0.00024965 | 4.8654e-05 | 0.00017324 | 1.2726e-05 | 0.00021072 | 0.00011374
0.00013098 | 1.4372e-05 | 3.2793e-05 | 1.034e-05 | 4.5516e-05 | 2.2125e-05 | 0.00013354 | 9.8975e-05 | 4.1567e-05 | 0.00016927 | 8.3776e-05 | 0.000115 | 0.00017785 | 5.6074e-05 | 0.00013556 | 1.1941e-05 | 0.00014955 | 0.00012469
7.9393e-05 | 2.1432e-05 | 2.276e-05 | 9.3118e-06 | 4.5568e-05 | 0.00011385 | 0.00011339 | 9.9825e-05 | 1.4601e-05 | 9.949e-05 | 8.3976e-05 | 0.00011077 | 0.00010316 | 5.7546e-05 | 0.00010168 | 4.4927e-06 | 0.0001596 | 6.4387e-05
7.4501e-05 | 2.1235e-05 | 2.1481e-05 | 1.893e-05 | 4.3711e-05 | 0.0001105 | 9.9276e-05 | 0.00010685 | 1.3352e-05 | 8.4583e-05 | 8.3876e-05 | 0.00010708 | 7.4518e-05 | 3.4267e-05 | 8.9616e-05 | 3.4959e-06 | 0.00010148 | 5.6667e-07
5.5546e-05 | 1.3958e-05 | 2.1562e-05 | 1.9671e-05 | 4.5516e-05 | 2.2579e-05 | 5.2071e-05 | 9.639e-05 | 2.2179e-05 | 5.8365e-05 | 8.3444e-05 | 0.00010211 | 2.3238e-05 | 1.433e-05 | 4.0953e-05 | 3.4824e-06 | 7.9022e-05 | 3.5417e-07
6.5685e-05 | 1.4238e-05 | 2.2283e-05 | 2.2971e-05 | 4.4613e-05 | 2.2278e-05 | 2.6229e-05 | 0.00010372 | 2.0225e-05 | 5.0453e-05 | 9.6341e-05 | 9.7354e-05 | 8.5697e-06 | 1.467e-05 | 2.0617e-05 | 3.5016e-06 | 4.9971e-05 | 2.125e-07
7.0996e-05 | 1.4507e-05 | 2.4663e-05 | 1.5852e-05 | 5.1624e-05 | 3.129e-05 | 2.2742e-05 | 9.1556e-05 | 4.5036e-05 | 4.9393e-05 | 9.6847e-05 | 9.7584e-05 | 2.4326e-05 | 8.3544e-06 | 1.0589e-05 | 4.401e-06 | 5.8192e-05 | 1.0696e-06
5.5172e-05 | 1.3981e-05 | 2.3168e-05 | 1.0545e-05 | 4.5516e-05 | 2.242e-05 | 2.8711e-06 | 9.6204e-05 | 7.0411e-05 | 5.3855e-05 | 9.6228e-05 | 9.3385e-05 | 2.1173e-05 | 1.6086e-05 | 1.2702e-05 | 3.7274e-06 | 3.6373e-05 | 9.9167e-07
5.5795e-05 | 1.5848e-05 | 3.0532e-05 | 1.0798e-05 | 4.2861e-05 | 2.1814e-05 | 2.0688e-06 | 8.6558e-05 | 6.3949e-05 | 4.8451e-05 | 9.6228e-05 | 9.3151e-05 | 8.0563e-06 | 1.5349e-05 | 5.4199e-06 | 3.5099e-06 | 5.8255e-05 | 2.8333e-07
6.7935e-05 | 2.2044e-05 | 4.0845e-05 | 1.2496e-05 | 4.5516e-05 | 2.2706e-05 | 2.8007e-06 | 9.5443e-05 | 0.00011599 | 4.5666e-05 | 9.6175e-05 | 9.1758e-05 | 3.1371e-06 | 1.5973e-05 | 1.8767e-05 | 3.4901e-06 | 4.7741e-05 | 2.125e-07
5.4159e-05 | 3.3005e-05 | 6.3056e-05 | 1.3725e-05 | 4.2861e-05 | 2.2119e-05 | 1.9175e-05 | 8.2594e-05 | 0.00013511 | 5.0536e-05 | 0.00013934 | 8.9857e-05 | 4.4244e-06 | 2.3053e-05 | 1.4779e-05 | 3.7274e-06 | 6.2505e-05 | 1.02e-06
5.5795e-05 | 8.8628e-05 | 6.8649e-05 | 4.63e-05 | 4.4666e-05 | 2.2369e-05 | 3.425e-05 | 8.5214e-05 | 0.00018865 | 8.3391e-05 | 0.00018017 | 8.7237e-05 | 5.9169e-05 | 2.4695e-05 | 3.5003e-05 | 9.8484e-06 | 0.00010569 | 1.7283e-06
5.551e-05 | 0.00014829 | 8.7515e-05 | 4.5477e-05 | 4.4666e-05 | 0.00016618 | 8.2509e-05 | 9.0197e-05 | 0.00017142 | 6.3707e-05 | 0.00021555 | 8.7289e-05 | 0.00012393 | 1.5349e-05 | 0.00015498 | 2.5314e-05 | 0.00018603 | 1.921e-05
0.00012447 | 0.00018866 | 5.6591e-05 | 2.5801e-05 | 4.3763e-05 | 2.181e-05 | 0.00021512 | 8.8131e-05 | 0.00015408 | 0.00011056 | 0.00026014 | 9.3676e-05 | 0.00022563 | 1.6256e-05 | 0.00034776 | 5.3529e-06 | 0.0002876 | 0.00016018
0.00022065 | 0.00010682 | 4.0903e-05 | 2.0918e-05 | 4.4666e-05 | 2.1845e-05 | 0.00027766 | 8.6451e-05 | 0.00011565 | 0.00010931 | 0.00028869 | 9.2565e-05 | 0.00021246 | 0.00011594 | 0.00015795 | 3.9571e-06 | 0.0002644 | 9.843e-05
0.00017427 | 2.7959e-05 | 2.6996e-05 | 1.8253e-05 | 4.3763e-05 | 9.1855e-05 | 0.00026709 | 9.4438e-05 | 7.8027e-05 | 8.2058e-05 | 0.00033257 | 9.5588e-05 | 0.00026724 | 0.00011945 | 0.00016326 | 3.5016e-06 | 0.00023706 | 8.1458e-05
0.00011793 | 2.2321e-05 | 3.0744e-05 | 1.3428e-05 | 4.3816e-05 | 0.00013661 | 0.00029046 | 9.9947e-05 | 3.4771e-05 | 9.2194e-05 | 0.00029173 | 9.9466e-05 | 0.00020208 | 0.00064292 | 8.9982e-05 | 1.5829e-05 | 0.00015076 | 0.00014097
0.00010018 | 3.3149e-05 | 2.4932e-05 | 9.9834e-06 | 4.2913e-05 | 0.00013368 | 0.00028675 | 0.00010277 | 3.193e-05 | 9.3783e-05 | 0.00022717 | 0.00010813 | 0.00015791 | 5.0376e-05 | 0.00015944 | 4.5501e-06 | 0.00015168 | 1.8997e-05
6.2969e-05 | 1.3723e-05 | 2.2395e-05 | 1.0688e-05 | 4.4666e-05 | 0.00012505 | 0.00022424 | 0.00010873 | 2.1004e-05 | 0.000116 | 0.0002275 | 0.00011691 | 0.00019943 | 7.4199e-06 | 0.00014858 | 0.00013453 | 0.0001354 | 0.00012077
5.1182e-05 | 2.4725e-05 | 2.3085e-05 | 1.4242e-05 | 4.3763e-05 | 0.00016754 | 0.00017955 | 0.00011194 | 9.9143e-06 | 0.0001055 | 0.00022776 | 0.00011941 | 8.8599e-05 | 2.7754e-06 | 9.5477e-05 | 5.1366e-06 | 0.00013633 | 5.8012e-05
7.7732e-05 | 8.0274e-05 | 2.5714e-05 | 1.3502e-05 | 4.5568e-05 | 0.0004756 | 0.00022281 | 0.0001118 | 9.9625e-06 | 0.000362 | 0.00022812 | 0.00012142 | 8.6988e-05 | 9.1304e-05 | 0.00024215 | 1.6869e-05 | 0.0001493 | 5.0079e-05
0.00014853 | 5.5053e-05 | 4.0619e-05 | 1.182e-05 | 4.4666e-05 | 0.00023001 | 0.00018559 | 0.00011281 | 1.9215e-05 | 0.00013687 | 0.0002107 | 0.00011225 | 0.00034682 | 0.00012455 | 0.00022063 | 1.0273e-05 | 0.0001525 | 8.5142e-05
0.00010155 | 4.7611e-05 | 4.0448e-05 | 1.8312e-05 | 4.4666e-05 | 0.00012774 | 0.00021242 | 9.8684e-05 | 9.7252e-06 | 0.00010149 | 0.00016243 | 0.00011664 | 0.00052582 | 7.3689e-05 | 0.00046153 | 9.3106e-06 | 0.00018024 | 9.35e-05
0.00016736 | 4.5683e-05 | 3.3656e-05 | 1.6589e-05 | 4.4666e-05 | 2.1339e-05 | 0.00026544 | 0.00011278 | 9.9009e-06 | 0.00014727 | 1.3144e-05 | 0.00011909 | 0.00050885 | 5.3468e-05 | 0.00041799 | 7.6529e-06 | 0.00020439 | 8.3371e-05
7.5427e-05 | 6.7038e-05 | 4.1272e-05 | 2.0408e-05 | 4.4666e-05 | 0.00017081 | 0.00020998 | 0.00010267 | 6.1614e-05 | 7.4197e-05 | 3.628e-06 | 0.00012558 | 0.00020043 | 5.2335e-05 | 0.00027674 | 7.4965e-06 | 0.00018415 | 0.00017319
0.00011582 | 4.463e-05 | 7.3713e-05 | 1.9288e-05 | 4.4613e-05 | 8.5085e-05 | 0.00023837 | 0.0001017 | 4.6451e-05 | 6.2918e-05 | 3.5947e-06 | 0.00011349 | 0.00010468 | 0.00029362 | 5.4397e-05 | 5.6132e-06 | 0.00018568 | 0.00020605
7.4233e-05 | 4.03e-05 | 6.0036e-05 | 1.2228e-05 | 4.4666e-05 | 2.1596e-05 | 0.00016941 | 0.00010749 | 4.9873e-05 | 8.7669e-05 | 3.5947e-06 | 0.0001091 | 4.7502e-05 | 4.214e-05 | 3.6744e-05 | 3.4709e-06 | 0.00016675 | 5.4343e-05
7.3106e-05 | 1.8954e-05 | 3.9358e-05 | 1.4989e-05 | 4.4613e-05 | 2.2487e-05 | 0.00015245 | 9.9442e-05 | 1.7261e-05 | 7.3925e-05 | 3.5947e-06 | 0.00010585 | 3.0428e-05 | 9.6288e-07 | 3.0052e-05 | 3.5016e-06 | 8.0319e-05 | 0.00012411
5.3368e-05 | 1.7332e-05 | 2.2602e-05 | 1.2121e-05 | 4.5516e-05 | 2.1529e-05 | 9.9295e-05 | 9.4151e-05 | 1.0835e-05 | 5.4109e-05 | 3.5947e-06 | 0.00010303 | 5.7276e-05 | 1.0195e-06 | 2.5285e-05 | 3.2547e-06 | 5.9795e-05 | 9.7042e-06
5.3484e-05 | 1.4211e-05 | 2.2939e-05 | 1.0281e-05 | 4.5516e-05 | 2.2722e-05 | 2.327e-05 | 9.624e-05 | 9.8756e-06 | 5.3254e-05 | 3.5947e-06 | 0.00010015 | 4.1891e-05 | 9.6288e-07 | 1.4351e-05 | 3.4441e-06 | 3.4918e-05 | 9.9167e-07
7.3022e-05 | 1.5544e-05 | 2.322e-05 | 1.1127e-05 | 4.3763e-05 | 2.2135e-05 | 8.2047e-06 | 9.2098e-05 | 9.8175e-06 | 5.7088e-05 | 3.6613e-06 | 9.6919e-05 | 4.4362e-05 | 1.1328e-06 | 1.0673e-05 | 3.4594e-06 | 3.6118e-05 | 1.0625e-06
5.399e-05 | 1.8177e-05 | 2.2926e-05 | 1.0978e-05 | 4.5516e-05 | 2.2553e-05 | 2.4909e-06 | 9.1715e-05 | 2.0454e-05 | 5.0729e-05 | 3.5281e-06 | 9.2507e-05 | 3.117e-06 | 9.6288e-07 | 1.0095e-05 | 3.4441e-06 | 2.2856e-05 | 1.3033e-06
5.4244e-05 | 1.6894e-05 | 2.3847e-05 | 1.1304e-05 | 4.4613e-05 | 2.2385e-05 | 2.0461e-06 | 9.5354e-05 | 2.8358e-05 | 5.4767e-05 | 3.6613e-06 | 9.5971e-05 | 3.1354e-06 | 9.6288e-07 | 1.8976e-05 | 3.4441e-06 | 3.4555e-05 | 1.0908e-06
5.5679e-05 | 2.9681e-05 | 3.3484e-05 | 1.3448e-05 | 4.4613e-05 | 2.2329e-05 | 1.1386e-05 | 8.6352e-05 | 6.9092e-05 | 5.6843e-05 | 3.4948e-06 | 9.003e-05 | 9.103e-06 | 1.0195e-06 | 2.1561e-05 | 3.4671e-06 | 6.7651e-05 | 8.7833e-07
7.0275e-05 | 4.9648e-05 | 7.4326e-05 | 4.1306e-05 | 4.4666e-05 | 4.796e-05 | 2.0968e-05 | 8.4668e-05 | 0.00016902 | 6.5411e-05 | 4.6365e-05 | 8.9451e-05 | 3.1753e-05 | 9.6288e-07 | 3.0953e-05 | 6.1675e-06 | 0.00012705 | 3.1167e-07
0.00012476 | 8.1344e-05 | 0.0001008 | 6.5377e-05 | 4.3763e-05 | 0.00030085 | 6.6841e-05 | 9.1393e-05 | 0.00016325 | 8.2562e-05 | 8.8237e-05 | 9.4098e-05 | 9.0337e-05 | 1.5293e-06 | 0.00012071 | 9.1691e-06 | 0.00026193 | 4.9583e-07
0.00013729 | 0.00011316 | 8.9107e-05 | 4.0764e-05 | 4.3763e-05 | 2.2085e-05 | 0.00019139 | 8.3791e-05 | 0.00014873 | 7.7967e-05 | 0.00012445 | 9.2593e-05 | 9.7819e-05 | 9.6288e-07 | 0.00020015 | 8.3933e-06 | 0.00026456 | 0.00046729
6.4078e-05 | 3.2566e-05 | 6.0038e-05 | 1.2617e-05 | 4.5568e-05 | 2.2775e-05 | 0.00018063 | 9.5075e-05 | 0.00012738 | 9.5392e-05 | 0.00017891 | 9.7636e-05 | 0.00017706 | 9.6288e-07 | 8.7344e-05 | 1.9213e-05 | 0.00023449 | 0.00092641
6.5104e-05 | 2.4295e-05 | 6.6725e-05 | 1.2124e-05 | 4.5516e-05 | 2.2043e-05 | 0.00017444 | 8.9118e-05 | 6.9561e-05 | 5.7029e-05 | 0.00019737 | 9.4409e-05 | 0.00017841 | 1.0195e-06 | 9.701e-05 | 1.9503e-05 | 0.00023664 | 0.0010081
0.00011901 | 1.8351e-05 | 3.7053e-05 | 1.0987e-05 | 3.8716e-05 | 2.1983e-05 | 0.00017916 | 9.5831e-05 | 1.7967e-05 | 6.6742e-05 | 0.0002384 | 9.7348e-05 | 0.00010862 | 1.5859e-06 | 9.8019e-05 | 1.5832e-05 | 0.00010829 | 0.00077072
8.7584e-05 | 3.3416e-05 | 2.348e-05 | 8.5897e-06 | 3.5316e-05 | 2.2589e-05 | 0.00015904 | 9.9862e-05 | 9.8451e-06 | 9.6275e-05 | 0.00021074 | 0.00010401 | 0.00019584 | 0.00038382 | 0.00014023 | 8.2609e-06 | 0.00010352 | 0.00094683
5.7375e-05 | 3.429e-05 | 2.1856e-05 | 6.5845e-06 | 3.4413e-05 | 2.1983e-05 | 0.0001955 | 0.00011104 | 1.0037e-05 | 0.00011773 | 0.00021314 | 0.00010724 | 0.0001431 | 3.1583e-05 | 0.00012482 | 7.0127e-06 | 9.2745e-05 | 0.00024173
4.9324e-05 | 1.6287e-05 | 2.0606e-05 | 7.8251e-06 | 3.6218e-05 | 2.2244e-05 | 0.00012693 | 0.00011449 | 9.7419e-06 | 0.00010669 | 0.00021261 | 0.00011617 | 0.0001046 | 5.6414e-06 | 9.6916e-05 | 5.7192e-06 | 6.9667e-05 | 1.4167e-06
9.9999e-05 | 1.4415e-05 | 2.0586e-05 | 7.8353e-06 | 3.4413e-05 | 2.183e-05 | 0.00013604 | 0.00010786 | 9.8966e-06 | 8.5158e-05 | 0.00018575 | 0.00011718 | 9.1717e-05 | 1.0195e-06 | 8.3048e-05 | 4.0433e-06 | 6.712e-05 | 9.2607e-05
7.018e-05 | 2.0487e-05 | 3.5219e-05 | 7.7868e-06 | 3.7866e-05 | 9.4475e-05 | 0.00016347 | 0.00011531 | 1.0218e-05 | 0.00012733 | 0.00013519 | 0.00011667 | 0.00021086 | 2.141e-05 | 0.00011653 | 1.0485e-05 | 0.00011744 | 8.2365e-05
5.1804e-05 | 3.0647e-05 | 8.3986e-05 | 9.3649e-06 | 4.4718e-05 | 0.00027223 | 0.00013765 | 0.00011671 | 9.7329e-06 | 0.00014677 | 0.0001191 | 0.00011378 | 0.00034602 | 0.00012874 | 0.000244 | 1.1871e-05 | 0.00012808 | 1.7e-07
6.5385e-05 | 1.9193e-05 | 4.4461e-05 | 1.0679e-05 | 4.3763e-05 | 0.00014078 | 0.00012811 | 0.000112 | 3.0341e-05 | 0.00020868 | 8.5114e-05 | 0.00012191 | 0.00044699 | 8.1618e-05 | 0.00052936 | 6.2372e-05 | 0.00012268 | 2.125e-07
0.00010239 | 1.4527e-05 | 2.4158e-05 | 1.5895e-05 | 4.5516e-05 | 2.2549e-05 | 0.0001211 | 0.00010908 | 1.2547e-05 | 0.00017353 | 1.0558e-05 | 0.00012321 | 0.00022307 | 7.6124e-05 | 0.00036262 | 5.9926e-05 | 0.00018759 | 7.7917e-07
0.00020479 | 1.9992e-05 | 2.4622e-05 | 1.8077e-05 | 4.5516e-05 | 2.2447e-05 | 0.00012947 | 0.00011 | 1.2498e-05 | 8.537e-05 | 8.4631e-06 | 0.00011824 | 0.00010243 | 6.2814e-05 | 0.00013915 | 4.0707e-05 | 0.00017564 | 4.25e-07
0.00013419 | 2.7497e-05 | 2.3656e-05 | 1.6498e-05 | 4.3763e-05 | 2.2115e-05 | 0.00012888 | 0.00011084 | 9.8553e-06 | 7.0754e-05 | 9.8066e-06 | 0.00011257 | 7.0464e-05 | 6.1341e-05 | 4.8605e-05 | 1.8815e-05 | 0.00016285 | 3.5417e-07
0.00011878 | 5.6487e-05 | 2.3389e-05 | 1.5169e-05 | 4.5516e-05 | 2.2706e-05 | 0.00012424 | 0.00010329 | 1.5779e-05 | 5.7844e-05 | 9.4394e-06 | 0.00011249 | 5.4903e-05 | 3.6816e-05 | 3.7168e-05 | 1.7626e-05 | 0.00015976 | 4.25e-07
7.2068e-05 | 1.4668e-05 | 2.2142e-05 | 1.5457e-05 | 4.2861e-05 | 2.2711e-05 | 7.1489e-05 | 0.00010178 | 2.9722e-05 | 5.3503e-05 | 9.3418e-06 | 0.00011255 | 2.3578e-05 | 1.7785e-05 | 2.5934e-05 | 4.6195e-06 | 0.00010332 | 3.5417e-07
5.3452e-05 | 1.4191e-05 | 2.1281e-05 | 1.4836e-05 | 4.5516e-05 | 2.2288e-05 | 4.5592e-05 | 0.00010835 | 4.0089e-05 | 4.851e-05 | 9.4261e-06 | 0.00010323 | 1.2416e-05 | 1.7728e-05 | 5.9261e-05 | 3.2394e-06 | 7.2172e-05 | 2.125e-07
0 | 0 | 9.3933e-07 | 5.6578e-07 | 0 | 0 | 1.1896e-05 | 9.4635e-05 | 3.743e-05 | 5.402e-05 | 3.5947e-06 | 9.8306e-05 | 8.962e-06 | 1.9761e-05 | 2.8697e-05 | 1.0857e-05 | 5.0136e-05 | 8.7267e-07
0 | 0 | 1.0534e-06 | 5.1071e-07 | 0 | 0 | 3.6198e-06 | 9.5299e-05 | 1.8409e-05 | 4.8803e-05 | 3.5281e-06 | 9.4972e-05 | 2.6284e-06 | 1.9698e-05 | 1.3398e-05 | 1.0411e-05 | 3.6378e-05 | 5.8593e-07
0 | 0 | 9.8449e-07 | 4.6656e-07 | 0 | 0 | 3.1504e-06 | 9.9391e-05 | 2.703e-05 | 4.7193e-05 | 3.628e-06 | 9.5368e-05 | 1.4686e-05 | 1.9887e-05 | 2.0254e-05 | 2.2521e-05 | 2.9609e-05 | 1.2342e-06
0 | 0 | 9.8082e-07 | 5.5282e-07 | 0 | 0 | 2.9093e-06 | 0.00010665 | 2.9424e-05 | 5.0335e-05 | 3.5947e-06 | 8.9103e-05 | 5.7126e-06 | 2.0013e-05 | 1.6545e-05 | 1.9724e-05 | 4.3335e-05 | 7.6047e-07
0 | 0 | 9.3638e-07 | 4.644e-07 | 0 | 0 | 3.6933e-06 | 9.5063e-05 | 5.3056e-05 | 5.3855e-05 | 3.5947e-06 | 8.5563e-05 | 8.7778e-06 | 1.995e-05 | 1.1121e-05 | 1.7907e-05 | 6.8312e-05 | 1.87e-07
0 | 0 | 8.8796e-07 | 5.9049e-07 | 0 | 0 | 4.8833e-06 | 0.00010266 | 0.0001329 | 5.3601e-05 | 4.6665e-05 | 9.2893e-05 | 1.9817e-05 | 1.995e-05 | 3.0142e-05 | 2.3855e-05 | 0.00010696 | 4.3633e-07
0 | 0 | 7.7593e-07 | 2.3582e-06 | 0 | 0 | 4.1537e-05 | 8.9216e-05 | 0.00024129 | 0.00052442 | 8.8336e-05 | 9.4908e-05 | 0.00010597 | 2.1586e-05 | 0.00010203 | 4.9629e-05 | 0.00025348 | 5.61e-07
0 | 1.3044e-05 | 9.9322e-07 | 3.4269e-06 | 0 | 0 | 9.8412e-05 | 0.00010115 | 0.00014155 | 0.0001661 | 0.00012372 | 9.9099e-05 | 8.3349e-05 | 2.0265e-05 | 0.00010519 | 3.8966e-05 | 0.00027799 | 8.2704e-05
0 | 4.2643e-06 | 8.9222e-07 | 1.9746e-06 | 0 | 0 | 0.00012076 | 9.3392e-05 | 3.8459e-05 | 8.2184e-05 | 0.00014174 | 9.584e-05 | 5.2109e-05 | 2.0202e-05 | 0.00012363 | 3.7706e-05 | 0.00020051 | 6.9765e-05
0 | 0 | 3.0639e-06 | 6.1136e-07 | 0 | 0 | 0.00019137 | 0.00010445 | 2.9528e-05 | 7.4701e-05 | 0.00026275 | 9.8883e-05 | 5.9889e-05 | 2.0705e-05 | 6.658e-05 | 3.8118e-05 | 0.00016368 | 3.4091e-05
0 | 5.5185e-06 | 1.7306e-06 | 2.998e-07 | 0 | 0 | 0.000145 | 0.00010598 | 3.2746e-05 | 6.5705e-05 | 0.00031319 | 9.6141e-05 | 4.2128e-05 | 2.0013e-05 | 9.1662e-05 | 1.8181e-05 | 0.0001621 | 9.6126e-05
0 | 0 | 1.6318e-06 | 8.0895e-07 | 0 | 0 | 0.00016437 | 9.6489e-05 | 1.3859e-05 | 9.294e-05 | 0.00027414 | 9.7736e-05 | 6.358e-05 | 9.8982e-05 | 0.00013594 | 2.864e-05 | 0.00010629 | 0.00013292
0 | 0 | 1.3978e-06 | 1.4246e-06 | 0 | 0 | 0.00013437 | 0.00010923 | 9.6074e-06 | 7.081e-05 | 0.0001397 | 0.00010534 | 0.00020581 | 0.00023625 | 0.00017637 | 2.9044e-05 | 7.6095e-05 | 4.0483e-05
0 | 0 | 1.2331e-06 | 8.609e-07 | 0 | 0 | 0.00010193 | 0.00010347 | 9.6493e-06 | 9.8301e-05 | 5.6783e-05 | 0.00011716 | 0.00016826 | 0.00023728 | 5.1652e-05 | 1.6575e-05 | 7.1189e-05 | 1.0673e-05
0 | 0 | 1.3392e-06 | 1.226e-06 | 0 | 0 | 0.00011281 | 0.00010031 | 9.6148e-06 | 7.6509e-05 | 5.2456e-05 | 0.00010778 | 0.00013368 | 5.075e-05 | 5.3146e-05 | 3.0707e-05 | 5.6483e-05 | 0.0001295
0 | 0 | 1.8131e-06 | 3.3352e-07 | 0 | 0 | 0.00011315 | 0.00011207 | 2.0487e-05 | 8.0296e-05 | 6.5803e-05 | 0.00011297 | 0.00015308 | 2.0768e-05 | 5.7943e-05 | 4.1557e-05 | 8.5572e-05 | 4.3381e-05
0 | 3.5117e-06 | 1.24e-06 | 4.1533e-07 | 0 | 0 | 0.00011736 | 0.00010707 | 9.6339e-06 | 0.00013521 | 9.3163e-05 | 0.0001044 | 0.00028703 | 2.0768e-05 | 0.00011815 | 2.9088e-05 | 0.00011837 | 0.00012285
0 | 2.0067e-06 | 7.5674e-06 | 3.1576e-07 | 0 | 0 | 0.00011455 | 0.00011036 | 1.7104e-05 | 9.5308e-05 | 6.131e-05 | 0.00011188 | 0.00046908 | 0.00012952 | 0.00049576 | 5.793e-05 | 0.00014199 | 5.908e-05
0 | 3.2609e-06 | 6.0113e-06 | 2.7845e-07 | 0 | 7.2597e-07 | 0.00014321 | 0.00010734 | 4.0228e-05 | 0.00020682 | 4.9494e-05 | 0.00011216 | 0.00037821 | 0.00015903 | 0.00033164 | 8.1565e-05 | 0.000175 | 5.1487e-05
0 | 3.7626e-06 | 5.6965e-06 | 1.9301e-06 | 0 | 0 | 0.00012936 | 0.00010282 | 5.2397e-05 | 0.00016739 | 3.5947e-06 | 0.00012601 | 0.00017635 | 0.00013657 | 0.00014534 | 8.7823e-05 | 0.00016681 | 1.2467e-06
0 | 1.3294e-05 | 6.1823e-06 | 2.501e-06 | 0 | 0 | 0.00012742 | 0.00010238 | 3.4624e-05 | 0.00011308 | 3.6613e-06 | 0.00012113 | 0.00010802 | 0.000381 | 8.6707e-05 | 5.3394e-05 | 0.00015115 | 2.225e-06
0 | 4.0134e-06 | 5.8933e-06 | 1.5068e-07 | 0 | 0 | 0.00014814 | 0.00010553 | 3.2952e-05 | 8.0436e-05 | 3.5614e-06 | 0.00011462 | 2.4974e-05 | 0.00080077 | 0.00010836 | 3.6776e-05 | 0.00020568 | 0.00011103
0 | 0 | 1.1611e-06 | 1.4617e-06 | 0 | 0 | 6.4308e-05 | 0.00010402 | 2.4728e-05 | 6.401e-05 | 3.5281e-06 | 0.00010738 | 2.5084e-05 | 0.00078403 | 5.1313e-05 | 2.0362e-05 | 8.238e-05 | 0.00013203
0 | 0 | 1.0135e-06 | 8.2551e-07 | 0 | 0 | 1.8752e-05 | 9.6269e-05 | 5.8862e-05 | 5.2645e-05 | 3.5947e-06 | 0.00010158 | 6.2061e-05 | 0.00078251 | 2.349e-05 | 1.7524e-05 | 9.4396e-05 | 0.00010057
0 | 0 | 8.1884e-07 | 7.4717e-07 | 0 | 0 | 1.5124e-05 | 9.652e-05 | 6.2432e-05 | 5.0767e-05 | 3.5947e-06 | 9.7439e-05 | 3.7225e-06 | 0.00078648 | 1.8278e-05 | 2.0061e-05 | 6.3479e-05 | 1.2716e-06
0 | 0 | 7.7003e-07 | 1.6276e-06 | 0 | 0 | 1.544e-06 | 9.5464e-05 | 6.3271e-05 | 7.4249e-05 | 3.4948e-06 | 9.4054e-05 | 1.9483e-06 | 0.00078623 | 1.2782e-05 | 2.1045e-05 | 3.197e-05 | 1.5085e-06
0 | 0 | 8.1541e-07 | 1.041e-06 | 0 | 0 | 1.3396e-06 | 9.0369e-05 | 7.3178e-05 | 5.3826e-05 | 3.5947e-06 | 9.0602e-05 | 2.6092e-06 | 0.00068107 | 1.2357e-05 | 1.3971e-05 | 3.279e-05 | 1.0597e-06
0 | 0 | 8.2589e-07 | 1.7016e-06 | 0 | 0 | 1.6535e-06 | 9.6685e-05 | 7.7489e-05 | 4.751e-05 | 3.5947e-06 | 9.125e-05 | 4.3238e-06 | 0.00014437 | 2.1868e-05 | 7.9612e-06 | 2.6732e-05 | 9.5993e-07
0 | 0 | 7.7953e-07 | 2.5101e-06 | 0 | 0 | 1.2392e-05 | 8.7635e-05 | 0.00012674 | 4.908e-05 | 3.5614e-06 | 8.7948e-05 | 9.9368e-06 | 0.00012706 | 1.6722e-05 | 6.3981e-06 | 6.6954e-05 | 8.7267e-07
0 | 9.0302e-06 | 8.6036e-07 | 2.1391e-06 | 0 | 0 | 4.7787e-05 | 9.1102e-05 | 0.00017181 | 5.4397e-05 | 4.5733e-05 | 8.8654e-05 | 2.4018e-05 | 0.00011523 | 3.7437e-05 | 7.8417e-06 | 0.00010167 | 3.3087e-05
9.63e-07 | 8.2777e-06 | 7.7913e-07 | 3.3408e-06 | 0 | 0 | 7.5461e-05 | 9.0666e-05 | 0.00020221 | 7.2837e-05 | 5.4986e-05 | 9.067e-05 | 9.3813e-05 | 0.00011001 | 9.6373e-05 | 4.3437e-06 | 0.00022639 | 1.4075e-05
0 | 5.2676e-06 | 6.7191e-07 | 3.5462e-06 | 0 | 0 | 0.00015336 | 8.2184e-05 | 0.00021532 | 8.3189e-05 | 0.00010505 | 9.2633e-05 | 7.6684e-05 | 0.00013021 | 0.0001458 | 1.3725e-05 | 0.00020973 | 7.3429e-06
0 | 6.7727e-06 | 9.1229e-07 | 3.9746e-07 | 0 | 0 | 0.00015042 | 9.8066e-05 | 0.00015776 | 8.5417e-05 | 0.00016086 | 9.3195e-05 | 6.9717e-05 | 0.00010478 | 9.4769e-05 | 2.596e-05 | 0.00017702 | 3.2776e-05
0 | 1.0034e-05 | 2.8474e-06 | 3.3927e-07 | 0 | 0 | 0.00020078 | 8.9222e-05 | 0.00017305 | 7.1796e-05 | 0.00027444 | 8.9974e-05 | 0.00010638 | 0.00011787 | 9.4339e-05 | 1.1908e-05 | 0.00018865 | 4.8839e-05
0 | 4.0134e-06 | 1.341e-06 | 2.6285e-07 | 0 | 0 | 0.00015167 | 9.5726e-05 | 0.0001105 | 5.6325e-05 | 0.00031115 | 9.7505e-05 | 0.00014302 | 0.00010403 | 9.0067e-05 | 1.9743e-05 | 0.00014516 | 1.0815e-05
0 | 8.8987e-07 | 1.3087e-06 | 2.8661e-07 | 0 | 0 | 0.00011345 | 9.5707e-05 | 0.00010272 | 0.00010385 | 0.00023531 | 0.00010488 | 0.00011905 | 0.00016979 | 0.00012443 | 3.3981e-05 | 0.00016878 | 2.8008e-06
0 | 0 | 1.1674e-06 | 3.3627e-07 | 0 | 0 | 0.00010545 | 9.947e-05 | 0.00010455 | 8.4438e-05 | 0.00016518 | 0.0001007 | 0.00014322 | 0.00027006 | 0.00013517 | 3.2272e-05 | 0.00013962 | 3.5156e-06
0 | 0 | 1.4699e-06 | 3.3352e-07 | 0 | 0 | 9.1596e-05 | 9.9151e-05 | 5.5786e-05 | 5.7099e-05 | 0.00015812 | 0.00011953 | 3.1329e-05 | 0.00026409 | 7.5659e-05 | 1.8247e-05 | 6.975e-05 | 5.6655e-05
0 | 0 | 1.3403e-06 | 4.0298e-07 | 0 | 0 | 9.7001e-05 | 0.00010029 | 6.3018e-05 | 5.7524e-05 | 0.00013465 | 0.00010559 | 0.00010885 | 0.00012938 | 5.7954e-05 | 2.2601e-05 | 6.7596e-05 | 1.6955e-06
0 | 0 | 1.1512e-06 | 3.2512e-07 | 0 | 0 | 0.00010811 | 0.00010811 | 6.5058e-05 | 5.1041e-05 | 0.0001352 | 0.00011047 | 0.00011165 | 0.00026432 | 7.7895e-05 | 2.1631e-05 | 9.9572e-05 | 5.0334e-06
0 | 1.0786e-05 | 1.066e-06 | 1.287e-06 | 0 | 0 | 0.0001933 | 0.00010675 | 2.6831e-05 | 0.00027821 | 0.00011901 | 0.00010395 | 0.00023854 | 0.00030579 | 0.00020815 | 4.817e-05 | 0.00011354 | 5.3545e-05
0 | 5.2676e-06 | 9.7055e-07 | 1.4595e-06 | 0 | 0 | 0.00020282 | 9.3431e-05 | 6.1483e-05 | 0.00049071 | 8.4129e-05 | 0.00011414 | 0.00057776 | 0.00021976 | 0.00043191 | 4.434e-05 | 0.00019688 | 0.00013976
0 | 6.0201e-06 | 8.2932e-07 | 1.4189e-06 | 0 | 0 | 0.0001858 | 0.00010303 | 0.0001378 | 0.00022695 | 1.0212e-05 | 0.00010742 | 0.00039093 | 0.00016879 | 0.00044282 | 9.1179e-05 | 0.0001889 | 2.7059e-06
0 | 2.0067e-06 | 9.469e-07 | 1.3473e-06 | 0 | 0 | 0.00017402 | 0.00010583 | 0.00010112 | 0.0001571 | 3.5947e-06 | 0.00011095 | 0.00018945 | 0.00015299 | 0.00016606 | 5.2438e-05 | 0.00028206 | 0.00014135
0 | 6.7727e-06 | 7.1237e-07 | 1.3942e-06 | 0 | 0 | 0.00016575 | 0.00010068 | 0.00015498 | 0.00011959 | 3.6613e-06 | 0.00011242 | 8.4734e-05 | 0.00012624 | 0.00010975 | 2.5019e-05 | 0.00022284 | 3.6315e-05
0 | 1.0034e-06 | 7.1355e-07 | 1.2878e-06 | 0 | 0 | 0.00015424 | 9.9591e-05 | 0.00014766 | 9.4244e-05 | 3.5614e-06 | 0.00011971 | 3.5518e-05 | 0.00010057 | 0.0001321 | 1.38e-05 | 0.00015007 | 7.48e-07
0 | 0 | 9.6408e-07 | 1.3609e-06 | 0 | 7.2597e-07 | 0.00012263 | 9.5902e-05 | 0.00021379 | 0.000123 | 3.5947e-06 | 9.8544e-05 | 5.2013e-05 | 0.00010264 | 3.7397e-05 | 1.1503e-05 | 6.6961e-05 | 2.4372e-05
0 | 0 | 8.3898e-07 | 4.5264e-07 | 0 | 0 | 5.2169e-05 | 9.7313e-05 | 0.00012141 | 0.00011071 | 3.5281e-06 | 9.066e-05 | 2.1195e-05 | 0.00011983 | 3.4929e-05 | 6.2887e-06 | 7.6451e-05 | 8.5147e-06
0 | 0 | 6.5018e-07 | 4.3309e-07 | 0 | 0 | 7.5033e-06 | 9.3363e-05 | 0.00013365 | 5.1819e-05 | 3.5614e-06 | 9.0329e-05 | 6.6344e-06 | 9.4211e-05 | 2.2617e-05 | 5.7508e-06 | 3.5348e-05 | 4.2013e-05
0 | 0 | 5.8618e-07 | 4.0154e-07 | 0 | 0 | 1.7566e-06 | 8.9621e-05 | 0.00012969 | 4.7367e-05 | 3.5947e-06 | 8.7361e-05 | 8.3467e-06 | 0.00011706 | 1.6112e-05 | 5.7738e-06 | 3.1046e-05 | 1.2716e-06
0 | 0 | 6.1529e-07 | 8.1087e-07 | 0 | 0 | 5.5419e-06 | 7.9527e-05 | 0.00013784 | 4.4351e-05 | 3.5614e-06 | 8.8837e-05 | 6.1724e-06 | 0.00010648 | 1.599e-05 | 6.0562e-06 | 2.977e-05 | 1.0846e-06
0 | 0 | 5.8466e-07 | 8.669e-07 | 0 | 0 | 2.6218e-06 | 9.8241e-05 | 0.00019691 | 5.0597e-05 | 3.6613e-06 | 8.6324e-05 | 6.9483e-06 | 0.00013134 | 1.3392e-05 | 8.8791e-06 | 5.3084e-05 | 1.2716e-06
0 | 0 | 5.2601e-07 | 1.3311e-06 | 0 | 0 | 4.1785e-06 | 8.6021e-05 | 0.00031517 | 4.345e-05 | 3.4948e-06 | 8.62e-05 | 1.1259e-05 | 0.00010447 | 2.3079e-05 | 6.778e-06 | 7.4391e-05 | 1.1968e-06
0 | 7.776e-06 | 5.9171e-07 | 1.2774e-06 | 0 | 0 | 4.6877e-05 | 7.8159e-05 | 0.00034193 | 4.7278e-05 | 4.5133e-05 | 7.8696e-05 | 1.251e-05 | 0.00012996 | 1.6026e-05 | 9.6825e-06 | 0.00013257 | 1.4747e-06
0 | 4.2643e-06 | 6.1425e-07 | 2.7563e-06 | 0 | 0 | 5.1472e-05 | 8.5945e-05 | 0.00062808 | 6.4132e-05 | 5.4919e-05 | 8.7443e-05 | 7.7855e-05 | 0.0001073 | 9.8878e-05 | 4.8769e-06 | 0.00023688 | 4.4319e-05
0 | 3.7626e-06 | 5.7761e-07 | 1.7658e-06 | 0 | 0 | 9.4405e-05 | 8.2488e-05 | 0.00052731 | 8.3733e-05 | 0.00010531 | 9.6444e-05 | 0.00010546 | 0.00012222 | 0.00011343 | 1.4251e-05 | 0.00025786 | 4.3284e-05
0 | 2.5084e-07 | 8.3942e-07 | 3.7394e-07 | 0 | 0 | 0.00014541 | 9.155e-05 | 0.00036234 | 7.4321e-05 | 0.00016653 | 9.195e-05 | 7.7284e-05 | 0.00013499 | 9.8082e-05 | 1.5377e-05 | 0.00017449 | 0.00014048
0 | 0 | 2.7531e-06 | 3.5943e-07 | 0 | 0 | 0.00023864 | 8.6969e-05 | 0.00029259 | 0.00012271 | 0.000223 | 8.8555e-05 | 9.8244e-05 | 0.00012215 | 0.00015888 | 1.9337e-05 | 0.00021216 | 0.00011317
0 | 0 | 1.5556e-06 | 1.1337e-07 | 0 | 0 | 0.00016806 | 8.4095e-05 | 0.0001163 | 5.2836e-05 | 0.00030873 | 9.1678e-05 | 0.00012549 | 0.00014519 | 0.00012385 | 1.3507e-05 | 0.00015882 | 0.00021498
0 | 0 | 2.195e-06 | 1.6568e-07 | 0 | 0 | 0.00021337 | 8.965e-05 | 9.9035e-05 | 0.00010763 | 0.00027302 | 9.2605e-05 | 0.00011979 | 0.00017609 | 0.00017736 | 1.358e-05 | 0.00010297 | 0.00017122
5.6655e-06 | 0 | 1.5168e-06 | 1.3137e-07 | 0 | 0 | 0.00016201 | 9.8865e-05 | 0.00012065 | 0.00010174 | 0.00020935 | 0.00010066 | 0.0001141 | 0.00027321 | 0.00021157 | 2.7136e-05 | 6.4307e-05 | 0.00013952
0 | 1.0535e-05 | 9.9413e-06 | 1.3197e-07 | 0 | 0 | 0.00016224 | 9.3046e-05 | 7.29e-05 | 8.0575e-05 | 0.00017034 | 0.00010695 | 0.00012658 | 0.00026874 | 0.00011567 | 3.6611e-05 | 5.5792e-05 | 0.00017386
0 | 6.5218e-06 | 7.9469e-06 | 1.4096e-07 | 0 | 0 | 0.00015118 | 0.00010268 | 0.00010469 | 5.3095e-05 | 0.00013394 | 0.00011481 | 6.5111e-05 | 0.00017956 | 0.00012535 | 2.5585e-05 | 5.9748e-05 | 0.00019013
0 | 0 | 6.8514e-06 | 1.3197e-07 | 0 | 0 | 0.00014955 | 9.6643e-05 | 7.1384e-05 | 0.00013012 | 0.00013491 | 0.00011698 | 0.00016108 | 0.0003056 | 7.565e-05 | 2.7675e-05 | 7.5075e-05 | 5.3342e-05
0 | 0 | 6.0085e-06 | 4.6908e-07 | 0 | 0 | 0.000144 | 0.00010394 | 7.8768e-05 | 8.7481e-05 | 0.00011797 | 0.00011612 | 0.00036424 | 0.00028219 | 0.00026743 | 2.7956e-05 | 0.0001422 | 6.9303e-05
0 | 0 | 5.8605e-06 | 2.5445e-06 | 0 | 0 | 0.000116 | 9.4778e-05 | 9.6916e-05 | 0.00016616 | 8.4036e-05 | 0.00010583 | 0.00055265 | 0.00023046 | 0.00040195 | 3.4916e-05 | 0.00016176 | 5.6038e-05
0 | 0 | 6.5182e-06 | 2.1898e-06 | 0 | 0 | 0.00015557 | 9.9923e-05 | 7.7981e-05 | 0.00017963 | 1.0212e-05 | 0.00010859 | 0.00042351 | 0.00016482 | 0.00039675 | 5.3485e-05 | 0.00018807 | 4.8994e-05
0 | 0 | 6.6979e-06 | 2.2945e-06 | 0 | 0 | 0.0001807 | 9.6946e-05 | 0.00011504 | 0.00010145 | 3.6613e-06 | 0.00010497 | 0.00017057 | 0.00015261 | 0.00018542 | 3.788e-05 | 0.00016788 | 5.1051e-05
0 | 0 | 6.5901e-06 | 3.3777e-06 | 0 | 0 | 0.00017123 | 9.5682e-05 | 0.00011352 | 0.0001263 | 3.5614e-06 | 0.00011157 | 9.409e-05 | 0.00014928 | 0.00010095 | 0.00017367 | 0.00015626 | 3.1377e-05
0 | 0 | 6.9272e-06 | 1.0459e-06 | 0 | 0 | 0.00014813 | 9.5869e-05 | 0.00029319 | 0.00010807 | 3.5947e-06 | 9.796e-05 | 8.0933e-05 | 9.5659e-05 | 8.6977e-05 | 0.00011617 | 0.00014611 | 9.8487e-07
0 | 0 | 7.1851e-06 | 1.2585e-06 | 0 | 0 | 9.1985e-05 | 8.9936e-05 | 0.00035094 | 6.0759e-05 | 3.5947e-06 | 9.6985e-05 | 5.626e-05 | 9.8554e-05 | 5.672e-05 | 1.0884e-05 | 0.00014909 | 1.2093e-06
0 | 0 | 7.3444e-06 | 1.5679e-06 | 0 | 0 | 7.3499e-05 | 8.9732e-05 | 0.00040355 | 9.4378e-05 | 3.5947e-06 | 8.869e-05 | 4.1193e-05 | 8.2128e-05 | 1.6936e-05 | 3.3461e-06 | 0.00011189 | 1.3215e-06
0 | 0 | 6.4212e-06 | 1.6407e-06 | 0 | 0 | 3.7398e-06 | 8.809e-05 | 0.0004274 | 4.5574e-05 | 3.5614e-06 | 8.8426e-05 | 1.8644e-05 | 8.8736e-05 | 4.8198e-05 | 3.5014e-06 | 5.1485e-05 | 9.35e-07
0 | 0 | 6.0388e-07 | 9.4908e-07 | 0 | 0 | 2.6898e-06 | 8.7425e-05 | 0.00038424 | 6.3231e-05 | 3.5947e-06 | 8.4137e-05 | 1.3066e-05 | 8.7289e-05 | 2.8852e-05 | 3.3461e-06 | 3.6002e-05 | 1.0721e-06
0 | 0 | 6.4175e-07 | 5.0351e-07 | 0 | 0 | 1.5304e-06 | 8.5784e-05 | 0.00020643 | 5.893e-05 | 3.5947e-06 | 7.9716e-05 | 2.0095e-05 | 9.1757e-05 | 1.3392e-05 | 3.8154e-06 | 1.9464e-05 | 1.0597e-06
0 | 0 | 6.0569e-07 | 5.2427e-07 | 0 | 0 | 1.1789e-06 | 8.5251e-05 | 0.00024822 | 5.0874e-05 | 3.5614e-06 | 8.6407e-05 | 1.4164e-05 | 7.8541e-05 | 5.8487e-06 | 3.4784e-06 | 4.8647e-05 | 1.3339e-06
0 | 0 | 6.475e-07 | 5.4502e-07 | 0 | 0 | 2.3786e-06 | 8.2126e-05 | 0.00034597 | 4.4842e-05 | 3.6613e-06 | 8.0525e-05 | 1.804e-05 | 7.7597e-05 | 1.9926e-05 | 3.5738e-06 | 5.0488e-05 | 1.0098e-06
0 | 0 | 8.8069e-07 | 5.4682e-07 | 0 | 0 | 1.8593e-05 | 8.9907e-05 | 0.00038608 | 4.6877e-05 | 4.3835e-05 | 8.202e-05 | 3.2216e-05 | 8.4457e-05 | 1.3816e-05 | 3.9924e-05 | 9.8898e-05 | 2.618e-07
0 | 0 | 7.4767e-07 | 8.2311e-07 | 0 | 0 | 4.8628e-05 | 7.8578e-05 | 0.00052978 | 7.8652e-05 | 5.5252e-05 | 8.3742e-05 | 9.3509e-05 | 7.0171e-05 | 5.0915e-05 | 0.00013859 | 0.00025785 | 5.251e-05
0 | 0 | 6.5018e-07 | 1.8364e-06 | 0 | 0 | 0.00011843 | 8.9154e-05 | 0.00051343 | 0.00010755 | 8.0049e-05 | 8.6909e-05 | 9.492e-05 | 7.9107e-05 | 8.9346e-05 | 3.2341e-05 | 0.00026604 | 7.7468e-05
0 | 0 | 8.3713e-07 | 6.0405e-07 | 0 | 0 | 0.0002093 | 7.7564e-05 | 0.00044601 | 0.00014129 | 0.00010132 | 9.2876e-05 | 0.00010205 | 6.7779e-05 | 9.4237e-05 | 4.1002e-05 | 0.0001527 | 0.00011253
0 | 0 | 2.5794e-06 | 6.0129e-07 | 0 | 0 | 0.00022676 | 9.9055e-05 | 0.00031716 | 0.00049558 | 0.00017304 | 8.5616e-05 | 0.00013235 | 4.72e-05 | 6.9534e-05 | 2.4526e-05 | 0.00017706 | 0.000166
0 | 0 | 1.101e-06 | 6.1724e-07 | 0 | 0 | 0.000307 | 9.1478e-05 | 0.00014289 | 0.00023817 | 0.00031386 | 8.8677e-05 | 0.00013454 | 6.3689e-05 | 0.00013564 | 1.2007e-05 | 0.00016503 | 3.2056e-05
0 | 0 | 1.8825e-06 | 5.6877e-07 | 0 | 0 | 0.00020255 | 8.6019e-05 | 0.00013904 | 9.0309e-05 | 0.00033757 | 9.1713e-05 | 0.00013324 | 0.00014316 | 8.7276e-05 | 1.6992e-05 | 0.00014011 | 6.3568e-05
0 | 0 | 1.5182e-06 | 5.7813e-07 | 0 | 0 | 0.00015341 | 9.2719e-05 | 0.00010804 | 0.00010232 | 0.00033884 | 9.7701e-05 | 0.00023973 | 0.00026027 | 0.00011639 | 1.9308e-05 | 8.9881e-05 | 1.5833e-06
0 | 0 | 1.7383e-06 | 5.4682e-07 | 0 | 0 | 0.00014487 | 9.578e-05 | 8.7449e-05 | 5.4246e-05 | 0.00032183 | 0.00010832 | 0.00011392 | 0.00026393 | 6.979e-05 | 1.4307e-05 | 7.3656e-05 | 1.6783e-06
0 | 0 | 1.4834e-06 | 5.9949e-07 | 0 | 0 | 0.00013544 | 9.8895e-05 | 7.9237e-05 | 0.00040517 | 0.00024232 | 0.0001089 | 0.00012815 | 9.2814e-05 | 1.8711e-05 | 1.7662e-05 | 7.9956e-05 | 2.1443e-06
5.6655e-06 | 0 | 1.3454e-06 | 6.392e-07 | 0 | 0 | 0.00013705 | 0.0001006 | 8.06e-05 | 0.00046096 | 0.00013366 | 0.00010588 | 0.00015622 | 0.00014525 | 0.00010537 | 3.0594e-05 | 7.549e-05 | 5.5944e-06
8.4983e-06 | 0 | 2.433e-06 | 5.0771e-07 | 0 | 0 | 0.00015659 | 9.6917e-05 | 8.4217e-05 | 0.00011151 | 0.00011636 | 9.9044e-05 | 0.00020544 | 0.00020132 | 0.0002261 | 9.2654e-05 | 9.1171e-05 | 4.3018e-06
9.836e-07 | 0 | 8.5136e-06 | 3.5943e-07 | 0 | 0 | 0.00015661 | 0.00010133 | 8.5769e-05 | 0.00019631 | 8.3697e-05 | 0.00010499 | 0.00037748 | 0.00019988 | 0.00057093 | 7.3523e-05 | 0.00018477 | 3.7973e-05
0 | 0 | 6.0358e-06 | 3.4563e-07 | 0 | 0 | 0.00017486 | 9.1617e-05 | 8.3478e-05 | 0.00014894 | 1.0465e-05 | 0.00010701 | 0.00038139 | 0.00015192 | 0.00040379 | 6.2908e-05 | 0.00023036 | 0.00010057
0 | 0 | 2.9748e-06 | 5.1251e-07 | 0 | 0 | 0.00013916 | 0.00010472 | 8.9562e-05 | 0.00012249 | 3.7278e-06 | 0.00010823 | 0.00020094 | 0.0001382 | 0.00014886 | 4.3958e-05 | 0.00020938 | 4.599e-05
0 | 0 | 3.0686e-06 | 1.3085e-06 | 0 | 0 | 0.0001797 | 9.2625e-05 | 9.5926e-05 | 0.00010146 | 3.5947e-06 | 0.0001055 | 9.1736e-05 | 0.00016048 | 0.00012723 | 4.4856e-05 | 0.00011695 | 2.9546e-05
0 | 0 | 2.9572e-06 | 2.4282e-06 | 0 | 0 | 0.00016065 | 9.9833e-05 | 9.4156e-05 | 5.0704e-05 | 3.5614e-06 | 0.00010243 | 4.8691e-05 | 0.00010403 | 7.1319e-05 | 2.0212e-05 | 0.00011393 | 0.00015707
9.63e-07 | 0 | 3.0711e-06 | 4.4228e-06 | 0 | 0 | 6.7335e-05 | 9.9104e-05 | 0.000285 | 5.2417e-05 | 3.5281e-06 | 9.6961e-05 | 4.2584e-05 | 9.2953e-05 | 2.4601e-05 | 1.645e-05 | 8.3567e-05 | 0.00012442
0 | 0 | 2.8915e-06 | 1.0187e-06 | 0 | 0 | 4.6716e-05 | 9.7192e-05 | 0.00036971 | 4.8358e-05 | 3.5947e-06 | 9.8644e-05 | 5.7484e-05 | 9.4652e-05 | 2.9116e-05 | 1.2063e-05 | 6.973e-05 | 2.3345e-05
0 | 0 | 4.1087e-06 | 1.7633e-06 | 0 | 0 | 4.5904e-05 | 9.7142e-05 | 0.00032811 | 5.2185e-05 | 3.5947e-06 | 9.4993e-05 | 1.0404e-05 | 8.8673e-05 | 1.636e-05 | 1.2473e-05 | 5.7374e-05 | 8.7017e-06
0 | 0 | 2.9128e-06 | 9.8108e-07 | 0 | 0 | 4.2703e-05 | 9.9024e-05 | 0.00029774 | 5.5513e-05 | 3.4948e-06 | 9.3837e-05 | 9.8218e-06 | 8.9114e-05 | 5.94e-05 | 1.1813e-05 | 4.4526e-05 | 9.5993e-07
0 | 0 | 2.7631e-06 | 5.2277e-07 | 0 | 0 | 1.1165e-05 | 8.7333e-05 | 8.7796e-05 | 7.6605e-05 | 3.6613e-06 | 9.2311e-05 | 1.0492e-05 | 9.8743e-05 | 5.0002e-05 | 1.1718e-05 | 3.3028e-05 | 1.0223e-06
0 | 0 | 2.836e-06 | 4.7175e-07 | 0 | 0 | 1.2076e-06 | 9.9742e-05 | 0.00011486 | 4.3192e-05 | 3.5281e-06 | 8.9251e-05 | 6.5115e-06 | 0.00011731 | 2.7252e-05 | 1.1157e-05 | 4.6397e-05 | 1.0098e-06
0 | 0 | 2.6923e-06 | 5.5447e-07 | 0 | 0 | 1.915e-06 | 0.00010268 | 0.00011496 | 6.7852e-05 | 3.4948e-06 | 8.1581e-05 | 6.364e-06 | 0.00011712 | 1.2765e-05 | 1.097e-05 | 6.7335e-05 | 3.2413e-07
0 | 0 | 2.7674e-06 | 5.2382e-07 | 0 | 0 | 1.4093e-05 | 9.035e-05 | 0.00012583 | 5.1436e-05 | 4.5932e-05 | 8.9102e-05 | 1.4659e-05 | 0.00013436 | 2.1393e-05 | 1.312e-05 | 7.1836e-05 | 8.4773e-07
0 | 0 | 3.1301e-06 | 5.0912e-07 | 0 | 0 | 1.3607e-05 | 9.7778e-05 | 0.00022295 | 5.6361e-05 | 6.125e-05 | 9.1247e-05 | 5.9213e-05 | 0.00010491 | 4.8318e-05 | 2.5705e-05 | 8.8786e-05 | 3.1416e-06
0 | 0 | 3.1026e-06 | 1.3162e-06 | 8.5936e-07 | 0 | 5.8157e-05 | 8.0169e-05 | 0.00024899 | 0.00010607 | 8.1813e-05 | 8.9762e-05 | 0.00013908 | 0.00015702 | 0.00010232 | 7.0905e-05 | 0.00018239 | 3.5842e-05
0 | 0 | 3.0312e-06 | 5.6308e-07 | 0 | 0 | 9.4664e-05 | 9.6429e-05 | 0.00019287 | 8.3641e-05 | 0.00021886 | 9.8098e-05 | 0.00016308 | 0.00014462 | 0.00014238 | 9.4202e-05 | 0.00017355 | 0.00012215
0 | 0 | 3.8437e-06 | 5.7798e-07 | 0 | 0 | 0.00017369 | 0.00010023 | 0.00019499 | 9.3762e-05 | 0.00021803 | 0.00010198 | 0.00013069 | 0.00031893 | 0.00023841 | 5.4437e-05 | 0.00019678 | 0.00030235
0.00057541 | 0 | 3.0362e-06 | 5.3116e-07 | 0 | 0 | 0.00030569 | 0.00010341 | 6.7633e-05 | 0.00010569 | 0.00031199 | 0.00010563 | 8.0184e-05 | 0.00021086 | 0.00013795 | 0.00013316 | 0.00019507 | 0.0001105
0.00054492 | 0 | 2.8577e-06 | 1.1891e-06 | 0 | 0 | 0.00033645 | 9.4276e-05 | 5.4071e-05 | 0.00030138 | 0.0002716 | 9.9153e-05 | 0.00019955 | 0.00018272 | 0.00023919 | 0.00012095 | 0.00017479 | 0.0002074
0.00019672 | 0 | 3.6269e-06 | 6.1598e-07 | 0 | 0 | 0.0002993 | 9.9614e-05 | 0.00011761 | 0.0001148 | 0.0002088 | 0.00011785 | 0.00020587 | 0.00032758 | 0.0002345 | 0.00018998 | 0.00017042 | 8.9162e-05
0 | 0 | 3.8256e-06 | 2.765e-07 | 0 | 0 | 0.00025834 | 0.0001004 | 8.3081e-05 | 8.8989e-05 | 0.00019517 | 0.00011615 | 0.00018508 | 0.0003467 | 0.00021275 | 7.3644e-05 | 9.6398e-05 | 0.00012877
0 | 0 | 3.6037e-06 | 2.1902e-06 | 0 | 0 | 0.0002061 | 0.0001011 | 6.4151e-05 | 5.471e-05 | 0.00013406 | 0.00012091 | 0.00023019 | 0.00016784 | 0.00010482 | 8.8335e-05 | 9.2464e-05 | 6.2882e-05
0 | 0 | 3.6301e-06 | 2.5072e-06 | 0 | 0 | 0.00015676 | 9.6906e-05 | 0.00031896 | 5.3604e-05 | 0.00013456 | 0.00013066 | 0.00019131 | 0.00021718 | 5.0325e-05 | 2.4411e-05 | 0.00011458 | 3.1428e-05
0 | 0 | 6.278e-06 | 3.8063e-07 | 0 | 0 | 0.00021019 | 9.638e-05 | 0.0003109 | 0.00016356 | 0.00011633 | 0.00011138 | 0.00028067 | 0.00024078 | 0.00025277 | 2.8349e-05 | 0.00012453 | 3.6889e-05
0 | 0 | 1.0048e-05 | 3.149e-06 | 0 | 0 | 0.00018805 | 0.00010886 | 0.00022785 | 0.00014257 | 8.341e-05 | 0.00010962 | 0.00051689 | 0.00018408 | 0.00040446 | 3.4639e-05 | 0.00018685 | 1.1345e-06
0 | 0 | 9.8732e-06 | 4.8477e-06 | 0 | 0 | 0.00021281 | 9.5994e-05 | 0.00019527 | 9.0398e-05 | 1.0558e-05 | 0.00010899 | 0.00041037 | 0.00017911 | 0.00040383 | 3.5787e-05 | 0.00015481 | 1.3963e-06
0 | 0 | 5.1562e-06 | 1.3246e-06 | 0 | 0 | 0.0001468 | 0.00011338 | 0.00023895 | 0.0001266 | 3.628e-06 | 0.00010986 | 0.000206 | 0.00014462 | 0.00017291 | 3.6505e-05 | 0.00022473 | 1.2716e-06
0 | 0 | 4.7677e-06 | 4.9766e-06 | 0 | 0 | 0.00013516 | 9.1359e-05 | 0.00017074 | 0.00010257 | 3.5947e-06 | 0.00010922 | 0.00010077 | 0.00034407 | 8.1013e-05 | 2.4401e-05 | 0.00014009 | 1.2716e-06
0 | 0 | 5.4246e-06 | 7.9906e-07 | 0 | 0 | 0.0001449 | 0.00010727 | 0.00011622 | 0.00010472 | 3.5281e-06 | 9.7887e-05 | 9.0852e-05 | 0.0003217 | 5.1259e-05 | 1.7852e-05 | 8.6101e-05 | 9.4747e-07
0 | 0 | 2.9505e-06 | 1.9271e-06 | 0 | 0 | 9.4553e-05 | 9.9622e-05 | 9.6652e-05 | 8.9595e-05 | 3.5614e-06 | 0.00010106 | 6.4373e-05 | 0.00013465 | 7.4581e-05 | 1.3972e-05 | 7.3354e-05 | 6.358e-07
1.9672e-06 | 0 | 8.0289e-07 | 5.3494e-07 | 0 | 3.5592e-07 | 8.7443e-05 | 9.9758e-05 | 0.00012464 | 6.4212e-05 | 3.5281e-06 | 9.5986e-05 | 2.418e-05 | 9.2777e-05 | 2.0926e-05 | 1.0552e-05 | 8.8165e-05 | 7.6047e-07
0 | 0 | 6.5723e-07 | 3.6258e-07 | 0 | 2.3135e-06 | 1.3291e-05 | 0.00010029 | 0.00011106 | 5.4282e-05 | 3.6613e-06 | 9.3218e-05 | 2.0249e-06 | 0.0001047 | 1.6259e-05 | 9.7089e-06 | 4.7108e-05 | 1.2716e-06
0 | 0 | 7.2979e-07 | 4.6545e-07 | 0 | 0 | 1.2749e-05 | 0.00010519 | 0.00013384 | 5.5103e-05 | 3.4283e-06 | 9.1679e-05 | 2.0345e-06 | 0.00011049 | 2.5146e-05 | 9.5449e-06 | 4.0344e-05 | 1.0597e-06
0 | 0 | 7.3131e-07 | 4.3039e-07 | 0 | 0 | 2.2895e-06 | 9.0345e-05 | 0.00011558 | 6.009e-05 | 3.5281e-06 | 9.7601e-05 | 1.441e-05 | 9.0331e-05 | 9.1072e-06 | 9.1532e-06 | 4.0031e-05 | 1.1968e-06
0 | 0 | 6.615e-07 | 3.4242e-07 | 0 | 0 | 5.0696e-06 | 9.3901e-05 | 6.7144e-05 | 4.8393e-05 | 3.5947e-06 | 9.4899e-05 | 1.4736e-05 | 0.0001062 | 1.2242e-05 | 1.2278e-05 | 3.9091e-05 | 7.48e-07
0 | 0 | 6.6088e-07 | 4.2514e-07 | 0 | 0 | 1.6589e-05 | 9.106e-05 | 2.9938e-05 | 5.1382e-05 | 3.4948e-06 | 9.1497e-05 | 1.6766e-05 | 8.7698e-05 | 1.4304e-05 | 1.3963e-05 | 4.4492e-05 | 9.9733e-07
0 | 0 | 7.2979e-07 | 4.1464e-07 | 0 | 0 | 1.1788e-05 | 0.00010154 | 9.0426e-05 | 6.108e-05 | 4.5999e-05 | 9.2122e-05 | 1.7303e-05 | 9.4128e-05 | 4.1954e-05 | 1.0091e-05 | 7.4628e-05 | 1.1469e-06
0 | 0 | 8.5067e-07 | 4.2514e-07 | 0 | 0 | 1.2622e-05 | 8.7931e-05 | 0.00015387 | 4.925e-05 | 5.5691e-05 | 8.5299e-05 | 5.1017e-05 | 8.2139e-05 | 3.4064e-05 | 3.0467e-05 | 8.6368e-05 | 8.228e-07
0 | 0 | 7.1558e-07 | 4.2094e-07 | 0 | 0 | 6.0459e-05 | 8.9734e-05 | 0.00014411 | 6.2008e-05 | 8.3044e-05 | 9.0434e-05 | 0.00015981 | 7.7517e-05 | 4.2344e-05 | 3.1692e-05 | 0.00010098 | 3.2077e-05
0 | 0 | 8.6634e-07 | 3.0488e-06 | 0 | 0 | 0.00012019 | 9.6719e-05 | 0.00012548 | 0.00012526 | 0.00015702 | 9.8207e-05 | 0.00020202 | 0.00016971 | 0.00021592 | 2.8172e-05 | 0.00015103 | 0.00012143
0 | 0 | 1.0006e-06 | 6.7036e-07 | 0 | 0 | 0.00019079 | 9.6241e-05 | 4.0759e-05 | 9.9365e-05 | 0.00018234 | 9.8505e-05 | 0.00021842 | 5.6451e-05 | 0.00020558 | 3.2399e-05 | 0.00025212 | 2.0882e-05
0 | 0 | 1.0458e-06 | 3.1282e-07 | 0 | 0 | 0.00031816 | 0.00010044 | 7.9648e-05 | 5.9127e-05 | 0.00031366 | 9.3146e-05 | 0.0001846 | 5.4448e-05 | 0.00019393 | 2.7253e-05 | 0.00022178 | 2.4996e-05
0 | 0 | 1.0553e-06 | 4.0814e-07 | 0 | 0 | 0.00038428 | 9.5e-05 | 4.2405e-05 | 0.00051114 | 0.00027241 | 0.00010144 | 0.00029599 | 0.00012842 | 0.00018537 | 3.0169e-05 | 0.00014689 | 8.9673e-05
0 | 0 | 1.507e-06 | 2.448e-07 | 0 | 0 | 0.00023018 | 0.00010188 | 1.9757e-05 | 9.0657e-05 | 0.000209 | 0.00010461 | 0.00023468 | 0.00027593 | 0.00021558 | 3.8661e-05 | 0.00013554 | 7.6433e-05
0 | 0 | 1.5491e-06 | 2.3619e-07 | 0 | 1.4237e-06 | 0.00020736 | 9.5344e-05 | 2.9862e-05 | 8.8596e-05 | 0.00019445 | 0.0001178 | 0.00010688 | 0.00030937 | 0.000169 | 3.8964e-05 | 0.00014901 | 6.7968e-05
0 | 0 | 1.5571e-06 | 1.6628e-07 | 0 | 0 | 0.00029563 | 0.00010455 | 2.5156e-05 | 0.00014729 | 0.00013382 | 0.0001164 | 0.00012991 | 0.00012206 | 0.00010849 | 0.00011512 | 0.00016395 | 0.00010019
0 | 0 | 1.6644e-06 | 2.532e-07 | 0 | 0 | 0.00023485 | 0.00010403 | 2.3941e-05 | 0.00010056 | 0.00013355 | 0.00011481 | 0.00015535 | 0.00014844 | 0.00010617 | 7.9169e-05 | 0.00014712 | 8.7578e-05
0 | 0 | 1.56e-06 | 1.5893e-07 | 0 | 0 | 0.00022728 | 9.7954e-05 | 2.1983e-05 | 0.00010387 | 0.00011482 | 0.00010586 | 0.00038143 | 0.0002148 | 0.00039439 | 3.8807e-05 | 0.00012565 | 5.7496e-05
0 | 0 | 1.5009e-06 | 1.6943e-07 | 0 | 0 | 0.00028173 | 0.00010798 | 3.6824e-05 | 0.00015884 | 8.3251e-05 | 0.00010874 | 0.00063243 | 0.00018615 | 0.00055126 | 8.3987e-05 | 0.00011623 | 6.1274e-05
0 | 0 | 1.0268e-06 | 9.5442e-07 | 0 | 6.9693e-07 | 0.00025562 | 9.6604e-05 | 3.5763e-05 | 0.00020382 | 1.1476e-05 | 0.000113 | 0.00052343 | 0.00017154 | 0.00032665 | 4.1113e-05 | 0.00020137 | 9.2727e-05
0 | 0 | 9.9292e-07 | 2.0636e-06 | 0 | 0 | 0.00024863 | 0.00010182 | 3.6716e-05 | 0.00012205 | 3.5614e-06 | 0.0001155 | 0.00030276 | 0.00014739 | 0.00011005 | 3.4781e-05 | 0.00019883 | 8.5858e-05
0 | 0 | 9.4627e-07 | 2.1918e-06 | 0 | 0 | 0.00019211 | 0.00010041 | 3.2696e-05 | 0.00010002 | 3.5281e-06 | 0.00011762 | 0.00013124 | 0.00012536 | 8.5603e-05 | 3.176e-05 | 0.00016051 | 0.00012361
0 | 0 | 1.0744e-06 | 2.0856e-06 | 0 | 0 | 0.00016819 | 0.00010289 | 6.5122e-05 | 5.8279e-05 | 3.5947e-06 | 0.00012351 | 2.5607e-05 | 5.9241e-05 | 4.4725e-05 | 2.3262e-05 | 0.00012894 | 8.8551e-05
0 | 0 | 9.4983e-07 | 1.0756e-06 | 0 | 0 | 0.00018434 | 9.8687e-05 | 3.8505e-05 | 6.7897e-05 | 3.5281e-06 | 0.0001182 | 2.1038e-05 | 2.1414e-05 | 4.0132e-05 | 1.0046e-05 | 7.5784e-05 | 1.6581e-05
0 | 0 | 8.8995e-07 | 4.9631e-07 | 0 | 0 | 9.2329e-05 | 9.3911e-05 | 4.063e-05 | 5.9439e-05 | 3.5947e-06 | 0.00010503 | 6.3745e-05 | 1.5117e-05 | 3.0962e-05 | 9.3949e-06 | 8.4748e-05 | 9.9733e-07
0 | 0 | 8.1804e-07 | 5.2547e-07 | 0 | 0 | 4.5164e-06 | 9.7417e-05 | 3.6839e-05 | 5.388e-05 | 3.5614e-06 | 9.6146e-05 | 4.7736e-05 | 6.3849e-06 | 1.8626e-05 | 9.5995e-06 | 2.7687e-05 | 1.3215e-06
0 | 0 | 1.0379e-06 | 5.1071e-07 | 0 | 0 | 2.5335e-06 | 9.6801e-05 | 4.3184e-05 | 6.2892e-05 | 3.5281e-06 | 9.7378e-05 | 2.9923e-06 | 3.5071e-06 | 1.5154e-05 | 9.5449e-06 | 4.8457e-05 | 1.1469e-06
0 | 0 | 7.5963e-07 | 4.8336e-07 | 0 | 0 | 2.1439e-06 | 9.1106e-05 | 4.0718e-05 | 5.0106e-05 | 3.6613e-06 | 9.3726e-05 | 1.7912e-06 | 6.5279e-06 | 1.1071e-05 | 1.8563e-05 | 3.2581e-05 | 1.2716e-06
0 | 0 | 6.8716e-07 | 4.722e-07 | 0 | 0 | 1.9464e-06 | 9.3549e-05 | 4.5303e-05 | 4.9535e-05 | 3.5281e-06 | 9.2668e-05 | 1.7854e-06 | 3.3812e-06 | 1.1575e-05 | 1.802e-05 | 4.1789e-05 | 1.1469e-06
0 | 0 | 7.5913e-07 | 4.728e-07 | 0 | 0 | 1.9522e-06 | 9.8392e-05 | 5.6298e-05 | 4.6029e-05 | 3.5614e-06 | 9.4958e-05 | 2.749e-06 | 6.3849e-06 | 2.3458e-05 | 1.7087e-05 | 5.7282e-05 | 2.3063e-06
0 | 0 | 8.4854e-07 | 3.8894e-07 | 0 | 0 | 1.1347e-05 | 8.7352e-05 | 9.8189e-05 | 5.3604e-05 | 4.0673e-05 | 9.0755e-05 | 6.8609e-05 | 3.5929e-06 | 4.2687e-05 | 2.1386e-05 | 0.00010916 | 1.122e-06
0 | 0 | 7.7859e-07 | 4.2505e-07 | 0 | 0 | 0.00010989 | 9.8359e-05 | 0.00019642 | 6.7014e-05 | 5.5119e-05 | 8.8297e-05 | 7.7041e-05 | 6.3792e-06 | 4.5141e-05 | 3.8666e-05 | 0.00024468 | 1.6955e-06
0 | 1.0038e-07 | 7.4016e-07 | 1.3812e-06 | 0 | 0 | 0.00013028 | 8.508e-05 | 0.00016469 | 7.5142e-05 | 8.0315e-05 | 9.4952e-05 | 0.00012109 | 3.5071e-06 | 0.00011883 | 2.6268e-05 | 0.00022119 | 0.00016025
0 | 0 | 7.8886e-07 | 1.2537e-07 | 0 | 0 | 0.00015138 | 9.851e-05 | 0.00013193 | 0.00013216 | 0.00015106 | 9.3738e-05 | 0.00010032 | 6.4936e-06 | 0.00014679 | 2.8466e-05 | 0.00013765 | 0.00032516
0 | 0 | 2.5315e-06 | 1.3437e-07 | 0 | 0 | 0.00016528 | 9.9532e-05 | 5.7435e-05 | 0.00044855 | 0.00019638 | 9.4165e-05 | 0.00012903 | 7.6321e-06 | 4.5505e-05 | 2.5153e-05 | 0.00016148 | 0.00078597
0 | 0 | 1.1432e-06 | 1.2177e-07 | 0 | 0 | 0.00020399 | 0.00010055 | 4.8961e-05 | 0.00068556 | 0.00030855 | 9.4789e-05 | 0.0001046 | 1.9624e-05 | 0.00011514 | 1.7432e-05 | 0.00018182 | 0.00071763
9.63e-07 | 0 | 1.0032e-06 | 1.3377e-07 | 0 | 0 | 0.00019222 | 9.107e-05 | 2.3756e-05 | 0.00054767 | 0.00026361 | 9.7035e-05 | 0.00013405 | 8.9443e-05 | 8.9761e-05 | 1.4212e-05 | 0.00011678 | 0.0005783
0 | 0 | 1.2146e-06 | 1.1457e-07 | 0 | 0 | 0.00017014 | 0.00010505 | 3.4854e-05 | 0.00059901 | 0.00019653 | 0.0001041 | 0.00017644 | 0.00024272 | 5.2211e-05 | 3.0218e-05 | 0.00010032 | 0.00072347
0 | 0 | 1.2216e-06 | 1.0891e-06 | 0 | 0 | 0.00018059 | 9.2279e-05 | 2.1936e-05 | 0.00029835 | 0.0001945 | 0.000114 | 0.0001302 | 0.00024662 | 0.00011618 | 2.5071e-05 | 7.4204e-05 | 0.00062828
0 | 0 | 1.5787e-06 | 1.3257e-07 | 0 | 0 | 0.00018889 | 0.00010668 | 3.4456e-05 | 7.6132e-05 | 0.00013358 | 9.9287e-05 | 0.00017096 | 6.1031e-05 | 7.7823e-05 | 2.2585e-05 | 9.6882e-05 | 0.00013528
0 | 0 | 6.6186e-06 | 1.2357e-07 | 0 | 0 | 0.00012019 | 0.00010223 | 3.6275e-05 | 6.3231e-05 | 0.00013435 | 9.8138e-05 | 0.00015911 | 8.2666e-05 | 9.64e-05 | 3.5444e-05 | 0.00010689 | 9.4896e-05
0 | 0 | 6.0787e-06 | 7.4453e-07 | 0 | 0 | 0.00014532 | 0.00010394 | 2.5737e-05 | 8.6562e-05 | 0.00011873 | 0.00010811 | 0.00023848 | 0.00011016 | 0.00030717 | 2.9943e-05 | 0.00011976 | 4.478e-05
9.836e-07 | 0 | 4.9414e-06 | 9.6407e-07 | 0 | 0 | 0.00014633 | 0.00010445 | 3.1823e-05 | 0.00014466 | 8.2578e-05 | 0.00011396 | 0.00043478 | 0.00012214 | 0.00042283 | 4.4511e-05 | 0.00013013 | 1.1345e-06
0 | 0 | 5.5225e-06 | 3.5067e-07 | 0 | 0 | 0.00010586 | 0.00010168 | 4.797e-05 | 0.0001853 | 1.0944e-05 | 0.00011451 | 0.00049726 | 0.0001085 | 0.00028255 | 4.9254e-05 | 0.00027888 | 6.641e-05
0 | 0 | 5.3939e-06 | 5.3266e-07 | 0 | 0 | 0.00023305 | 9.6218e-05 | 6.7061e-05 | 7.1013e-05 | 3.5281e-06 | 0.00011304 | 0.0001802 | 9.1906e-05 | 9.1456e-05 | 5.7659e-05 | 0.00023401 | 5.6374e-05
0 | 0 | 5.7508e-06 | 3.8138e-07 | 0 | 0 | 0.00017371 | 9.8239e-05 | 0.00010066 | 0.00010976 | 3.5281e-06 | 0.00010467 | 6.761e-05 | 6.0794e-05 | 0.00010502 | 4.5206e-05 | 0.00015648 | 7.5511e-05
0 | 0 | 5.9067e-06 | 3.2872e-07 | 0 | 0 | 0.00011767 | 0.00010334 | 9.0125e-05 | 5.1775e-05 | 3.5947e-06 | 0.00010289 | 2.1738e-05 | 3.7074e-05 | 7.4008e-05 | 2.9859e-05 | 0.00016743 | 0.00015717
0 | 0 | 6.0118e-06 | 1.1637e-07 | 0 | 0 | 7.2061e-05 | 0.00010047 | 9.4257e-05 | 7.5249e-05 | 3.5281e-06 | 0.00010186 | 2.0073e-05 | 1.2884e-05 | 5.4915e-05 | 7.5774e-06 | 0.00010906 | 6.929e-05
0 | 0 | 5.2976e-06 | 1.2177e-07 | 0 | 0 | 3.1393e-05 | 8.713e-05 | 5.406e-05 | 5.9805e-05 | 3.6613e-06 | 0.00010076 | 2.5528e-05 | 3.5138e-06 | 2.6429e-05 | 7.3904e-06 | 8.303e-05 | 1.0223e-06
0 | 0 | 6.9924e-07 | 5.4226e-07 | 0 | 0 | 2.6731e-05 | 9.6764e-05 | 3.5032e-05 | 6.8946e-05 | 3.5281e-06 | 9.4567e-05 | 1.0662e-05 | 7.1401e-06 | 2.0412e-05 | 7.4134e-06 | 4.3623e-05 | 1.0223e-06
0 | 0 | 8.8954e-07 | 5.0399e-07 | 0 | 0 | 4.6502e-06 | 9.0876e-05 | 7.809e-05 | 5.5907e-05 | 3.5947e-06 | 8.7212e-05 | 1.2426e-05 | 7.2831e-06 | 1.5946e-05 | 8.1877e-06 | 3.8477e-05 | 1.2217e-06
0 | 0 | 6.1602e-07 | 6.3284e-07 | 0 | 0 | 3.0952e-06 | 8.9893e-05 | 0.00011097 | 5.1296e-05 | 3.5947e-06 | 8.9552e-05 | 7.5905e-06 | 3.5071e-06 | 1.3452e-05 | 8.1464e-06 | 2.0921e-05 | 1.7079e-06
0 | 0 | 6.7357e-07 | 9.6095e-07 | 0 | 0 | 3.5038e-06 | 9.2121e-05 | 0.00011738 | 4.8689e-05 | 3.5614e-06 | 8.8022e-05 | 8.4155e-06 | 7.409e-06 | 1.8246e-05 | 8.5156e-06 | 3.8069e-05 | 1.1968e-06
0 | 0 | 1.4742e-06 | 5.3326e-07 | 0 | 0 | 3.5054e-06 | 9.1591e-05 | 0.00013603 | 4.6757e-05 | 3.5947e-06 | 8.8433e-05 | 1.3291e-05 | 7.266e-06 | 2.594e-05 | 1.2059e-05 | 6.0703e-05 | 1.0846e-06
0 | 0 | 4.9273e-06 | 6.3584e-07 | 0 | 0 | 4.7392e-05 | 7.7844e-05 | 0.00017628 | 5.2834e-05 | 4.094e-05 | 8.9739e-05 | 2.4987e-05 | 7.8724e-06 | 5.6517e-05 | 1.2551e-05 | 0.00010743 | 1.1469e-06
0 | 0 | 7.3806e-07 | 1.0515e-06 | 0 | 0 | 7.3549e-05 | 9.0516e-05 | 0.00030893 | 8.0769e-05 | 5.4719e-05 | 8.907e-05 | 6.8066e-05 | 4.617e-06 | 4.4071e-05 | 3.6238e-05 | 0.0002545 | 1.2716e-06
0 | 0 | 8.307e-07 | 9.4956e-07 | 0 | 0 | 0.00010729 | 9.165e-05 | 0.00029813 | 7.8991e-05 | 7.8884e-05 | 9.4105e-05 | 9.9774e-05 | 8.0383e-06 | 0.00010211 | 2.876e-05 | 0.00023997 | 3.9357e-05
9.836e-07 | 0 | 1.0442e-06 | 4.5288e-07 | 0 | 0 | 0.00012195 | 8.8051e-05 | 0.00034097 | 0.00012374 | 0.00015322 | 9.6841e-05 | 7.3558e-05 | 7.6264e-06 | 0.00012101 | 2.6088e-05 | 0.00016379 | 0.00099008
0 | 0 | 3.7595e-06 | 1.7971e-06 | 0 | 0 | 0.00016082 | 9.4279e-05 | 0.00022818 | 0.00012829 | 0.00019501 | 9.0751e-05 | 4.7799e-05 | 1.1912e-05 | 0.00015147 | 2.0367e-05 | 0.0001559 | 0.00061241
0 | 0 | 2.1225e-06 | 2.3052e-06 | 0 | 0 | 0.00021317 | 8.5447e-05 | 0.00012879 | 8.3711e-05 | 0.00031422 | 9.3264e-05 | 4.7916e-05 | 2.0757e-05 | 3.0402e-05 | 2.3884e-05 | 0.00011693 | 8.8002e-05
0 | 0 | 1.7001e-06 | 6.3764e-07 | 0 | 7.415e-07 | 0.00017649 | 0.00010054 | 7.8142e-05 | 0.00010695 | 0.00026441 | 9.8315e-05 | 7.373e-05 | 9.5183e-05 | 7.5532e-05 | 2.9019e-05 | 0.00013941 | 4.4999e-05
0 | 0 | 1.5647e-06 | 1.2297e-07 | 8.5936e-07 | 0 | 0.00016032 | 9.7512e-05 | 4.7996e-05 | 0.00011183 | 0.0001971 | 0.00010306 | 9.6574e-05 | 0.00024551 | 0.0001064 | 3.0859e-05 | 5.07e-05 | 0.00015341
0 | 0 | 1.6932e-06 | 1.0389e-06 | 0 | 3.5592e-07 | 0.00015496 | 0.00010467 | 4.653e-05 | 8.1648e-05 | 0.00011994 | 0.0001057 | 0.0001324 | 0.00024981 | 2.7936e-05 | 2.7133e-05 | 5.941e-05 | 1.3801e-05
5.6655e-06 | 0 | 1.6737e-06 | 8.0439e-07 | 0 | 3.5592e-07 | 0.00016291 | 9.3051e-05 | 3.413e-05 | 8.0324e-05 | 5.2589e-05 | 0.00010749 | 0.00013118 | 7.183e-05 | 4.1658e-05 | 1.9987e-05 | 5.9666e-05 | 0.00035776
0 | 0 | 1.4973e-06 | 4.4065e-06 | 1.7187e-06 | 2.4914e-06 | 8.4829e-05 | 0.00010448 | 2.3263e-05 | 9.4452e-05 | 5.2323e-05 | 0.00010729 | 0.00013948 | 8.4428e-05 | 0.00012946 | 2.302e-05 | 8.4595e-05 | 0.00017359
0 | 0 | 1.1298e-06 | 1.4063e-06 | 0 | 0 | 0.00013915 | 0.00010765 | 2.4485e-05 | 7.8882e-05 | 3.7278e-05 | 0.00010541 | 0.00016675 | 0.00042861 | 0.0002835 | 4.0485e-05 | 0.00011094 | 0.00017084
0 | 0 | 7.3253e-06 | 3.8042e-06 | 0 | 5.3388e-07 | 0.0001081 | 9.9221e-05 | 1.8163e-05 | 0.00014175 | 3.395e-06 | 0.00010743 | 0.00052627 | 0.00045607 | 0.00048122 | 4.6996e-05 | 0.00012614 | 5.5925e-05
0 | 0 | 6.8892e-06 | 5.6398e-07 | 0 | 3.5592e-07 | 0.00013972 | 9.8252e-05 | 4.661e-05 | 0.00011992 | 3.4616e-06 | 0.00010842 | 0.00034973 | 0.00025237 | 0.00035657 | 5.3691e-05 | 0.00016006 | 2.1094e-05
0 | 0 | 7.0872e-06 | 9.0889e-07 | 0 | 5.3388e-07 | 0.00018948 | 0.00010367 | 3.0612e-05 | 9.4197e-05 | 3.5947e-06 | 0.00011275 | 0.00019761 | 0.00023388 | 0.00018584 | 5.3086e-05 | 0.00019479 | 2.34e-05
0 | 0 | 6.5323e-06 | 5.8293e-07 | 0 | 5.3388e-07 | 0.00014022 | 0.00010119 | 5.3393e-05 | 0.00024601 | 3.5947e-06 | 0.00010486 | 0.00011004 | 0.00020088 | 9.3218e-05 | 9.4758e-05 | 0.00015741 | 8.1121e-05
0 | 0 | 6.8765e-06 | 5.5042e-07 | 0 | 1.4237e-06 | 0.00017706 | 0.00010035 | 4.82e-05 | 9.218e-05 | 3.5281e-06 | 0.00010551 | 7.7859e-05 | 0.00017528 | 6.5518e-05 | 0.00015138 | 0.00015509 | 9.532e-05
0 | 0 | 6.3793e-06 | 6.1688e-07 | 0 | 1.2457e-06 | 9.6448e-05 | 0.00010601 | 3.1729e-05 | 0.00010094 | 3.5947e-06 | 9.8523e-05 | 2.5812e-05 | 0.00015008 | 9.7374e-05 | 1.5421e-05 | 8.892e-05 | 1.7578e-06
0 | 0 | 1.2334e-06 | 1.0455e-06 | 0 | 3.3812e-06 | 1.4647e-05 | 9.6118e-05 | 3.874e-05 | 0.00010942 | 3.5947e-06 | 9.9221e-05 | 4.2353e-06 | 0.00014574 | 2.2562e-05 | 9.217e-06 | 8.2819e-05 | 6.8479e-05
0 | 0 | 1.2061e-06 | 7.1046e-07 | 0 | 1.6016e-06 | 1.2938e-05 | 9.2585e-05 | 4.0334e-05 | 9.601e-05 | 3.5281e-06 | 9.3661e-05 | 1.4257e-05 | 0.00014572 | 2.413e-05 | 9.0439e-06 | 5.6118e-05 | 9.5993e-07
0 | 0 | 9.7114e-07 | 1.174e-06 | 0 | 0 | 5.0431e-06 | 9.4216e-05 | 4.0034e-05 | 0.00010489 | 3.5947e-06 | 9.1652e-05 | 8.6205e-06 | 0.0001475 | 2.0048e-05 | 9.9956e-06 | 3.9136e-05 | 1.0223e-06
0 | 0 | 7.1101e-07 | 1.09e-06 | 0 | 0 | 4.8701e-06 | 9.0655e-05 | 4.9036e-05 | 0.00013154 | 3.5947e-06 | 9.2151e-05 | 3.6916e-06 | 0.00014637 | 1.5233e-05 | 9.1854e-06 | 4.5247e-05 | 9.5993e-07
0 | 0 | 7.4933e-07 | 1.1253e-06 | 0 | 0 | 1.3402e-06 | 0.0001003 | 5.0766e-05 | 5.1891e-05 | 3.5281e-06 | 8.6523e-05 | 3.8889e-06 | 0.00014624 | 1.4199e-05 | 9.1623e-06 | 3.8254e-05 | 1.2093e-06
0 | 0 | 7.9889e-07 | 1.0732e-06 | 0 | 0 | 9.9693e-07 | 8.6302e-05 | 7.8664e-05 | 4.8955e-05 | 3.5947e-06 | 8.6436e-05 | 9.8889e-06 | 0.00014622 | 3.6601e-05 | 9.1623e-06 | 4.5688e-05 | 1.0223e-06
0 | 0 | 1.8887e-06 | 1.2227e-06 | 0 | 0 | 2.0313e-05 | 9.9639e-05 | 0.00015954 | 4.7341e-05 | 3.9908e-05 | 8.8728e-05 | 2.9538e-05 | 0.00014482 | 4.3156e-05 | 2.932e-05 | 9.2357e-05 | 9.5993e-07
0 | 0 | 1.4187e-06 | 8.7338e-07 | 0 | 0 | 5.64e-05 | 8.2034e-05 | 0.00026089 | 4.8661e-05 | 5.4719e-05 | 8.8646e-05 | 7.518e-05 | 0.00014483 | 9.4216e-05 | 9.5177e-05 | 0.00023409 | 4.1913e-05
0 | 3.5117e-07 | 7.9187e-07 | 8.9353e-07 | 0 | 0 | 0.00013512 | 9.1383e-05 | 0.00025233 | 0.00014157 | 7.8484e-05 | 9.3251e-05 | 7.4034e-05 | 0.00014539 | 0.00013361 | 0.00016265 | 0.00023166 | 0.0001437
0 | 0 | 1.4079e-06 | 1.0917e-07 | 0 | 0 | 0.00014644 | 0.00010027 | 0.0001869 | 0.00011185 | 0.00015299 | 9.2275e-05 | 0.00011426 | 0.00014621 | 0.00020054 | 0.00014982 | 0.00016292 | 0.00015299
9.836e-07 | 0 | 2.3071e-06 | 3.8462e-07 | 0 | 0 | 0.00013461 | 0.00010565 | 0.00017047 | 0.00011377 | 0.00019377 | 8.9881e-05 | 9.6632e-05 | 0.00014911 | 0.00010889 | 3.8709e-05 | 0.00011273 | 7.3142e-05
3.9344e-06 | 0 | 2.2761e-06 | 7.2054e-07 | 0 | 3.9857e-06 | 0.00021044 | 9.8888e-05 | 0.00013345 | 9.0428e-05 | 0.0003137 | 9.2842e-05 | 9.76e-05 | 0.00015959 | 0.00012326 | 3.6591e-05 | 0.0001765 | 0.00013014
0 | 0 | 1.7901e-06 | 5.0891e-07 | 0 | 0 | 0.00019442 | 9.8179e-05 | 0.00010781 | 0.00013589 | 0.00026337 | 9.3875e-05 | 0.00016154 | 0.00023336 | 0.00020841 | 2.9603e-05 | 0.00010123 | 0.00016147
0 | 0 | 1.6693e-06 | 5.1731e-07 | 0 | 1.4237e-06 | 0.00014998 | 9.0004e-05 | 0.00010769 | 0.00014267 | 0.00019117 | 0.00010936 | 0.00010835 | 0.0003807 | 0.00014681 | 3.7426e-05 | 7.8932e-05 | 0.0001232
0 | 0 | 1.8551e-06 | 4.602e-07 | 0 | 1.0678e-06 | 0.00015503 | 9.4973e-05 | 4.307e-05 | 8.0325e-05 | 0.00017084 | 0.00010902 | 0.00011723 | 0.00038701 | 0.00010705 | 1.6307e-05 | 6.9641e-05 | 7.4258e-05
0 | 0 | 1.5265e-06 | 5.2907e-07 | 0 | 0 | 6.7199e-05 | 9.5736e-05 | 6.5508e-05 | 0.00045919 | 0.00013466 | 0.00010744 | 5.9489e-05 | 0.00020865 | 0.00012627 | 1.3293e-05 | 4.6766e-05 | 3.8048e-05
0 | 7.9113e-07 | 9.7337e-06 | 4.1653e-07 | 0 | 0 | 9.2966e-05 | 0.00010133 | 5.5328e-05 | 0.00039413 | 0.00013495 | 0.00012593 | 0.00010415 | 0.00022339 | 0.00012754 | 2.4585e-05 | 0.00010055 | 1.5209e-06
0 | 0 | 8.4251e-06 | 3.1912e-07 | 0 | 0 | 0.00012672 | 9.2527e-05 | 0.00010448 | 5.0722e-05 | 0.00012309 | 0.00010382 | 0.00025922 | 0.00025327 | 0.00026841 | 6.146e-05 | 0.00013748 | 5.6773e-05
5.6655e-06 | 0 | 7.0119e-06 | 4.4005e-07 | 0 | 0 | 0.00014493 | 9.6699e-05 | 0.00012448 | 0.00015862 | 8.3157e-05 | 0.00010849 | 0.00049786 | 0.00026198 | 0.00041986 | 6.0711e-05 | 0.00018918 | 9.5993e-07
0 | 3.1645e-07 | 7.0567e-06 | 6.416e-07 | 0 | 1.5485e-06 | 0.0001587 | 0.00010117 | 0.00010017 | 0.00019407 | 1.1104e-05 | 0.0001132 | 0.00040597 | 0.00025237 | 0.00058146 | 0.00010442 | 0.00022665 | 1.1469e-06
0 | 3.1645e-07 | 6.9262e-06 | 2.2002e-06 | 0 | 0 | 0.00021226 | 9.3828e-05 | 0.00014919 | 0.00011393 | 3.5614e-06 | 0.00011064 | 0.0001263 | 0.00023225 | 0.0002813 | 5.6638e-05 | 0.00020545 | 3.7487e-05
0 | 0 | 6.643e-06 | 1.4377e-06 | 0 | 0 | 0.00020964 | 9.2811e-05 | 0.00015485 | 0.00011287 | 3.5947e-06 | 0.00010381 | 7.3643e-05 | 0.00020189 | 8.3636e-05 | 6.1132e-05 | 0.00023545 | 0.00013099
0 | 0 | 6.8192e-06 | 3.3927e-07 | 0 | 0 | 0.00019521 | 9.3839e-05 | 0.00016143 | 0.00010271 | 3.5281e-06 | 0.00010144 | 7.3739e-05 | 0.00017616 | 5.878e-05 | 3.505e-05 | 0.00016735 | 3.5867e-05
0 | 0 | 6.8479e-06 | 2.6672e-06 | 0 | 0 | 0.00012962 | 9.9206e-05 | 0.00025082 | 6.9182e-05 | 3.5614e-06 | 9.8363e-05 | 2.3525e-05 | 0.00015008 | 5.6963e-05 | 1.5015e-05 | 0.00012506 | 2.34e-05
0 | 0 | 6.4714e-06 | 5.1311e-06 | 0 | 0 | 6.7081e-05 | 8.8949e-05 | 0.00014147 | 7.3598e-05 | 3.5281e-06 | 9.3494e-05 | 1.023e-05 | 0.00014612 | 1.3446e-05 | 1.1962e-05 | 0.00010651 | 1.3339e-06
0 | 0 | 5.0452e-06 | 5.2067e-07 | 0 | 0 | 9.4698e-06 | 0.00010004 | 0.00016767 | 6.3231e-05 | 3.5281e-06 | 9.5364e-05 | 2.9732e-06 | 0.00014622 | 1.636e-05 | 9.2031e-06 | 3.8178e-05 | 1.2093e-06
0 | 0 | 8.7352e-07 | 5.2067e-07 | 0 | 0 | 1.2328e-05 | 8.5504e-05 | 0.0001575 | 5.1587e-05 | 3.628e-06 | 9.2257e-05 | 2.705e-06 | 0.00014662 | 1.7298e-05 | 8.9437e-06 | 2.9742e-05 | 1.0846e-06
0 | 0 | 7.6283e-07 | 5.2907e-07 | 0 | 0 | 1.1797e-06 | 8.6228e-05 | 0.00013473 | 5.3158e-05 | 3.5281e-06 | 9.018e-05 | 3.6054e-06 | 0.00014637 | 1.6999e-05 | 1.1358e-05 | 3.4632e-05 | 1.0846e-06
0 | 0 | 6.8885e-07 | 4.8036e-07 | 0 | 0 | 1.3197e-06 | 9.0218e-05 | 0.00014658 | 4.7421e-05 | 3.628e-06 | 8.7039e-05 | 2.772e-06 | 0.00014662 | 1.1727e-05 | 2.0904e-05 | 4.0947e-05 | 1.0223e-06
0 | 0 | 6.9011e-07 | 4.686e-07 | 0 | 0 | 4.0674e-06 | 9.5766e-05 | 0.00015111 | 6.2312e-05 | 3.5281e-06 | 8.7309e-05 | 9.8793e-06 | 0.00014597 | 1.9976e-05 | 1.6363e-05 | 5.3053e-05 | 1.0721e-06
0 | 0 | 7.7217e-07 | 3.8294e-07 | 0 | 0 | 3.4271e-05 | 8.537e-05 | 0.00025851 | 7.1421e-05 | 4.0407e-05 | 8.707e-05 | 1.9709e-05 | 0.00014532 | 2.7552e-05 | 2.084e-05 | 9.3734e-05 | 1.0758e-06
0 | 0 | 9.0736e-07 | 4.3669e-07 | 0 | 0 | 7.7818e-05 | 8.9187e-05 | 0.00032785 | 6.8521e-05 | 5.4553e-05 | 8.9978e-05 | 9.319e-05 | 0.00014496 | 7.06e-05 | 3.1579e-05 | 0.00025903 | 5.9765e-05
0 | 0 | 7.4496e-07 | 1.4428e-06 | 0 | 0 | 0.00012444 | 8.8792e-05 | 0.00035049 | 8.5482e-05 | 8.0348e-05 | 9.2705e-05 | 8.2419e-05 | 0.00014561 | 0.00010598 | 3.9091e-05 | 0.00022312 | 8.1744e-05
0 | 0 | 5.2075e-06 | 4.4005e-07 | 0 | 0 | 0.00018677 | 8.6849e-05 | 0.00026802 | 0.00010251 | 0.00015315 | 9.1517e-05 | 9.1061e-05 | 0.0001452 | 0.00012125 | 2.4846e-05 | 0.00018822 | 6.1934e-05
0 | 0 | 9.5803e-07 | 3.9974e-07 | 0 | 0 | 0.00016733 | 8.9552e-05 | 0.00018929 | 9.916e-05 | 0.00019445 | 8.5002e-05 | 9.1032e-05 | 0.00014923 | 4.0394e-05 | 3.446e-05 | 0.00016757 | 0.00010769
0 | 0 | 9.6374e-07 | 6.3152e-07 | 0 | 0 | 0.00018277 | 8.478e-05 | 0.00010632 | 6.3882e-05 | 0.00031193 | 8.8029e-05 | 0.00011644 | 0.00015896 | 4.5121e-05 | 2.9076e-05 | 9.8613e-05 | 0.00018984
0 | 0 | 1.1309e-06 | 4.3669e-07 | 0 | 0 | 0.00014626 | 9.9361e-05 | 4.3983e-05 | 9.6091e-05 | 0.00027199 | 9.1993e-05 | 9.1163e-05 | 0.00023049 | 7.9562e-05 | 1.5947e-05 | 8.5027e-05 | 7.5623e-05
0 | 0 | 1.1126e-06 | 4.2829e-07 | 0 | 0 | 0.00014035 | 8.6511e-05 | 5.4177e-05 | 9.8094e-05 | 0.00020827 | 9.7369e-05 | 7.8868e-05 | 0.00038296 | 0.00017597 | 1.5552e-05 | 7.8833e-05 | 1.1469e-06
5.2183e-07 | 0 | 1.3588e-06 | 3.1576e-07 | 0 | 0 | 0.000212 | 9.5833e-05 | 3.9205e-05 | 0.00047553 | 0.00016698 | 0.00010965 | 9.5677e-05 | 0.00038719 | 7.9469e-05 | 2.7252e-05 | 7.7955e-05 | 1.8949e-06
0 | 0 | 1.2658e-06 | 3.4767e-07 | 0 | 3.0253e-06 | 0.0001142 | 9.9402e-05 | 6.406e-05 | 7.1341e-05 | 0.00013431 | 0.00010809 | 0.00012355 | 0.00020432 | 0.00010653 | 3.0206e-05 | 8.5801e-05 | 7.7156e-05
0 | 0 | 1.1312e-06 | 2.1834e-07 | 0 | 3.0253e-06 | 0.00016301 | 0.00010404 | 0.00012565 | 6.1116e-05 | 0.0001352 | 0.00010024 | 0.00017506 | 0.00022414 | 9.0788e-05 | 1.7505e-05 | 9.2482e-05 | 1.3476e-05
0 | 0 | 5.5599e-06 | 1.8643e-07 | 0 | 0 | 0.0001544 | 8.7906e-05 | 0.00011156 | 0.0001197 | 0.00012297 | 9.898e-05 | 0.00019713 | 0.00025604 | 0.00040148 | 2.9113e-05 | 9.2273e-05 | 1.046e-05
0 | 0 | 8.1189e-06 | 2.0995e-07 | 0 | 0 | 0.00013801 | 9.1406e-05 | 0.00010791 | 0.00016093 | 8.4016e-05 | 0.00010587 | 0.0004588 | 0.00026223 | 0.00042397 | 3.1844e-05 | 0.00011723 | 8.0647e-05
0 | 0 | 8.9403e-06 | 2.8721e-07 | 0 | 0 | 0.00012801 | 0.00010705 | 6.3635e-05 | 0.00021715 | 1.1423e-05 | 0.00010312 | 0.00041205 | 0.00025249 | 0.00042442 | 2.8037e-05 | 0.00015134 | 9.9422e-05
0 | 0 | 7.3863e-06 | 2.6705e-07 | 0 | 0 | 0.00018657 | 8.4072e-05 | 0.00010759 | 7.292e-05 | 3.5281e-06 | 0.00010447 | 0.00017337 | 0.0002325 | 0.0001435 | 4.3801e-05 | 0.00014178 | 5.0116e-05
0 | 0 | 8.7276e-06 | 2.4908e-06 | 0 | 0 | 0.00016932 | 9.3847e-05 | 0.0001354 | 5.3916e-05 | 3.5947e-06 | 0.00012087 | 0.0001367 | 0.00020126 | 3.6283e-05 | 3.0581e-05 | 0.00015364 | 9.9584e-05
0 | 0 | 7.6696e-06 | 3.2399e-06 | 0 | 0 | 0.00015818 | 9.3027e-05 | 0.0004298 | 7.7622e-05 | 3.5947e-06 | 0.00011374 | 3.8269e-05 | 0.0001749 | 7.6954e-05 | 2.1781e-05 | 0.00014489 | 2.7713e-05
0 | 0 | 3.9453e-06 | 3.3927e-07 | 0 | 0 | 6.7604e-05 | 8.7032e-05 | 0.00045906 | 5.7449e-05 | 3.5947e-06 | 0.00010082 | 2.3637e-05 | 0.00015021 | 9.9576e-05 | 1.4059e-05 | 0.00014012 | 7.3703e-05
0 | 0 | 7.8889e-07 | 4.5684e-07 | 0 | 0 | 7.4351e-05 | 9.2759e-05 | 0.00026935 | 5.3006e-05 | 3.5614e-06 | 9.511e-05 | 5.5785e-06 | 0.00014587 | 2.6777e-05 | 4.6122e-06 | 9.3078e-05 | 6.2333e-08
0 | 0 | 6.5723e-07 | 3.5943e-07 | 0 | 0 | 5.3283e-05 | 8.4835e-05 | 0.00013714 | 7.1278e-05 | 3.5947e-06 | 8.9763e-05 | 7.5575e-06 | 0.00014762 | 2.6388e-05 | 4.4713e-06 | 4.9517e-05 | 2.4933e-07
0 | 0 | 5.8466e-07 | 2.4186e-07 | 0 | 0 | 1.7367e-05 | 8.348e-05 | 0.00016856 | 5.297e-05 | 3.6613e-06 | 8.333e-05 | 8.4138e-06 | 0.00014661 | 1.4178e-05 | 4.1659e-06 | 4.4274e-05 | 1.87e-07
0 | 0 | 6.5723e-07 | 3.2752e-07 | 0 | 0 | 6.9526e-06 | 7.8984e-05 | 0.00016906 | 6.1482e-05 | 3.5614e-06 | 8.4927e-05 | 8.8257e-06 | 0.00014647 | 1.2866e-05 | 4.4397e-06 | 3.0367e-05 | 6.358e-07
0 | 0 | 6.5723e-07 | 3.0736e-07 | 0 | 0 | 3.1015e-06 | 8.7254e-05 | 0.00019593 | 5.7458e-05 | 3.5281e-06 | 8.1455e-05 | 4.659e-06 | 0.0001466 | 1.216e-05 | 4.3298e-06 | 4.8339e-05 | 1.7079e-06
0 | 0 | 6.7464e-07 | 3.4767e-07 | 0 | 0 | 2.9595e-06 | 8.3509e-05 | 0.00021101 | 4.9981e-05 | 3.628e-06 | 8.1887e-05 | 1.2458e-05 | 0.00014597 | 1.7987e-05 | 4.5168e-06 | 6.7816e-05 | 1.122e-06
0 | 0 | 6.9566e-07 | 3.1912e-07 | 0 | 0 | 1.6237e-05 | 8.7144e-05 | 0.00029392 | 5.9849e-05 | 4.054e-05 | 8.2608e-05 | 1.6142e-05 | 0.00014548 | 2.4446e-05 | 4.6122e-06 | 4.5797e-05 | 5.61e-07
0 | 0 | 5.0706e-07 | 2.5362e-07 | 0 | 0 | 4.623e-05 | 8.6925e-05 | 0.00039046 | 7.4945e-05 | 5.5425e-05 | 8.6209e-05 | 4.3791e-05 | 0.00014495 | 5.0642e-05 | 8.4e-05 | 0.000119 | 9.2253e-07
0 | 0 | 6.415e-07 | 3.3423e-07 | 0 | 0 | 8.3148e-05 | 7.9635e-05 | 0.00045132 | 9.121e-05 | 7.915e-05 | 8.4739e-05 | 8.2298e-05 | 0.00014521 | 9.6794e-05 | 0.00015392 | 0.00028932 | 6.1635e-05
0 | 0 | 7.8947e-07 | 2.9896e-07 | 0 | 0 | 0.00019346 | 8.0542e-05 | 0.00047819 | 7.5436e-05 | 0.00016024 | 9.1719e-05 | 0.0001414 | 0.00014468 | 6.0411e-05 | 1.8854e-05 | 0.00023786 | 0.00020294
0 | 0 | 9.4292e-07 | 3.0232e-07 | 0 | 0 | 0.00023387 | 8.5286e-05 | 0.00036855 | 5.6878e-05 | 0.00018601 | 9.1383e-05 | 0.00012845 | 0.00014494 | 0.00010195 | 2.363e-05 | 0.00025996 | 0.00017475
1.2747e-05 | 0 | 1.0915e-06 | 1.4948e-06 | 0 | 0 | 0.00028631 | 8.8298e-05 | 0.00025085 | 6.4899e-05 | 0.00027646 | 0.00010022 | 0.00011989 | 0.00014507 | 0.00013373 | 2.9718e-05 | 0.00027868 | 0.00022815
7.0819e-06 | 0 | 1.1324e-06 | 2.5412e-06 | 0 | 0 | 0.00033108 | 8.6206e-05 | 8.6779e-05 | 6.9125e-05 | 0.00023599 | 0.00010685 | 0.0001565 | 0.00022166 | 0.00013276 | 2.5527e-05 | 0.00015661 | 3.821e-05
0 | 0 | 1.2116e-06 | 4.2258e-06 | 0 | 0 | 0.00027458 | 9.8243e-05 | 8.7759e-05 | 0.00016155 | 0.00024322 | 0.00010647 | 0.00020745 | 0.00036039 | 0.0001278 | 2.0827e-05 | 0.00011524 | 0.00012836
0 | 0 | 1.1402e-06 | 1.4075e-06 | 0 | 0 | 0.00017935 | 9.4447e-05 | 6.6978e-05 | 9.8098e-05 | 0.00024653 | 0.00011447 | 0.00010578 | 0.00040085 | 5.9186e-05 | 5.7834e-05 | 8.494e-05 | 3.0506e-05
0 | 0 | 1.1443e-06 | 1.3504e-06 | 0 | 2.3135e-06 | 0.00017646 | 9.3363e-05 | 7.4592e-05 | 7.0065e-05 | 0.00021275 | 0.00011877 | 0.00015773 | 0.00039202 | 0.00013524 | 1.4913e-05 | 4.766e-05 | 4.4095e-05
0 | 0 | 7.3811e-06 | 5.425e-07 | 0 | 1.9575e-06 | 0.0001927 | 0.00010609 | 5.6432e-05 | 6.2089e-05 | 0.00021394 | 0.00011336 | 0.0002064 | 0.00045334 | 0.00018842 | 2.0069e-05 | 9.8435e-05 | 1.6331e-06
0 | 0 | 7.3222e-06 | 2.1297e-06 | 0 | 3.0253e-06 | 0.00019663 | 9.4328e-05 | 6.8277e-05 | 0.00012961 | 0.00013804 | 0.00010215 | 0.00021466 | 0.0004572 | 0.00021126 | 2.166e-05 | 0.00011525 | 7.6221e-05
0 | 0 | 6.6264e-06 | 8.3811e-07 | 0 | 1.4088e-06 | 0.00018554 | 9.1343e-05 | 8.3925e-05 | 0.00014305 | 8.4728e-05 | 0.0001086 | 0.00045299 | 0.00044961 | 0.00035032 | 5.0257e-05 | 0.00017402 | 2.0582e-05
0 | 0 | 5.7831e-06 | 3.2567e-06 | 0 | 1.7647e-06 | 0.00014805 | 0.00010904 | 4.2622e-05 | 0.00014406 | 1.1756e-05 | 0.000109 | 0.00035393 | 0.0002785 | 0.00026938 | 4.344e-05 | 0.00019344 | 4.9717e-05
0 | 0 | 6.1404e-06 | 4.8338e-06 | 0 | 3.5592e-07 | 0.00014323 | 9.1e-05 | 7.1144e-05 | 5.935e-05 | 3.6613e-06 | 0.00010622 | 0.00014155 | 0.00021221 | 0.00011623 | 4.4247e-05 | 0.00017036 | 1.2093e-06
0 | 0 | 6.207e-06 | 4.298e-06 | 0 | 0 | 0.00021423 | 9.8545e-05 | 8.7864e-05 | 5.3541e-05 | 3.4616e-06 | 9.9287e-05 | 9.5502e-05 | 0.0001966 | 9.6342e-05 | 3.8906e-05 | 0.00014127 | 1.0846e-06
0 | 0 | 7.461e-06 | 1.6225e-06 | 0 | 1.2457e-06 | 9.7744e-05 | 8.6847e-05 | 0.00014475 | 0.00016015 | 3.5947e-06 | 9.8255e-05 | 2.4787e-05 | 0.00018435 | 6.6854e-05 | 2.935e-05 | 0.00013968 | 1.1469e-06
0 | 0 | 4.8375e-06 | 4.8036e-07 | 0 | 0 | 0.00012038 | 0.00010582 | 0.000151 | 6.4194e-05 | 3.5947e-06 | 9.7961e-05 | 9.1736e-06 | 0.0001639 | 7.5683e-05 | 3.9152e-05 | 8.327e-05 | 8.8513e-07
0 | 0 | 8.6695e-07 | 6.2144e-07 | 0 | 0 | 6.6905e-05 | 9.4691e-05 | 0.00012914 | 5.2524e-05 | 3.6613e-06 | 9.7019e-05 | 6.1149e-06 | 0.00015747 | 5.43e-05 | 2.3528e-05 | 6.9302e-05 | 1.2093e-06
0 | 0 | 7.1237e-07 | 6.332e-07 | 0 | 0 | 4.7381e-05 | 9.1979e-05 | 0.00013044 | 5.1355e-05 | 3.5281e-06 | 9.3545e-05 | 8.682e-06 | 0.0001475 | 5.0254e-05 | 1.2715e-05 | 8.172e-05 | 8.8513e-07
0 | 0 | 7.2979e-07 | 6.416e-07 | 0 | 0 | 2.482e-05 | 8.6963e-05 | 0.00015195 | 5.5174e-05 | 3.5614e-06 | 8.9815e-05 | 4.8027e-06 | 0.00014636 | 5.6233e-05 | 8.7889e-06 | 5.9114e-05 | 1.0223e-06
0 | 0 | 7.2979e-07 | 5.9793e-07 | 0 | 0 | 2.0993e-05 | 9.2154e-05 | 0.00016333 | 5.2658e-05 | 3.6613e-06 | 9.1483e-05 | 1.7854e-06 | 0.00014722 | 1.3421e-05 | 8.3972e-06 | 4.4955e-05 | 9.5993e-07
0 | 0 | 5.6877e-07 | 5.6098e-07 | 0 | 0 | 1.0778e-05 | 9.3297e-05 | 0.000198 | 4.9455e-05 | 3.5281e-06 | 8.7796e-05 | 1.8812e-06 | 0.00014736 | 2.0468e-05 | 8.0461e-06 | 5.0779e-05 | 1.0846e-06
0 | 0 | 7.2979e-07 | 6.1304e-07 | 0 | 0 | 9.3695e-06 | 8.4632e-05 | 0.00021094 | 4.7787e-05 | 3.6613e-06 | 8.2954e-05 | 2.5709e-06 | 0.00014597 | 2.3739e-05 | 6.562e-06 | 8.5955e-05 | 1.6456e-06
0 | 0 | 7.2979e-07 | 5.4922e-07 | 0 | 0 | 1.866e-05 | 8.8449e-05 | 0.00022374 | 5.1373e-05 | 3.9475e-05 | 8.4773e-05 | 7.228e-06 | 0.00014699 | 2.0283e-05 | 6.9623e-06 | 7.2899e-05 | 1.2093e-06
0 | 0 | 7.5802e-07 | 5.2067e-07 | 0 | 0 | 3.9246e-05 | 8.1688e-05 | 0.00029926 | 8.2244e-05 | 5.5525e-05 | 7.9564e-05 | 2.97e-05 | 0.00015288 | 4.2262e-05 | 8.4609e-06 | 0.0001345 | 2.3687e-06
0 | 0 | 8.0585e-07 | 1.4276e-06 | 0 | 0 | 7.2281e-05 | 9.2596e-05 | 0.00039088 | 9.5439e-05 | 5.7815e-05 | 8.3485e-05 | 0.00012705 | 0.00015138 | 0.00012114 | 1.2418e-05 | 0.00018119 | 0.0002252
0 | 0 | 7.8947e-07 | 8.1291e-07 | 0 | 0 | 0.00020654 | 8.4315e-05 | 0.00026407 | 9.9686e-05 | 0.00016936 | 9.4235e-05 | 0.00011921 | 0.00014733 | 0.00018637 | 0.00011067 | 0.0001709 | 0.0002633
0 | 0 | 9.9807e-07 | 5.4082e-07 | 0 | 0 | 0.00026607 | 9.7967e-05 | 0.00018344 | 8.6526e-05 | 0.00017181 | 9.2772e-05 | 0.00014321 | 0.00014506 | 0.0001599 | 6.7437e-05 | 0.00025534 | 0.0010633
0 | 0 | 9.8234e-07 | 3.0232e-07 | 0 | 0 | 0.00030643 | 8.6366e-05 | 0.00013122 | 0.00010822 | 0.00027458 | 8.9769e-05 | 0.00012041 | 0.00014822 | 0.00014098 | 0.00018857 | 0.00018753 | 0.00076484
0 | 0 | 1.1958e-06 | 2.1834e-07 | 0 | 0 | 0.0003632 | 9.178e-05 | 0.00012694 | 8.8453e-05 | 0.00028092 | 9.5911e-05 | 0.00020806 | 0.00028938 | 0.00024882 | 2.7379e-05 | 0.00013444 | 0.00017887
0 | 0 | 1.0521e-06 | 2.385e-07 | 0 | 1.6372e-05 | 0.00029158 | 0.00010475 | 0.00011716 | 0.00018139 | 0.00027289 | 0.00010498 | 0.00012583 | 0.00042775 | 0.00018839 | 2.5948e-05 | 0.00013613 | 6.909e-05
0 | 0 | 9.9655e-07 | 2.5529e-07 | 0 | 0 | 0.00023795 | 9.6875e-05 | 0.00010672 | 0.00010696 | 0.00025468 | 0.0001169 | 0.0001468 | 0.00039899 | 0.00029541 | 6.4905e-05 | 8.2371e-05 | 4.003e-05
1.4164e-06 | 0 | 1.1709e-06 | 2.0692e-06 | 0 | 0 | 0.00026672 | 9.704e-05 | 7.8611e-05 | 6.9906e-05 | 0.00015546 | 0.00011336 | 0.00031526 | 0.00027139 | 0.00027998 | 2.9252e-05 | 0.00011716 | 0.00010547
0 | 0 | 9.7041e-07 | 2.778e-06 | 0 | 0 | 0.00022843 | 9.965e-05 | 5.5152e-05 | 8.0049e-05 | 0.00013455 | 0.00010841 | 0.00031348 | 0.00023919 | 0.00020398 | 2.7658e-05 | 0.0001228 | 0.0001673
0 | 2.5084e-07 | 9.725e-07 | 4.251e-06 | 0 | 0 | 0.00022709 | 0.00010235 | 9.252e-05 | 0.00011386 | 0.00012044 | 0.00010241 | 0.0003531 | 0.00024325 | 0.00027997 | 2.1314e-05 | 0.00013416 | 0.000136
0 | 0 | 6.5835e-06 | 2.7545e-07 | 0 | 8.8979e-07 | 0.0002293 | 0.00010089 | 7.2671e-05 | 0.00024481 | 8.4622e-05 | 0.00010234 | 0.00057204 | 0.00023322 | 0.0003689 | 3.381e-05 | 0.0001402 | 0.0001301
0 | 0 | 8.1793e-06 | 1.5818e-05 | 0 | 0 | 0.00017645 | 9.5229e-05 | 0.0001126 | 0.00018711 | 1.1263e-05 | 0.00010665 | 0.00038676 | 0.00023283 | 0.00031419 | 4.2131e-05 | 0.00019274 | 0.00014289
0 | 0 | 7.461e-06 | 5.5258e-07 | 0 | 1.7796e-07 | 0.00015576 | 9.7997e-05 | 0.00013166 | 9.8669e-05 | 3.5614e-06 | 0.00010343 | 0.00015715 | 0.00021032 | 0.00015578 | 4.9068e-05 | 0.0001762 | 0.00014824
0 | 0 | 7.1619e-06 | 1.9819e-07 | 0 | 0 | 0.00020707 | 9.3766e-05 | 0.00016387 | 5.7934e-05 | 3.5947e-06 | 0.0001205 | 0.00011459 | 0.0001956 | 3.5733e-05 | 4.0253e-05 | 0.0001032 | 4.3675e-06
0 | 0 | 7.182e-06 | 6.332e-07 | 0 | 0 | 0.00017154 | 0.00010366 | 0.00019039 | 5.3961e-05 | 3.5947e-06 | 0.0001004 | 3.7599e-05 | 0.00018586 | 4.763e-05 | 3.0898e-05 | 0.00010628 | 4.2162e-05
0 | 0 | 4.5327e-06 | 4.602e-07 | 0 | 0 | 8.5065e-05 | 8.9205e-05 | 0.00018403 | 0.00013921 | 3.4948e-06 | 9.2221e-05 | 1.7407e-05 | 0.00016465 | 7.1884e-05 | 1.9061e-05 | 0.0001042 | 3.3997e-05
0 | 0 | 8.5282e-07 | 2.0272e-06 | 0 | 0 | 4.5998e-05 | 9.9938e-05 | 0.00016638 | 7.3643e-05 | 3.5947e-06 | 9.418e-05 | 1.3692e-05 | 0.00015722 | 3.319e-05 | 1.316e-05 | 7.375e-05 | 1.0846e-06
0 | 0 | 6.5936e-07 | 3.9319e-06 | 0 | 0 | 3.7942e-06 | 8.6217e-05 | 0.00017226 | 7.8374e-05 | 3.5947e-06 | 8.4891e-05 | 8.9521e-06 | 0.00014724 | 2.9557e-05 | 9.0937e-06 | 6.2046e-05 | 1.2716e-06
0 | 0 | 6.5723e-07 | 5.6098e-07 | 0 | 0 | 1.4792e-06 | 8.7723e-05 | 0.0001703 | 4.7358e-05 | 3.5614e-06 | 8.375e-05 | 2.3506e-06 | 0.00014636 | 1.6221e-05 | 6.6799e-06 | 4.4945e-05 | 1.2093e-06
0 | 0 | 6.9386e-07 | 5.5258e-07 | 0 | 0 | 1.5164e-06 | 8.8796e-05 | 0.00018571 | 0.00024093 | 3.5947e-06 | 8.3921e-05 | 2.3506e-06 | 0.00014659 | 1.3018e-05 | 8.2107e-06 | 2.0605e-05 | 8.976e-07
0 | 0 | 4.7949e-07 | 5.6098e-07 | 0 | 0 | 1.6122e-06 | 8.4755e-05 | 0.00022416 | 4.8774e-05 | 3.628e-06 | 8.4296e-05 | 5.7797e-06 | 0.00014761 | 3.5748e-05 | 8.1555e-06 | 4.683e-05 | 1.6456e-06
0 | 0 | 7.4051e-07 | 5.8953e-07 | 0 | 0 | 1.5286e-06 | 8.256e-05 | 0.00023946 | 4.839e-05 | 3.5281e-06 | 8.4892e-05 | 2.5326e-06 | 0.00014698 | 3.3654e-05 | 7.3679e-06 | 6.0571e-05 | 1.0846e-06
0 | 0 | 7.0638e-07 | 6.416e-07 | 0 | 0 | 8.5525e-06 | 8.2417e-05 | 0.00025986 | 6.211e-05 | 4.054e-05 | 7.8334e-05 | 3.092e-05 | 0.00014636 | 1.7634e-05 | 1.2304e-05 | 3.8351e-05 | 1.3963e-06
0 | 0 | 6.5219e-07 | 6.332e-07 | 0 | 0 | 9.3308e-06 | 8.594e-05 | 0.00030642 | 5.1763e-05 | 5.5658e-05 | 7.7703e-05 | 3.1109e-05 | 0.00014595 | 4.6919e-05 | 2.7192e-05 | 8.1165e-05 | 1.5833e-06
0 | 0 | 5.33e-07 | 7.8436e-07 | 0 | 3.5592e-07 | 5.8965e-05 | 7.7973e-05 | 0.00038731 | 0.00011551 | 8.0448e-05 | 8.2572e-05 | 7.1109e-05 | 0.00014596 | 8.3346e-05 | 1.5429e-05 | 0.00011786 | 2.441e-05
0 | 0 | 8.6238e-07 | 5.9289e-07 | 0 | 1.7796e-06 | 9.5301e-05 | 7.6363e-05 | 0.00032452 | 8.0718e-05 | 0.00013009 | 8.8211e-05 | 0.00023839 | 0.00026161 | 0.00030899 | 0.00015619 | 0.00023467 | 2.0869e-05
0 | 0 | 1.3915e-06 | 8.9353e-07 | 0 | 4.449e-06 | 0.00019331 | 9.0671e-05 | 0.0002736 | 0.000416 | 0.00014077 | 8.6792e-05 | 0.00018916 | 0.00027496 | 0.0002926 | 0.00013267 | 0.00030605 | 0.000112
0 | 0 | 1.1513e-06 | 5.8113e-07 | 0 | 3.0253e-06 | 0.00027388 | 8.1887e-05 | 0.00018029 | 6.3442e-05 | 0.00033433 | 9.0037e-05 | 0.00018992 | 0.00027472 | 0.00020357 | 3.6882e-05 | 0.0002166 | 0.00012959
1.4164e-05 | 0 | 1.3409e-06 | 6.2648e-06 | 0 | 6.5845e-06 | 0.00020727 | 8.6868e-05 | 0.00018029 | 0.00011678 | 0.00039141 | 9.199e-05 | 0.00032152 | 0.00026406 | 0.00023425 | 3.0433e-05 | 0.00011632 | 0.00017612
0 | 0 | 1.068e-06 | 1.0766e-06 | 0 | 4.449e-06 | 0.00034081 | 9.0837e-05 | 0.00013587 | 0.00011469 | 0.00031142 | 0.0001002 | 0.00019709 | 0.00036273 | 0.00022405 | 2.5059e-05 | 0.00012593 | 0.00011626
2.8328e-06 | 0 | 1.0691e-06 | 5.0051e-07 | 0 | 0 | 0.0003211 | 0.00010048 | 7.7606e-05 | 9.7907e-05 | 0.00027549 | 0.00011529 | 0.00017639 | 0.00039977 | 9.4692e-05 | 1.5902e-05 | 0.00010724 | 4.3633e-05
4.2492e-06 | 0 | 1.359e-06 | 4.5684e-07 | 0 | 0 | 0.00024978 | 9.8293e-05 | 6.5363e-05 | 0.00066056 | 0.00021387 | 0.0001133 | 0.00016446 | 0.00022084 | 0.00020766 | 1.7574e-05 | 8.8401e-05 | 7.7543e-06
5.6655e-06 | 0 | 1.1866e-06 | 5.0051e-07 | 0 | 4.449e-06 | 0.0002161 | 9.9416e-05 | 6.1249e-05 | 0.00027718 | 0.00021372 | 0.00010748 | 0.00022219 | 0.00023919 | 0.00030822 | 2.7022e-05 | 9.7034e-05 | 1.2716e-06
0 | 0 | 9.1735e-07 | 5.7273e-07 | 0 | 1.4237e-06 | 0.00017333 | 9.8018e-05 | 8.8524e-05 | 6.655e-05 | 0.00012498 | 9.6768e-05 | 0.00047958 | 0.00024212 | 0.00028181 | 3.177e-05 | 0.00014043 | 8.228e-07
5.6655e-06 | 0 | 1.0314e-06 | 1.1119e-06 | 0 | 3.5592e-07 | 0.00024105 | 9.746e-05 | 6.2429e-05 | 5.8002e-05 | 8.4302e-05 | 0.00011309 | 0.00064228 | 0.00023284 | 0.00040812 | 3.0214e-05 | 0.00016963 | 1.41e-05
0 | 0 | 8.5921e-07 | 9.9431e-06 | 0 | 0 | 0.00024639 | 9.3272e-05 | 0.00012101 | 0.0003058 | 1.1263e-05 | 0.00010667 | 0.00060482 | 0.00023157 | 0.00032175 | 2.6258e-05 | 0.00019376 | 8.4736e-05
0 | 0 | 9.4488e-07 | 3.3138e-06 | 0 | 0 | 0.00024954 | 9.2233e-05 | 0.000143 | 0.00015303 | 3.5947e-06 | 0.00011469 | 0.00022102 | 0.0002107 | 0.0001378 | 2.9211e-05 | 0.00018377 | 5.2884e-05
0 | 0 | 8.7523e-07 | 2.8435e-06 | 0 | 0 | 0.00019815 | 0.00010251 | 0.00025236 | 0.00011343 | 3.5281e-06 | 0.00011097 | 0.00010935 | 0.00019371 | 5.0097e-05 | 2.1468e-05 | 0.00019588 | 5.0577e-05
0 | 0 | 8.7691e-07 | 8.5994e-07 | 0 | 0 | 0.00020457 | 8.7243e-05 | 0.00019869 | 0.00015433 | 3.5947e-06 | 9.7072e-05 | 0.00012233 | 0.00018486 | 4.3821e-05 | 2.2287e-05 | 0.00021463 | 1.1469e-06
0 | 0 | 8.5862e-07 | 2.2624e-06 | 0 | 0 | 0.00013908 | 9.1659e-05 | 0.00016762 | 8.0227e-05 | 3.5947e-06 | 9.5445e-05 | 6.7244e-05 | 0.0001639 | 5.9235e-05 | 1.5045e-05 | 9.7048e-05 | 5.8693e-05
0 | 0 | 7.7784e-07 | 2.2405e-06 | 0 | 0 | 0.00010078 | 9.0791e-05 | 0.00018074 | 6.2339e-05 | 3.5614e-06 | 8.786e-05 | 9.2103e-05 | 0.00015647 | 1.607e-05 | 1.4544e-05 | 7.6648e-05 | 1.0846e-06
0 | 0 | 5.6268e-07 | 2.3967e-06 | 0 | 0 | 3.9625e-05 | 8.0952e-05 | 0.00023034 | 5.4077e-05 | 3.5947e-06 | 8.9033e-05 | 3.0069e-05 | 0.00014585 | 1.3169e-05 | 1.1012e-05 | 8.7384e-05 | 1.6456e-06
0 | 0 | 6.1308e-07 | 1.913e-06 | 0 | 0 | 1.0761e-05 | 9.3778e-05 | 0.00024608 | 5.0231e-05 | 3.6613e-06 | 8.5141e-05 | 1.0588e-05 | 0.00014561 | 1.5364e-05 | 1.074e-05 | 5.7984e-05 | 1.2217e-06
0 | 0 | 6.8706e-07 | 2.4723e-06 | 0 | 0 | 1.2063e-06 | 7.8732e-05 | 0.00027405 | 4.478e-05 | 3.4948e-06 | 8.4999e-05 | 1.0354e-05 | 0.00014586 | 1.4254e-05 | 1.0949e-05 | 3.5722e-05 | 1.0223e-06
0 | 0 | 5.4051e-07 | 2.6688e-06 | 0 | 0 | 1.0632e-06 | 9.9517e-05 | 0.00031748 | 5.3318e-05 | 3.5281e-06 | 8.1399e-05 | 1.055e-05 | 0.00014624 | 8.6784e-06 | 1.1123e-05 | 3.0607e-05 | 1.5209e-06
0 | 0 | 4.8291e-07 | 2.4757e-06 | 0 | 0 | 1.5696e-06 | 7.4387e-05 | 0.00032552 | 4.5449e-05 | 3.628e-06 | 7.997e-05 | 2.7657e-05 | 0.0001471 | 1.5288e-05 | 1.1559e-05 | 7.4369e-05 | 1.0846e-06
0 | 0 | 4.6557e-07 | 2.5933e-06 | 0 | 0 | 4.0824e-05 | 7.9923e-05 | 0.00041645 | 4.1104e-05 | 4.0607e-05 | 7.8288e-05 | 4.5789e-05 | 0.00014519 | 3.706e-05 | 1.213e-05 | 0.00010709 | 1.2716e-06
0 | 0 | 5.0959e-06 | 2.6151e-06 | 0 | 0 | 7.9212e-05 | 9.1506e-05 | 0.00051168 | 6.3275e-05 | 5.5385e-05 | 8.3128e-05 | 0.00016573 | 0.00014597 | 9.1893e-05 | 1.2655e-05 | 0.0002148 | 1.6456e-06
0 | 0 | 4.452e-06 | 3.1475e-06 | 0 | 0 | 0.00012153 | 7.0456e-05 | 0.00040637 | 8.4126e-05 | 8.0282e-05 | 8.4526e-05 | 0.00010161 | 0.00014523 | 9.0594e-05 | 1.1068e-05 | 0.00028947 | 8.3277e-06
0 | 0 | 8.5886e-07 | 1.1891e-06 | 0 | 1.7796e-07 | 0.00019637 | 8.1883e-05 | 0.00041632 | 9.9909e-05 | 0.00012503 | 8.3779e-05 | 0.00011346 | 0.00014457 | 4.4552e-05 | 1.6321e-05 | 0.00015041 | 0.00011266
0 | 0 | 2.2535e-05 | 6.416e-07 | 0 | 8.8979e-07 | 0.00024158 | 8.2e-05 | 0.00027969 | 7.8285e-05 | 0.00014708 | 8.9367e-05 | 0.00012877 | 0.00014961 | 1.8078e-05 | 3.3182e-05 | 0.00019477 | 0.00014439
0 | 0 | 1.6844e-06 | 6.332e-07 | 0 | 1.4237e-06 | 0.00024334 | 9.4104e-05 | 0.00018527 | 8.1762e-05 | 0.00031072 | 9.7526e-05 | 0.00014023 | 0.00015896 | 5.1966e-05 | 2.8407e-05 | 0.00018457 | 0.00014626
0 | 0 | 1.2678e-06 | 6.1808e-07 | 0 | 3.0104e-06 | 0.00029038 | 8.5548e-05 | 0.00014173 | 9.3039e-05 | 0.00031487 | 9.8019e-05 | 0.0001403 | 0.00023094 | 0.0001814 | 1.1681e-05 | 0.00014891 | 2.7302e-06
0 | 0 | 1.1235e-06 | 4.6524e-06 | 0 | 2.8473e-06 | 0.00018483 | 9.8706e-05 | 8.5923e-05 | 0.00013066 | 0.00024915 | 0.00010084 | 0.0001425 | 0.00038019 | 0.00010334 | 1.5199e-05 | 0.00014698 | 6.5849e-05
0 | 0 | 1.1075e-06 | 1.7014e-06 | 0 | 2.1355e-06 | 0.00018878 | 8.729e-05 | 4.78e-05 | 0.00069184 | 0.00019564 | 0.00010749 | 5.896e-05 | 0.00038623 | 0.00010558 | 1.5522e-05 | 9.1001e-05 | 1.4586e-06
0 | 0 | 1.0349e-06 | 6.1808e-07 | 0 | 2.1355e-06 | 0.00019398 | 0.00010264 | 4.9372e-05 | 0.00010859 | 0.00013421 | 0.00010641 | 0.00013125 | 0.00020449 | 7.6875e-05 | 1.3598e-05 | 0.00011165 | 4.7187e-05
0 | 0 | 1.1064e-06 | 5.6434e-07 | 0 | 0 | 0.00015384 | 9.4733e-05 | 4.1709e-05 | 4.6966e-05 | 0.00013472 | 0.00010348 | 8.3517e-05 | 0.0001597 | 9.4332e-05 | 2.697e-05 | 0.00010932 | 3.8908e-05
0 | 0 | 3.0996e-06 | 1.5385e-06 | 0 | 1.4237e-06 | 0.0001697 | 9.8844e-05 | 4.7671e-05 | 0.0001096 | 0.0001262 | 9.9589e-05 | 0.00030266 | 0.00010903 | 0.00020755 | 3.763e-05 | 0.00012294 | 1.0223e-06
0 | 0 | 9.5736e-06 | 9.8977e-06 | 0 | 4.449e-06 | 0.00015177 | 0.00010913 | 0.00011893 | 0.00018614 | 8.3384e-05 | 0.00010177 | 0.00051364 | 0.00011824 | 0.00062487 | 8.8648e-05 | 0.00017071 | 6.5226e-05
0 | 0 | 8.9359e-06 | 6.8459e-06 | 0 | 2.1355e-06 | 0.00013095 | 9.5397e-05 | 0.00012986 | 0.00016312 | 1.1104e-05 | 0.00012162 | 0.00047474 | 0.00010661 | 0.00046616 | 5.5828e-05 | 0.00025731 | 0.00018871
0 | 0 | 9.3217e-06 | 5.3931e-06 | 0 | 3.5592e-07 | 0.00015584 | 0.00010062 | 0.00015044 | 0.00015977 | 3.5281e-06 | 0.00011909 | 0.00023494 | 0.00011761 | 0.00030352 | 5.7137e-05 | 0.00024101 | 0.000223
1.6997e-05 | 0 | 7.1259e-06 | 3.6682e-06 | 0 | 0 | 0.00016216 | 9.1741e-05 | 0.00018755 | 0.00012315 | 3.5947e-06 | 0.00010549 | 8.2407e-05 | 5.6892e-05 | 0.0001095 | 7.6396e-05 | 0.00017041 | 0.00010102
0 | 0 | 7.3601e-06 | 3.7387e-06 | 0 | 0 | 7.9612e-05 | 9.4832e-05 | 0.00035185 | 0.00010311 | 3.5614e-06 | 0.000106 | 0.00013636 | 3.1787e-05 | 0.00011588 | 4.7618e-05 | 0.000167 | 2.0084e-05
0 | 0 | 8.6799e-07 | 4.1569e-06 | 0 | 0 | 0.00010795 | 9.4412e-05 | 0.00031145 | 6.7638e-05 | 3.628e-06 | 9.8771e-05 | 2.5612e-05 | 6.0874e-06 | 0.00011898 | 1.7344e-05 | 0.00010295 | 5.8169e-05
0 | 0 | 7.5513e-07 | 4.8288e-06 | 0 | 5.3388e-07 | 7.4414e-05 | 8.7098e-05 | 0.00030004 | 6.5845e-05 | 3.5947e-06 | 9.5083e-05 | 9.3385e-05 | 1.7516e-06 | 5.3634e-05 | 1.5328e-05 | 6.2876e-05 | 1.0846e-06
0 | 0 | 6.8706e-07 | 1.9651e-06 | 0 | 5.3388e-07 | 3.2535e-05 | 8.9917e-05 | 0.00032355 | 5.9733e-05 | 3.5281e-06 | 9.3348e-05 | 1.5142e-05 | 1.7278e-06 | 1.4859e-05 | 1.0194e-05 | 4.4196e-05 | 8.976e-07
9.63e-07 | 0 | 6.146e-07 | 1.1757e-07 | 0 | 1.7796e-06 | 7.3067e-06 | 8.9325e-05 | 0.00021461 | 0.00010007 | 3.6613e-06 | 8.6307e-05 | 6.0383e-06 | 1.6191e-06 | 3.1737e-05 | 1.75e-05 | 2.4704e-05 | 1.0223e-06
0 | 0 | 7.9807e-07 | 1.1757e-07 | 0 | 1.7796e-07 | 5.147e-06 | 8.7082e-05 | 0.00015556 | 6.2544e-05 | 3.4948e-06 | 8.8539e-05 | 2.5709e-06 | 1.745e-06 | 2.495e-05 | 1.6499e-05 | 3.107e-05 | 1.0223e-06
0 | 0 | 7.6572e-07 | 6.2144e-07 | 0 | 1.0678e-06 | 2.2194e-06 | 9.1936e-05 | 0.00018831 | 5.3532e-05 | 3.5947e-06 | 8.6366e-05 | 2.59e-06 | 2.3743e-06 | 1.496e-05 | 1.9031e-05 | 4.1545e-05 | 1.0223e-06
0 | 0 | 7.5185e-07 | 6.2984e-07 | 0 | 7.1183e-07 | 1.7803e-05 | 9.0542e-05 | 0.00021242 | 4.8367e-05 | 3.5947e-06 | 8.26e-05 | 8.8736e-06 | 2.1054e-06 | 1.9198e-05 | 1.7951e-05 | 4.7685e-05 | 1.0846e-06
0 | 0 | 7.5792e-07 | 1.0581e-06 | 0 | 8.8979e-07 | 1.555e-05 | 7.61e-05 | 0.00023654 | 4.6607e-05 | 3.4616e-05 | 8.04e-05 | 2.7592e-05 | 1.7049e-06 | 4.5009e-05 | 2.4838e-05 | 9.899e-05 | 3.1049e-06
0 | 0 | 7.1488e-07 | 1.1001e-06 | 2.5781e-06 | 2.4914e-06 | 5.8947e-05 | 8.6333e-05 | 0.00041172 | 6.3353e-05 | 5.5152e-05 | 8.4865e-05 | 8.7136e-05 | 3.1066e-06 | 4.5541e-05 | 4.4085e-05 | 0.00019302 | 4.9943e-06
0 | 0 | 7.2839e-07 | 1.1572e-06 | 0 | 8.8979e-07 | 0.00010563 | 9.0289e-05 | 0.00040372 | 0.00010889 | 8.0947e-05 | 8.9704e-05 | 7.0167e-05 | 1.6191e-06 | 0.00011661 | 0.00016842 | 0.00024416 | 1.3963e-06
0 | 0 | 7.6247e-07 | 8.3475e-07 | 0 | 5.3388e-07 | 0.00015294 | 9.4402e-05 | 0.00035724 | 0.00010849 | 0.0001249 | 9.3667e-05 | 4.9373e-05 | 1.7106e-06 | 9.5361e-05 | 0.0001363 | 0.00015081 | 4.0143e-06
0 | 0 | 9.3724e-07 | 1.9466e-06 | 0 | 1.2457e-06 | 0.00017521 | 9.1884e-05 | 0.0002993 | 7.9415e-05 | 0.00014925 | 9.0293e-05 | 5.8665e-05 | 5.87e-06 | 4.2714e-05 | 2.8427e-05 | 0.00014478 | 0.00050866
0 | 0 | 1.1443e-06 | 1.5922e-06 | 0 | 8.8979e-07 | 0.00014747 | 8.8361e-05 | 0.00025971 | 6.1464e-05 | 0.0003081 | 9.0673e-05 | 8.6216e-05 | 1.4841e-05 | 0.00013833 | 2.0931e-05 | 0.0001245 | 0.00020236
0 | 0 | 1.0452e-06 | 1.4511e-06 | 0 | 2.3135e-06 | 0.00015512 | 9.4816e-05 | 0.00030533 | 0.00011849 | 0.00030474 | 0.00010163 | 0.00013286 | 9.337e-05 | 0.0002231 | 1.8319e-05 | 9.4807e-05 | 4.2449e-06
0 | 0 | 1.147e-06 | 2.2821e-06 | 0 | 7.1183e-07 | 0.00019053 | 8.5029e-05 | 0.00026942 | 0.00040077 | 0.00018808 | 0.00011299 | 0.00012861 | 0.00023723 | 0.0001782 | 3.3925e-05 | 7.8136e-05 | 2.4273e-05
0 | 0 | 5.073e-06 | 1.3554e-06 | 0 | 0 | 9.0152e-05 | 9.4581e-05 | 0.00022833 | 8.914e-05 | 0.00010117 | 0.00011335 | 0.00011564 | 0.00024362 | 9.2989e-05 | 1.6686e-05 | 7.7049e-05 | 9.1566e-05
0 | 0 | 1.0511e-05 | 7.8268e-07 | 0 | 5.3388e-07 | 9.3058e-05 | 9.6615e-05 | 0.0001882 | 0.00011557 | 5.2389e-05 | 0.00010149 | 5.8059e-05 | 6.6241e-05 | 8.6277e-05 | 1.2772e-05 | 8.0758e-05 | 1.7291e-05
0 | 0 | 8.2369e-06 | 8.7506e-07 | 0 | 2.4914e-06 | 0.00010089 | 9.7354e-05 | 0.00016113 | 4.9535e-05 | 5.2356e-05 | 0.00010433 | 0.00012848 | 7.8261e-05 | 0.00013042 | 1.1049e-05 | 0.00011711 | 6.8841e-05
0 | 0 | 5.746e-06 | 2.469e-07 | 0 | 5.5167e-06 | 0.0001181 | 9.2946e-05 | 0.00015808 | 0.00014098 | 4.5932e-05 | 9.9685e-05 | 0.00022342 | 0.00010903 | 0.00018338 | 2.6405e-05 | 0.00016423 | 1.0846e-06
0 | 0 | 5.6616e-06 | 9.3888e-07 | 0 | 2.1355e-06 | 0.00017322 | 9.4385e-05 | 0.00017049 | 0.00017676 | 3.4616e-06 | 0.00010517 | 0.00057157 | 0.00011711 | 0.00048503 | 6.1184e-05 | 0.00017417 | 5.0378e-06
0 | 0 | 5.5084e-06 | 2.2321e-06 | 0 | 0 | 0.00014273 | 9.5145e-05 | 0.00027252 | 0.00020604 | 3.5947e-06 | 0.00010623 | 0.00037429 | 0.00010674 | 0.00049193 | 6.5873e-05 | 0.00021608 | 0.00023823
0 | 0 | 5.5421e-06 | 4.8036e-07 | 0 | 0 | 0.00015558 | 9.3846e-05 | 0.00021341 | 9.1157e-05 | 3.5947e-06 | 0.00010572 | 0.00022149 | 8.6493e-05 | 0.00021654 | 0.00012406 | 0.00013673 | 1.0123e-05
0 | 0 | 5.8662e-06 | 4.2829e-07 | 0 | 0 | 0.00016609 | 9.0488e-05 | 0.0002247 | 0.00010094 | 3.5281e-06 | 0.00010491 | 0.00012549 | 5.7018e-05 | 5.205e-05 | 0.00014319 | 0.00017531 | 1.7578e-05
0 | 0 | 5.8358e-06 | 7.4741e-07 | 0 | 0 | 0.00014269 | 9.5055e-05 | 0.00037083 | 5.3408e-05 | 3.4948e-06 | 0.00010271 | 8.3889e-05 | 3.1787e-05 | 0.0001707 | 8.5227e-05 | 0.0001725 | 1.0223e-06
0 | 0 | 5.9153e-06 | 4.7532e-07 | 0 | 0 | 0.00010599 | 9.3089e-05 | 0.00031933 | 4.9633e-05 | 3.5947e-06 | 8.9597e-05 | 5.067e-05 | 5.9615e-06 | 3.988e-05 | 1.6298e-05 | 0.00013641 | 1.0223e-06
0 | 0 | 6.3087e-06 | 4.77e-07 | 0 | 0 | 2.1939e-05 | 9.6408e-05 | 0.00034172 | 5.2435e-05 | 3.6613e-06 | 9.1729e-05 | 7.6245e-06 | 1.8775e-06 | 1.9795e-05 | 1.5771e-05 | 8.8297e-05 | 5.0029e-05
0 | 0 | 4.8406e-06 | 5.0891e-07 | 0 | 0 | 1.2944e-05 | 9.6114e-05 | 0.00033113 | 7.3366e-05 | 3.4948e-06 | 8.9794e-05 | 2.8567e-06 | 1.7278e-06 | 1.8719e-05 | 9.1327e-06 | 5.2203e-05 | 1.0846e-06
0 | 0 | 6.8564e-07 | 5.0051e-07 | 0 | 0 | 1.3041e-06 | 8.419e-05 | 5.9793e-05 | 6.9601e-05 | 3.5947e-06 | 8.4773e-05 | 8.193e-06 | 1.9967e-06 | 1.4279e-05 | 8.4699e-06 | 5.1014e-05 | 1.0223e-06
0 | 0 | 6.145e-07 | 4.8876e-07 | 0 | 0 | 3.6417e-06 | 8.8038e-05 | 6.8037e-05 | 4.9419e-05 | 3.6613e-06 | 8.4188e-05 | 3.0614e-06 | 1.745e-06 | 1.4733e-05 | 8.6883e-06 | 4.2626e-05 | 1.0846e-06
0 | 0 | 7.8174e-07 | 5.2907e-07 | 0 | 0 | 5.09e-06 | 8.8736e-05 | 7.239e-05 | 4.7564e-05 | 3.5947e-06 | 8.4773e-05 | 3.133e-06 | 1.8708e-06 | 1.4733e-05 | 8.514e-06 | 3.1314e-05 | 1.0223e-06
0 | 0 | 6.758e-07 | 5.0051e-07 | 0 | 0 | 1.5986e-06 | 8.8682e-05 | 6.939e-05 | 6.5417e-05 | 3.628e-06 | 8.0451e-05 | 1.7073e-05 | 2.9865e-06 | 1.8315e-05 | 8.7192e-06 | 6.5655e-05 | 1.0347e-06
0 | 8.8454e-07 | 7.4761e-07 | 5.9793e-07 | 0 | 0 | 5.5321e-05 | 8.1195e-05 | 0.00010678 | 7.2617e-05 | 3.3883e-05 | 8.3093e-05 | 2.9034e-05 | 1.7049e-06 | 3.5773e-05 | 1.448e-05 | 0.00010792 | 1.8326e-06
0 | 6.601e-07 | 7.1739e-07 | 4.518e-07 | 0 | 0 | 8.4977e-05 | 8.1448e-05 | 0.00033357 | 5.5968e-05 | 5.4719e-05 | 8.387e-05 | 0.00010207 | 2.8549e-06 | 5.2802e-05 | 2.8334e-05 | 0.00029055 | 1.3339e-06
0 | 1.175e-06 | 6.231e-07 | 1.4948e-06 | 0 | 0 | 0.00013539 | 9.5544e-05 | 0.00037271 | 9.7599e-05 | 8.148e-05 | 8.7955e-05 | 8.9115e-05 | 1.745e-06 | 0.00012535 | 2.2745e-05 | 0.00024313 | 7.0554e-05
0 | 5.8089e-07 | 7.6095e-07 | 3.9134e-07 | 0 | 0 | 0.0001259 | 7.9131e-05 | 0.00029844 | 6.7558e-05 | 0.00012506 | 9.3745e-05 | 4.612e-05 | 1.8365e-06 | 3.6077e-05 | 2.4103e-05 | 0.00019501 | 5.1896e-05
2.9508e-06 | 5.2808e-07 | 9.5466e-07 | 5.3578e-07 | 5.1562e-06 | 0 | 0.00022771 | 9.8422e-05 | 0.00020382 | 7.3438e-05 | 0.00014614 | 9.1442e-05 | 3.0967e-05 | 6.1217e-06 | 3.6752e-05 | 2.0859e-05 | 0.00018035 | 0.00065332
9.836e-07 | 5.0168e-07 | 1.0922e-06 | 5.4082e-07 | 0 | 0 | 0.0002359 | 7.9294e-05 | 0.00016513 | 8.9917e-05 | 0.00031719 | 8.682e-05 | 4.9945e-05 | 0.00015357 | 3.6528e-05 | 1.3513e-05 | 0.0002352 | 7.2414e-05
0 | 0 | 1.1968e-06 | 6.2984e-07 | 0 | 1.7796e-06 | 0.00018245 | 9.6717e-05 | 0.00013699 | 0.00018155 | 0.0002911 | 8.9499e-05 | 0.00011926 | 0.0002316 | 0.00015528 | 2.0258e-05 | 0.00013328 | 7.7713e-05
0 | 0 | 1.2656e-06 | 2.1544e-06 | 0 | 3.3812e-06 | 0.00016277 | 9.3911e-05 | 7.8384e-05 | 9.7893e-05 | 0.00017284 | 9.7587e-05 | 7.3392e-05 | 0.00023902 | 0.00014486 | 3.5189e-05 | 8.1409e-05 | 6.8924e-05
0 | 5.5449e-07 | 1.131e-06 | 4.8036e-07 | 0 | 1.4237e-06 | 8.7666e-05 | 0.00010621 | 8.0116e-05 | 8.8498e-05 | 0.00013397 | 0.00011515 | 0.00011128 | 0.00024579 | 0.00010115 | 2.9685e-05 | 8.7168e-05 | 3.7817e-05
0 | 3.4325e-07 | 1.6328e-06 | 3.2752e-07 | 0 | 8.8979e-07 | 0.00017552 | 9.5239e-05 | 6.0152e-05 | 0.00012668 | 0.00013513 | 0.00011079 | 0.0001209 | 6.6317e-05 | 6.9635e-05 | 2.8206e-05 | 7.8614e-05 | 9.26e-05
0 | 0 | 2.0577e-06 | 3.7958e-07 | 0 | 0 | 0.00014246 | 9.8323e-05 | 8.4035e-05 | 0.00025236 | 0.00013499 | 0.00011542 | 0.0001154 | 7.7757e-05 | 0.00015734 | 2.5438e-05 | 9.7396e-05 | 9.0658e-05
0 | 7.5252e-07 | 1.4331e-06 | 4.031e-07 | 0 | 0 | 0.00014958 | 0.00010123 | 8.5827e-05 | 0.00014563 | 0.00012592 | 0.00010217 | 0.0002605 | 0.00010865 | 0.00036551 | 4.3215e-05 | 0.00011956 | 8.3526e-05
1.6997e-05 | 3.8286e-07 | 9.7961e-06 | 1.7384e-06 | 0 | 7.4743e-06 | 0.00011345 | 0.00010403 | 8.3427e-05 | 0.000233 | 8.4149e-05 | 0.00010314 | 0.00051575 | 0.00011723 | 0.00061596 | 4.2111e-05 | 0.00017579 | 0.00014108
5.6655e-06 | 4.8848e-07 | 8.3843e-06 | 1.2308e-05 | 0 | 6.7624e-06 | 0.00013054 | 9.7924e-05 | 6.2326e-05 | 0.00015937 | 1.0718e-05 | 0.00010858 | 0.00042386 | 0.00010775 | 0.00043013 | 8.1369e-05 | 0.00021286 | 3.9527e-05
0 | 3.0365e-07 | 7.4982e-06 | 8.6632e-06 | 0 | 4.271e-06 | 0.00015381 | 9.0232e-05 | 0.00019551 | 0.0005362 | 3.5947e-06 | 0.00011725 | 0.00019302 | 8.6619e-05 | 0.00022372 | 8.0978e-05 | 0.00019185 | 3.4976e-05
0 | 1.0562e-06 | 6.3753e-06 | 7.333e-06 | 0 | 2.6694e-06 | 0.00015875 | 9.9118e-05 | 0.00027557 | 0.00012653 | 3.5614e-06 | 0.00010318 | 0.00019242 | 5.7773e-05 | 6.5826e-05 | 2.9817e-05 | 0.00017608 | 3.3691e-05
0 | 2.6404e-07 | 8.7962e-06 | 6.5873e-06 | 0 | 2.4914e-06 | 0.00013773 | 9.2234e-05 | 0.00021792 | 5.976e-05 | 3.5947e-06 | 9.8735e-05 | 8.0095e-05 | 3.2039e-05 | 0.00014199 | 3.3298e-05 | 0.00020195 | 4.5825e-06
0 | 0 | 5.6614e-06 | 6.6276e-06 | 0 | 5.3388e-07 | 9.25e-05 | 9.1732e-05 | 0.00030814 | 8.1218e-05 | 3.5947e-06 | 9.1389e-05 | 3.6023e-05 | 6.3391e-06 | 2.2402e-05 | 1.8243e-05 | 0.00013246 | 5.6408e-05
0 | 0 | 8.419e-07 | 2.9896e-07 | 0 | 1.7796e-06 | 9.5337e-05 | 9.4812e-05 | 0.00029324 | 4.8929e-05 | 3.5281e-06 | 9.1624e-05 | 2.7015e-05 | 1.8775e-06 | 1.2336e-05 | 2.0879e-05 | 8.4356e-05 | 1.2093e-06
0 | 0 | 7.7424e-07 | 5.4922e-07 | 0 | 3.2033e-06 | 1.272e-05 | 8.9276e-05 | 0.0003225 | 6.8263e-05 | 3.628e-06 | 9.2182e-05 | 1.4039e-05 | 2.1054e-06 | 3.2942e-05 | 1.9334e-05 | 6.0385e-05 | 1.0846e-06
0 | 0 | 7.8174e-07 | 4.8036e-07 | 0 | 1.7796e-06 | 1.6928e-06 | 8.4589e-05 | 0.00012165 | 5.413e-05 | 3.5281e-06 | 8.7575e-05 | 6.7737e-06 | 1.9967e-06 | 1.5717e-05 | 1.84e-05 | 2.8358e-05 | 9.5993e-07
0 | 0 | 8.5572e-07 | 4.8036e-07 | 0 | 0 | 1.5771e-06 | 8.2725e-05 | 0.00012282 | 5.1784e-05 | 3.4948e-06 | 9.1993e-05 | 4.6782e-06 | 2.1226e-06 | 1.5162e-05 | 1.8513e-05 | 2.5471e-05 | 1.3339e-06
0 | 0 | 8.2785e-07 | 5.0051e-07 | 0 | 0 | 2.1528e-06 | 0.00010586 | 0.00019609 | 5.008e-05 | 3.5947e-06 | 9.5829e-05 | 8.2567e-06 | 2.1226e-06 | 1.5641e-05 | 1.9242e-05 | 4.9815e-05 | 1.1469e-06
0 | 0 | 7.7316e-07 | 5.0891e-07 | 0 | 7.1183e-07 | 6.7298e-06 | 8.1426e-05 | 0.00018788 | 4.2228e-05 | 3.5947e-06 | 9.7523e-05 | 1.1489e-05 | 1.8537e-06 | 1.9097e-05 | 1.9456e-05 | 5.0887e-05 | 1.1469e-06
0 | 0 | 7.8815e-07 | 4.602e-07 | 0 | 2.1355e-06 | 2.2686e-05 | 9.4458e-05 | 0.00023901 | 5.2141e-05 | 3.3517e-05 | 9.127e-05 | 2.5477e-05 | 2.0825e-06 | 2.9315e-05 | 2.306e-05 | 9.9858e-05 | 1.7703e-06
0 | 0 | 7.3159e-07 | 4.77e-07 | 0 | 1.0678e-06 | 3.5601e-05 | 7.8887e-05 | 0.0003329 | 0.00010797 | 5.5052e-05 | 8.9362e-05 | 8.0701e-05 | 2.0997e-06 | 7.7374e-05 | 4.4538e-05 | 0.00022232 | 4.7473e-05
0 | 0 | 8.2589e-07 | 6.903e-07 | 0 | 3.5592e-06 | 7.6758e-05 | 9.2039e-05 | 0.00042635 | 8.7784e-05 | 7.9949e-05 | 8.9066e-05 | 7.3393e-05 | 2.1226e-06 | 0.00011018 | 4.7661e-05 | 0.00027664 | 8.2891e-05
0 | 0 | 8.5273e-07 | 2.8217e-07 | 0 | 0 | 0.00013261 | 8.6532e-05 | 0.00032356 | 0.0001671 | 0.00012423 | 9.2897e-05 | 6.4598e-05 | 2.0882e-06 | 0.00011032 | 3.3839e-05 | 0.00016251 | 0.00019408
0 | 0 | 9.5826e-07 | 3.5103e-07 | 0 | 1.2765e-05 | 0.0001975 | 9.2458e-05 | 0.00032149 | 6.1384e-05 | 0.00014664 | 9.1611e-05 | 7.9239e-05 | 6.8769e-06 | 9.8105e-05 | 3.3834e-05 | 0.00011806 | 6.5637e-05
0 | 0 | 1.3142e-06 | 3.5775e-07 | 0 | 0 | 0.00019034 | 9.5657e-05 | 0.00027127 | 9.0012e-05 | 0.00031357 | 8.7127e-05 | 4.7702e-05 | 1.5218e-05 | 5.4003e-05 | 3.3781e-05 | 0.00015315 | 2.239e-05
0 | 0 | 1.2363e-06 | 2.5865e-07 | 0 | 0 | 0.00025582 | 8.6475e-05 | 0.00014351 | 0.00024665 | 0.000305 | 9.9501e-05 | 0.00013176 | 8.6523e-05 | 0.00013732 | 2.7759e-05 | 0.00011337 | 6.2551e-05
0 | 0 | 1.2598e-06 | 3.3927e-07 | 0 | 3.5592e-07 | 0.00020258 | 9.4143e-05 | 9.8731e-05 | 0.00048284 | 0.00019951 | 9.6039e-05 | 0.0001182 | 0.00023975 | 0.00013864 | 2.8935e-05 | 0.00010968 | 7.4476e-05
9.9147e-06 | 0 | 1.3429e-06 | 3.0232e-07 | 0 | 3.2033e-06 | 0.0001352 | 9.0838e-05 | 0.00012063 | 0.0002288 | 0.00013531 | 0.00010687 | 5.1776e-05 | 0.00024622 | 4.82e-05 | 2.6699e-05 | 0.00011914 | 0.00014858
1.4164e-06 | 0 | 1.1484e-06 | 2.6705e-07 | 0 | 3.3812e-06 | 0.00010683 | 9.4881e-05 | 0.00011052 | 8.6027e-05 | 0.00013527 | 9.6355e-05 | 0.00010078 | 0.00022395 | 2.6754e-05 | 2.7502e-05 | 9.7648e-05 | 0.00012879
0 | 0 | 8.7851e-06 | 2.8721e-07 | 0 | 1.6016e-06 | 0.00013971 | 9.5139e-05 | 0.00020447 | 8.7784e-05 | 0.00013568 | 9.6903e-05 | 0.0002199 | 7.9142e-05 | 0.00014154 | 3.0915e-05 | 8.8866e-05 | 2.9883e-05
0 | 0 | 7.998e-06 | 2.7545e-07 | 0 | 1.7796e-06 | 0.00013507 | 9.4084e-05 | 0.00027047 | 8.7178e-05 | 0.00012619 | 9.6448e-05 | 0.00022904 | 0.00010991 | 0.00011273 | 6.7682e-05 | 0.00011996 | 0.00012447
0 | 0 | 8.6071e-06 | 1.8744e-06 | 0 | 4.271e-06 | 0.00016759 | 0.00010167 | 0.00028576 | 0.00014584 | 8.3417e-05 | 9.9619e-05 | 0.00044671 | 0.00012013 | 0.00036672 | 8.9874e-05 | 0.00012271 | 1.0223e-06
0 | 0 | 8.3475e-06 | 2.9225e-06 | 0 | 5.1608e-06 | 0.00021074 | 8.8642e-05 | 0.00032004 | 0.0001342 | 1.1037e-05 | 0.00010663 | 0.00050722 | 0.00011027 | 0.00039118 | 5.4461e-05 | 0.00024621 | 2.9558e-05
0 | 0 | 8.4882e-06 | 1.4595e-06 | 0 | 3.0253e-06 | 0.00020085 | 9.5626e-05 | 0.00031231 | 0.00013336 | 3.5947e-06 | 0.00012443 | 0.00024885 | 9.5682e-05 | 0.00018302 | 3.5386e-05 | 0.00027931 | 0.00015263
0 | 0 | 8.4854e-06 | 5.8785e-07 | 0 | 3.7371e-06 | 0.00018404 | 9.0665e-05 | 0.00024679 | 0.00014285 | 3.5947e-06 | 0.0001136 | 0.00010134 | 8.2191e-05 | 4.8947e-05 | 4.9817e-05 | 0.00023321 | 4.6526e-05
0 | 0 | 8.2701e-06 | 1.5183e-06 | 0 | 1.4237e-06 | 0.00016876 | 0.00010319 | 0.00032269 | 9.502e-05 | 3.5947e-06 | 0.00010367 | 5.6599e-05 | 6.0737e-05 | 7.4755e-05 | 5.7039e-05 | 0.00015278 | 4.771e-05
0 | 0 | 8.2443e-06 | 1.0951e-06 | 0 | 1.0678e-06 | 9.5095e-05 | 9.2715e-05 | 0.00044704 | 4.8572e-05 | 3.5614e-06 | 9.7021e-05 | 6.3711e-05 | 3.1638e-05 | 6.1692e-05 | 3.3706e-05 | 0.00010997 | 5.6985e-05
0 | 0 | 3.6954e-06 | 5.3746e-07 | 0 | 8.8979e-07 | 4.4047e-05 | 8.7096e-05 | 0.00032797 | 4.8429e-05 | 3.5281e-06 | 9.3631e-05 | 1.6977e-05 | 3.0953e-05 | 4.9199e-05 | 2.4687e-05 | 0.00010541 | 2.3587e-05
0 | 0 | 5.121e-07 | 6.1808e-07 | 0 | 3.5592e-07 | 1.2408e-05 | 8.3775e-05 | 0.00032095 | 7.176e-05 | 3.5947e-06 | 8.8185e-05 | 8.5287e-06 | 3.0929e-05 | 6.0042e-05 | 1.794e-05 | 7.1407e-05 | 1.0347e-06
0 | 0 | 5.121e-07 | 6.2984e-07 | 0 | 1.4237e-06 | 1.4687e-05 | 8.2224e-05 | 0.00029912 | 4.9062e-05 | 3.628e-06 | 8.7286e-05 | 8.6322e-06 | 3.082e-05 | 1.665e-05 | 1.7407e-05 | 3.6272e-05 | 1.2965e-06
0 | 0 | 5.121e-07 | 6.0465e-07 | 0 | 1.4237e-06 | 1.1155e-05 | 9.4593e-05 | 0.00015329 | 6.1366e-05 | 3.5947e-06 | 8.8792e-05 | 8.6437e-06 | 3.0946e-05 | 1.5036e-05 | 1.4347e-05 | 3.8298e-05 | 1.3339e-06
0 | 0 | 5.8466e-07 | 6.3824e-07 | 0 | 2.4914e-06 | 1.7561e-06 | 8.0381e-05 | 0.00020856 | 4.9143e-05 | 3.5947e-06 | 9.7324e-05 | 7.7241e-06 | 3.2205e-05 | 9.082e-06 | 1.4083e-05 | 4.4074e-05 | 1.2093e-06
0 | 0 | 4.3953e-07 | 6.0968e-07 | 0 | 1.0678e-06 | 1.9618e-06 | 8.7373e-05 | 0.00023935 | 4.8304e-05 | 3.5614e-06 | 9.3182e-05 | 1.4314e-05 | 3.0551e-05 | 2.1343e-05 | 1.5098e-05 | 5.421e-05 | 1.2217e-06
0 | 0 | 4.3953e-07 | 1.342e-06 | 0 | 1.9575e-06 | 3.9991e-05 | 8.3872e-05 | 0.00037037 | 4.4958e-05 | 3.4216e-05 | 9.4444e-05 | 5.9749e-05 | 3.0528e-05 | 3.8069e-05 | 2.4884e-05 | 9.5254e-05 | 1.2217e-06
0 | 0 | 5.5805e-07 | 6.5839e-07 | 0 | 0 | 4.5433e-05 | 7.5824e-05 | 0.00061585 | 8.7062e-05 | 5.4952e-05 | 8.3339e-05 | 0.00014098 | 3.0294e-05 | 6.5638e-05 | 3.2884e-05 | 0.00023359 | 8.2529e-06
0 | 0 | 4.7797e-07 | 1.7803e-06 | 0 | 1.4237e-06 | 7.3993e-05 | 7.8517e-05 | 0.00063168 | 0.00015002 | 8.138e-05 | 8.9914e-05 | 0.00010548 | 3.1575e-05 | 0.00010409 | 5.1718e-05 | 0.00031816 | 7.4015e-05
0 | 0 | 6.7464e-07 | 4.5516e-07 | 0 | 2.3135e-06 | 0.00011989 | 8.9387e-05 | 0.00052883 | 7.3197e-05 | 0.00012099 | 8.7152e-05 | 7.9837e-05 | 3.0157e-05 | 6.3836e-05 | 3.1171e-05 | 0.00018978 | 8.2031e-06
0 | 0 | 9.6614e-07 | 2.0995e-07 | 0 | 4.6269e-06 | 0.00020122 | 8.301e-05 | 0.00032857 | 9.0363e-05 | 0.00013657 | 8.7735e-05 | 6.5552e-05 | 3.5323e-05 | 6.5105e-05 | 3.2242e-05 | 0.00020011 | 5.8568e-05
1.6405e-07 | 0 | 1.4241e-06 | 2.2506e-07 | 0 | 2.1355e-06 | 0.00021598 | 8.136e-05 | 0.00018804 | 0.00058179 | 0.00031075 | 8.3614e-05 | 9.1395e-05 | 4.3287e-05 | 0.00015596 | 3.0719e-05 | 0.00015865 | 0.00021469
1.1783e-05 | 0 | 8.6392e-07 | 1.9819e-07 | 0 | 0 | 0.00015682 | 8.3549e-05 | 0.00013987 | 0.00040694 | 0.00030743 | 9.2326e-05 | 0.00014085 | 0.00012129 | 7.9322e-05 | 2.7538e-05 | 0.00013772 | 0.00014549
2.889e-06 | 0 | 9.8288e-07 | 1.2933e-07 | 0 | 3.9151e-06 | 0.00018223 | 9.1861e-05 | 0.00014871 | 0.00020447 | 0.00024165 | 9.2602e-05 | 6.3128e-05 | 0.00026704 | 9.3319e-05 | 0.00019055 | 7.694e-05 | 9.7489e-05
0 | 0 | 6.6338e-06 | 1.6124e-07 | 0 | 0 | 0.00011035 | 9.4271e-05 | 0.00015229 | 0.00024196 | 0.00019148 | 9.6398e-05 | 9.4565e-05 | 0.00027297 | 7.2141e-05 | 3.8359e-05 | 6.117e-05 | 8.976e-07
0 | 0 | 9.0183e-06 | 2.5865e-07 | 0 | 7.2963e-06 | 0.00014891 | 8.6578e-05 | 9.4328e-05 | 7.5079e-05 | 0.00013444 | 9.3387e-05 | 9.1508e-05 | 9.1012e-05 | 0.0001664 | 2.8206e-05 | 5.4916e-05 | 5.9765e-05
0 | 0 | 7.4636e-06 | 3.8126e-07 | 0 | 4.6269e-06 | 0.00015799 | 0.00010794 | 0.00011955 | 0.00030935 | 0.00013557 | 8.966e-05 | 7.5119e-05 | 0.00010708 | 9.7048e-05 | 2.1746e-05 | 0.00012274 | 8.9448e-05
0 | 0 | 6.9524e-06 | 2.0995e-07 | 0 | 2.8473e-06 | 0.00018769 | 8.6041e-05 | 0.00014693 | 0.00010239 | 0.00012681 | 9.5103e-05 | 0.00021837 | 0.00013659 | 0.00022876 | 2.3558e-05 | 0.00012707 | 0.00014718
0 | 0 | 7.6156e-06 | 5.0051e-07 | 0 | 3.0253e-06 | 0.00018476 | 8.935e-05 | 0.00030447 | 0.00011989 | 8.351e-05 | 0.00010054 | 0.00033292 | 0.00014606 | 0.00029519 | 3.0594e-05 | 0.00017933 | 7.2007e-05
0 | 0 | 6.9834e-06 | 5.2067e-07 | 0 | 8.8979e-07 | 0.00016642 | 9.8597e-05 | 0.00030856 | 8.8668e-05 | 1.1263e-05 | 0.00010224 | 0.00034607 | 0.00013594 | 0.00031141 | 3.3048e-05 | 0.00018787 | 6.368e-05
0 | 0 | 6.9043e-06 | 1.1757e-07 | 0 | 3.5592e-07 | 0.00012512 | 8.7271e-05 | 0.00032969 | 0.00010068 | 3.6946e-06 | 0.00010385 | 0.00019232 | 0.00011544 | 3.8286e-05 | 3.1045e-05 | 0.00014599 | 0.00012482
0 | 0 | 7.1145e-06 | 1.192e-05 | 0 | 0 | 0.0001338 | 8.572e-05 | 0.00046936 | 0.00010355 | 3.5281e-06 | 0.00010038 | 0.00015531 | 8.5715e-05 | 3.2006e-05 | 2.4817e-05 | 0.00014475 | 3.8859e-05
0 | 0 | 7.188e-06 | 7.8268e-07 | 0 | 0 | 0.00013041 | 9.5565e-05 | 0.00043607 | 7.1385e-05 | 3.5947e-06 | 9.8616e-05 | 5.619e-05 | 6.1114e-05 | 7.4451e-05 | 2.2133e-05 | 0.00016546 | 1.7827e-06
0 | 0 | 7.6629e-06 | 8.0284e-07 | 0 | 0 | 7.3242e-05 | 8.6686e-05 | 0.00040738 | 6.3614e-05 | 3.7278e-06 | 9.1946e-05 | 2.8427e-05 | 3.4659e-05 | 3.5914e-05 | 1.5352e-05 | 0.00015782 | 0.0001311
0 | 0 | 2.4618e-06 | 5.4418e-07 | 0 | 1.9858e-06 | 5.8097e-05 | 8.3537e-05 | 0.00037347 | 6.3213e-05 | 3.4616e-06 | 8.9472e-05 | 1.2715e-05 | 3.0523e-05 | 1.2513e-05 | 1.4486e-05 | 9.9621e-05 | 6.3256e-05
9.836e-07 | 0 | 7.5332e-07 | 2.1482e-06 | 0 | 8.8979e-07 | 2.6443e-05 | 8.4683e-05 | 0.00042363 | 4.8706e-05 | 3.628e-06 | 8.4014e-05 | 2.5799e-05 | 3.0586e-05 | 2.8121e-05 | 6.1605e-06 | 5.2112e-05 | 3.4358e-05
0 | 0 | 6.7464e-07 | 4.0814e-07 | 0 | 3.5592e-07 | 2.0117e-05 | 7.9718e-05 | 0.00042547 | 4.4316e-05 | 3.5947e-06 | 8.1175e-05 | 2.0249e-06 | 3.0712e-05 | 1.2614e-05 | 6.7744e-06 | 4.4768e-05 | 1.0347e-06
0 | 0 | 6.5723e-07 | 4.4005e-07 | 0 | 0 | 9.7964e-06 | 8.7719e-05 | 0.00032739 | 5.0481e-05 | 3.5614e-06 | 8.8078e-05 | 1.7375e-06 | 3.0523e-05 | 1.0596e-05 | 6.1375e-06 | 5.6663e-05 | 1.1469e-06
0 | 0 | 6.5723e-07 | 4.0814e-07 | 0 | 0 | 1.4148e-06 | 8.5604e-05 | 0.00026234 | 4.3602e-05 | 3.6613e-06 | 9.2725e-05 | 2.1015e-06 | 3.0586e-05 | 5.7015e-06 | 6.5658e-06 | 5.4297e-05 | 1.1469e-06
0 | 0 | 8.8285e-07 | 4.686e-07 | 0 | 0 | 1.616e-06 | 8.4808e-05 | 0.00033326 | 4.9161e-05 | 3.5947e-06 | 8.9475e-05 | 1.7375e-06 | 3.0397e-05 | 1.2816e-05 | 6.0834e-06 | 6.5624e-05 | 1.0223e-06
0 | 0 | 5.8466e-07 | 4.4005e-07 | 0 | 3.5592e-07 | 2.6225e-06 | 7.654e-05 | 0.00042263 | 4.1657e-05 | 4.956e-05 | 8.2829e-05 | 6.0671e-06 | 3.0334e-05 | 4.6934e-05 | 5.9651e-06 | 6.3547e-05 | 1.7079e-05
0 | 0 | 6.5723e-07 | 6.9702e-07 | 0 | 0 | 1.8906e-05 | 7.6627e-05 | 0.00051257 | 0.0001025 | 5.4719e-05 | 7.4666e-05 | 8.1985e-05 | 3.0145e-05 | 1.0424e-05 | 1.0966e-05 | 0.00011661 | 2.6492e-05
0 | 0 | 6.213e-07 | 1.6023e-06 | 0 | 0 | 0.00010323 | 8.2612e-05 | 0.00058729 | 0.00010159 | 7.9949e-05 | 8.066e-05 | 9.8002e-05 | 3.0586e-05 | 9.4596e-05 | 2.421e-05 | 0.00016945 | 4.3858e-05
0 | 0 | 1.1844e-06 | 1.9836e-06 | 0 | 1.4237e-06 | 0.00016645 | 8.0284e-05 | 0.0007009 | 0.0001061 | 0.00020353 | 8.8577e-05 | 0.0002014 | 3.0271e-05 | 0.00024773 | 2.1962e-05 | 0.00022399 | 0.00011763
0 | 0 | 1.6857e-06 | 3.1744e-06 | 0 | 3.5592e-07 | 0.00027518 | 8.2327e-05 | 0.0005634 | 0.00010284 | 0.00018118 | 8.8002e-05 | 0.00018192 | 2.9893e-05 | 0.00019484 | 6.436e-05 | 0.00022917 | 9.5682e-05
9.63e-07 | 0 | 1.145e-05 | 7.9225e-06 | 0 | 2.4914e-06 | 0.00034345 | 8.191e-05 | 0.00032867 | 0.00019853 | 0.00030597 | 8.8328e-05 | 0.00011336 | 0.00010309 | 0.00011436 | 0.0001963 | 0.00025733 | 0.00094349
0 | 0 | 6.089e-06 | 7.5849e-06 | 0 | 2.6694e-06 | 0.00034512 | 9.6031e-05 | 0.00022691 | 0.00048015 | 0.00037814 | 8.9236e-05 | 0.00019722 | 0.00023949 | 0.00017445 | 0.00013714 | 0.000147 | 0.00057935
0 | 0 | 4.1691e-06 | 4.0125e-06 | 0 | 5.3388e-07 | 0.00034573 | 8.9049e-05 | 0.00013082 | 0.00038015 | 0.00031529 | 9.8398e-05 | 0.00019425 | 0.00037494 | 0.00023032 | 4.4478e-05 | 0.00012206 | 0.00078438
0 | 0 | 4.1155e-06 | 4.4509e-07 | 0 | 0 | 0.00025396 | 9.3818e-05 | 7.2972e-05 | 8.1119e-05 | 0.00035759 | 9.8142e-05 | 0.00021994 | 0.00029192 | 4.5444e-05 | 2.482e-05 | 0.00011248 | 8.4433e-05
0 | 0 | 2.7349e-06 | 1.8979e-07 | 0 | 5.3388e-07 | 0.00016692 | 9.1853e-05 | 6.8977e-05 | 7.6293e-05 | 0.00030683 | 9.6135e-05 | 0.00018668 | 0.00019891 | 0.00015461 | 6.2771e-05 | 8.9273e-05 | 1.2716e-06
0 | 0 | 1.1434e-06 | 1.1623e-06 | 0 | 7.1183e-07 | 0.00016954 | 9.5601e-05 | 6.265e-05 | 0.00010036 | 0.000233 | 9.8402e-05 | 0.0002761 | 8.0542e-05 | 0.00012444 | 2.845e-05 | 0.0001334 | 3.0998e-05
0 | 0 | 1.1833e-06 | 2.4018e-06 | 0 | 8.8979e-07 | 0.00018793 | 8.8537e-05 | 0.00017817 | 7.3018e-05 | 0.00021637 | 9.9375e-05 | 0.00031113 | 3.0271e-05 | 0.00028354 | 4.6691e-05 | 0.00019131 | 0.00015915
0 | 0 | 8.7393e-07 | 2.7259e-06 | 0 | 7.1183e-07 | 0.00024672 | 9.7034e-05 | 0.00020321 | 0.00019041 | 0.00017044 | 0.00010174 | 0.00041318 | 7.294e-05 | 0.00037096 | 4.8984e-05 | 0.00025649 | 1.5197e-05
0 | 0 | 4.8896e-06 | 8.4315e-07 | 0 | 3.5592e-07 | 0.00019469 | 0.00010118 | 0.0001933 | 0.0001383 | 9.2743e-05 | 0.0001026 | 0.00040267 | 0.00017049 | 0.00020189 | 5.1524e-05 | 0.00024651 | 0.00011466
0 | 0 | 1.0122e-05 | 4.3299e-06 | 0 | 0 | 0.00016455 | 8.7528e-05 | 0.00023993 | 6.2883e-05 | 8.5208e-05 | 9.8301e-05 | 0.00030141 | 0.00017005 | 0.00017941 | 4.5382e-05 | 0.00019191 | 6.0937e-05
0 | 0 | 9.5176e-06 | 1.6124e-06 | 0 | 0 | 0.00013883 | 9.1139e-05 | 0.00029698 | 0.00010222 | 8.5307e-05 | 9.8759e-05 | 0.00013195 | 0.00017023 | 0.00012859 | 3.6253e-05 | 8.6923e-05 | 3.0007e-05
0 | 0 | 7.4688e-06 | 5.7273e-07 | 0 | 7.1183e-07 | 8.4506e-05 | 9.0319e-05 | 0.0002701 | 4.8946e-05 | 8.5274e-05 | 9.6907e-05 | 6.2387e-05 | 0.00015261 | 4.446e-05 | 4.4082e-05 | 0.00010741 | 7.4463e-05
0 | 0 | 4.9852e-06 | 4.4341e-07 | 0 | 0 | 7.0824e-05 | 8.4251e-05 | 0.00023012 | 5.4157e-05 | 8.5141e-05 | 0.00010231 | 3.5207e-05 | 0.00010122 | 4.6076e-05 | 3.0826e-05 | 0.00010786 | 1.0223e-06
0 | 0 | 8.419e-07 | 3.7958e-07 | 0 | 0 | 3.8225e-05 | 8.2941e-05 | 0.00015616 | 4.6306e-05 | 8.5274e-05 | 0.00010044 | 1.19e-05 | 8.7855e-05 | 4.3425e-05 | 1.4459e-05 | 0.00010035 | 3.3099e-05
0 | 0 | 6.5723e-07 | 1.1757e-07 | 0 | 0 | 3.6282e-05 | 8.1894e-05 | 0.00012916 | 6.1348e-05 | 8.4842e-05 | 8.5805e-05 | 4.6655e-05 | 3.8956e-05 | 2.157e-05 | 7.1713e-06 | 6.5111e-05 | 1.2217e-06
0 | 0 | 6.5723e-07 | 1.2597e-07 | 0 | 0 | 1.5593e-05 | 8.9769e-05 | 0.00014128 | 4.0631e-05 | 8.5075e-05 | 8.52e-05 | 3.1222e-05 | 3.0586e-05 | 6.4381e-05 | 6.3228e-06 | 6.0922e-05 | 1.1469e-06
0 | 0 | 5.8618e-07 | 1.1757e-07 | 0 | 0 | 3.005e-06 | 8.3565e-05 | 0.00014536 | 4.7332e-05 | 8.5141e-05 | 8.8703e-05 | 1.2238e-05 | 3.0523e-05 | 1.2538e-05 | 5.7739e-06 | 5.0994e-05 | 1.2093e-06
0 | 0 | 6.5723e-07 | 1.0917e-07 | 0 | 0 | 5.2037e-06 | 8.7952e-05 | 0.0001615 | 5.6602e-05 | 8.5307e-05 | 9.631e-05 | 1.4498e-05 | 3.046e-05 | 1.2311e-05 | 4.7646e-06 | 3.3206e-05 | 1.6581e-06
0 | 0 | 6.5723e-07 | 1.2597e-07 | 0 | 0 | 4.0088e-06 | 7.6279e-05 | 0.00023209 | 5.1561e-05 | 8.5141e-05 | 8.7062e-05 | 1.4872e-05 | 3.0523e-05 | 1.1731e-05 | 5.2384e-06 | 6.9793e-05 | 1.1469e-06
0 | 0 | 7.5332e-07 | 1.1757e-07 | 0 | 0 | 7.3574e-06 | 8.1422e-05 | 0.00031609 | 5.4139e-05 | 0.00013607 | 7.9672e-05 | 1.2862e-05 | 3.046e-05 | 1.2513e-05 | 5.2128e-06 | 7.2459e-05 | 9.5993e-07
0 | 0 | 6.5723e-07 | 1.5452e-06 | 0 | 0 | 8.3293e-06 | 7.3669e-05 | 0.00046094 | 3.9221e-05 | 0.0001365 | 7.8512e-05 | 1.9503e-05 | 3.0397e-05 | 3.2263e-05 | 5.9707e-06 | 0.00010696 | 1.3963e-06
0 | 0 | 6.5875e-07 | 7.5581e-06 | 0 | 0 | 8.4672e-05 | 8.2618e-05 | 0.00054176 | 8.3314e-05 | 0.00016193 | 8.3091e-05 | 9.6423e-05 | 3.1152e-05 | 0.00014907 | 1.6074e-05 | 0.00016867 | 1.9074e-06
0 | 0 | 7.6823e-07 | 5.8953e-06 | 0 | 0 | 0.00012243 | 8.7257e-05 | 0.00057451 | 9.2129e-05 | 0.0002011 | 8.7375e-05 | 0.00019736 | 3.0271e-05 | 0.00028279 | 3.5016e-05 | 0.00016949 | 2.8574e-05
0 | 0 | 9.8336e-07 | 2.6873e-07 | 0 | 0 | 0.00017791 | 8.6984e-05 | 0.00029879 | 0.0001184 | 0.00026685 | 9.077e-05 | 0.00027519 | 3.0145e-05 | 0.00022213 | 2.4972e-05 | 0.0002559 | 5.4567e-05
3.9344e-06 | 0 | 1.0534e-06 | 1.1757e-07 | 0 | 0 | 0.00023691 | 8.3779e-05 | 0.00018729 | 5.5486e-05 | 0.00038909 | 9.0634e-05 | 0.00022367 | 3.0145e-05 | 0.00018987 | 1.8362e-05 | 0.00016772 | 4.7398e-05
0.00057344 | 0 | 1.0915e-06 | 1.0917e-07 | 0 | 1.2457e-06 | 0.00026118 | 8.0415e-05 | 0.00014301 | 5.686e-05 | 0.00034462 | 9.4803e-05 | 0.00019085 | 3.1278e-05 | 0.00015323 | 2.2986e-05 | 0.00013001 | 1.0971e-06
0.00038754 | 0 | 1.0918e-06 | 1.1757e-07 | 0 | 2.6694e-06 | 0.00029998 | 8.7818e-05 | 0.00012015 | 0.0001036 | 0.00028489 | 9.8298e-05 | 0.00016394 | 0.00010862 | 0.00023353 | 2.7037e-05 | 0.00015536 | 8.4848e-05
0.00031869 | 0 | 1.0534e-06 | 1.1757e-07 | 0 | 1.0678e-06 | 0.00030811 | 0.00010779 | 6.5837e-05 | 8.8337e-05 | 0.00027365 | 9.4071e-05 | 0.0002158 | 0.00018559 | 0.00019916 | 1.7909e-05 | 0.00013003 | 3.381e-05
0 | 0 | 1.0534e-06 | 1.1253e-06 | 0 | 8.8979e-07 | 0.00028149 | 9.507e-05 | 7.6035e-05 | 0.0001218 | 0.00021621 | 9.3273e-05 | 0.00021377 | 9.6792e-05 | 9.1153e-05 | 2.7572e-05 | 8.1286e-05 | 7.9375e-05
0 | 0 | 1.1855e-06 | 2.0491e-06 | 0 | 7.1183e-07 | 0.00029529 | 9.6798e-05 | 0.00011815 | 0.00011967 | 0.00021639 | 9.0871e-05 | 0.00026492 | 7.3758e-05 | 0.0001193 | 3.2765e-05 | 0.00010787 | 4.6513e-05
0 | 0 | 1.1655e-06 | 1.3773e-07 | 0 | 7.1183e-07 | 0.00029867 | 0.00010542 | 4.4476e-05 | 9.1451e-05 | 0.000184 | 0.00010338 | 0.00033133 | 7.0171e-05 | 0.00033311 | 4.3944e-05 | 0.00014052 | 5.4741e-05
0 | 0 | 1.1975e-06 | 7.3397e-07 | 0 | 1.6016e-06 | 0.0003531 | 0.00010004 | 0.00010372 | 0.00022424 | 8.8576e-05 | 0.00010616 | 0.00055851 | 8.087e-05 | 0.00043361 | 5.9027e-05 | 0.00022761 | 6.2358e-05
0 | 0 | 1.0343e-05 | 5.4418e-07 | 0 | 0 | 0.00021228 | 8.6059e-05 | 0.00013511 | 0.0002029 | 1.1197e-05 | 0.00010256 | 0.00046208 | 7.2877e-05 | 0.00051155 | 7.0585e-05 | 0.00019904 | 7.3803e-05
0 | 0 | 8.5239e-06 | 1.0766e-06 | 0 | 0 | 0.00024649 | 9.681e-05 | 0.00013976 | 0.00010096 | 3.5947e-06 | 0.00010505 | 0.00025397 | 6.6332e-05 | 0.00014833 | 7.11e-05 | 0.00018218 | 0.0002414
0 | 0 | 7.7283e-06 | 5.677e-07 | 0 | 7.1183e-07 | 0.00027284 | 9.9114e-05 | 9.8204e-05 | 0.00012919 | 3.5947e-06 | 0.00010591 | 0.00015997 | 3.927e-05 | 0.00013725 | 6.7853e-05 | 0.00022218 | 0.00024296
0 | 0 | 7.2229e-06 | 3.1912e-07 | 0 | 7.1183e-07 | 0.00024367 | 8.9757e-05 | 8.4766e-05 | 7.3518e-05 | 3.5281e-06 | 0.00010298 | 5.9778e-05 | 3.0712e-05 | 5.3573e-05 | 5.8623e-05 | 0.00018718 | 2.6392e-05
0 | 0 | 6.6926e-06 | 4.686e-07 | 0 | 1.7796e-07 | 0.00016867 | 9.7144e-05 | 6.4333e-05 | 5.2042e-05 | 3.5947e-06 | 9.1917e-05 | 5.5509e-05 | 3.0523e-05 | 3.3619e-05 | 4.613e-05 | 0.00010267 | 0.0001151
0 | 0 | 2.1531e-06 | 5.4922e-07 | 0 | 0 | 0.00010599 | 9.4573e-05 | 3.3426e-05 | 5.9849e-05 | 3.5947e-06 | 8.8575e-05 | 4.3173e-05 | 3.0586e-05 | 1.4261e-05 | 3.9545e-05 | 8.5328e-05 | 5.5838e-05
0 | 0 | 7.2979e-07 | 5.5258e-07 | 0 | 0 | 3.847e-05 | 8.892e-05 | 3.2307e-05 | 5.7781e-05 | 3.628e-06 | 8.8151e-05 | 5.9551e-06 | 0.00016299 | 1.1486e-05 | 2.9982e-05 | 4.2508e-05 | 1.0846e-06
0 | 0 | 7.1237e-07 | 6.0968e-07 | 0 | 1.0678e-06 | 3.6403e-05 | 7.6486e-05 | 4.8023e-05 | 8.7457e-05 | 3.5614e-06 | 8.8476e-05 | 7.234e-06 | 0.00024365 | 1.7401e-05 | 2.4515e-05 | 4.2147e-05 | 1.2217e-06
0 | 0 | 7.2979e-07 | 5.8113e-07 | 0 | 1.4237e-06 | 2.3956e-05 | 9.1597e-05 | 7.1487e-05 | 5.7538e-05 | 3.5947e-06 | 9.1852e-05 | 5.4828e-06 | 0.00020715 | 1.5542e-05 | 2.4723e-05 | 3.0936e-05 | 1.2093e-06
0 | 0 | 7.1237e-07 | 5.6937e-07 | 0 | 0 | 8.7376e-06 | 9.4457e-05 | 0.00011426 | 4.8277e-05 | 3.5947e-06 | 9.785e-05 | 4.4166e-06 | 3.0649e-05 | 1.0625e-05 | 2.4449e-05 | 5.019e-05 | 1.2716e-06
0 | 0 | 6.5875e-07 | 2.0995e-06 | 0 | 0 | 2.197e-06 | 7.9603e-05 | 0.00016857 | 4.5467e-05 | 3.5281e-06 | 9.4671e-05 | 1.0452e-05 | 3.0586e-05 | 1.9247e-05 | 1.8489e-05 | 6.55e-05 | 1.0971e-06
0 | 0 | 7.5063e-07 | 1.2412e-06 | 0 | 0 | 1.4e-05 | 9.2171e-05 | 0.00031108 | 6.2444e-05 | 5.5152e-05 | 9.1998e-05 | 4.0799e-05 | 3.0397e-05 | 4.4426e-05 | 1.8496e-05 | 9.7795e-05 | 3.6036e-06
0 | 0 | 7.4618e-07 | 1.1253e-06 | 0 | 2.1355e-06 | 5.5596e-05 | 8.5973e-05 | 0.00044271 | 5.2319e-05 | 5.6051e-05 | 7.9892e-05 | 4.8896e-05 | 3.0586e-05 | 4.5403e-05 | 4.9699e-05 | 0.0002529 | 4.5092e-05
0 | 0 | 8.0018e-07 | 5.5594e-07 | 0 | 2.3135e-06 | 0.0001234 | 7.9697e-05 | 0.00038315 | 7.862e-05 | 7.9117e-05 | 8.5466e-05 | 0.00013936 | 3.0523e-05 | 0.00016037 | 4.1373e-05 | 0.00028829 | 3.0381e-05
0 | 0 | 7.6805e-07 | 7.6756e-07 | 0 | 1.6016e-06 | 0.00018402 | 9.5727e-05 | 0.0003397 | 7.6698e-05 | 0.00012155 | 8.912e-05 | 0.00011335 | 3.1718e-05 | 9.2646e-05 | 4.3676e-05 | 0.00020944 | 0.00041508
0 | 0 | 1.1349e-06 | 7.0374e-07 | 0 | 2.4914e-06 | 0.00023945 | 7.9972e-05 | 0.0003195 | 6.0764e-05 | 0.000192 | 0.00010378 | 0.00011538 | 3.0523e-05 | 0.00012856 | 6.764e-05 | 0.00020416 | 0.0008314
0 | 0 | 1.2446e-06 | 5.4922e-07 | 0 | 1.6016e-06 | 0.00025185 | 9.2791e-05 | 0.00023303 | 7.2158e-05 | 0.00030805 | 0.0001068 | 0.00016866 | 3.1089e-05 | 0.00013738 | 3.3779e-05 | 0.00012098 | 0.00019609
0 | 0 | 1.1955e-06 | 6.6007e-07 | 0 | 1.2457e-06 | 0.00032419 | 8.4902e-05 | 0.0002127 | 0.00011595 | 0.00026344 | 9.1831e-05 | 7.9355e-05 | 3.1089e-05 | 0.00013618 | 4.3651e-05 | 7.9764e-05 | 0.00012248
0 | 0 | 1.3125e-06 | 6.0851e-06 | 0 | 1.7796e-06 | 0.00021381 | 9.417e-05 | 0.0001039 | 0.00014492 | 0.00020375 | 9.7287e-05 | 0.00012251 | 3.0712e-05 | 6.8008e-05 | 3.0659e-05 | 0.00011111 | 3.3606e-05
0 | 0 | 7.9353e-06 | 6.2984e-07 | 0 | 5.3388e-07 | 0.0001812 | 9.7478e-05 | 6.7927e-05 | 0.00010357 | 0.00019176 | 9.4276e-05 | 9.532e-05 | 3.0821e-05 | 5.7309e-05 | 2.4297e-05 | 8.0774e-05 | 0.00013795
0 | 0 | 6.7282e-06 | 5.6937e-07 | 0 | 1.2457e-06 | 0.00016989 | 0.00010185 | 6.4442e-05 | 8.6633e-05 | 0.00013564 | 9.3573e-05 | 0.00013671 | 3.1341e-05 | 0.00015635 | 2.0685e-05 | 7.0093e-05 | 1.4798e-05
0 | 0 | 6.0948e-06 | 2.0172e-06 | 0 | 7.1183e-07 | 0.00017104 | 0.00010659 | 6.033e-05 | 0.00045722 | 0.00013621 | 9.5234e-05 | 0.00015381 | 3.1089e-05 | 0.00020293 | 2.2578e-05 | 8.5081e-05 | 1.8568e-06
0 | 0 | 5.8876e-06 | 7.1063e-06 | 0 | 0 | 0.00019702 | 8.9005e-05 | 7.0574e-05 | 0.00020853 | 0.00013597 | 0.00010193 | 0.00024885 | 7.7873e-05 | 0.00035157 | 4.1309e-05 | 0.00011471 | 2.6342e-05
5.6655e-06 | 0 | 5.6794e-06 | 1.1236e-06 | 0 | 0 | 0.00018854 | 0.0001061 | 0.00010436 | 9.7178e-05 | 9.1379e-05 | 0.0001098 | 0.00053299 | 0.00017269 | 0.00057685 | 3.8067e-05 | 0.00017816 | 4.6276e-05
0 | 0 | 5.8748e-06 | 4.1149e-07 | 0 | 8.8979e-07 | 0.00019112 | 0.00010008 | 0.00019002 | 0.00014927 | 1.1197e-05 | 0.00010786 | 0.0004896 | 0.0001719 | 0.0003887 | 5.327e-05 | 0.00022884 | 7.7879e-05
0 | 0 | 6.04e-06 | 3.9638e-07 | 0 | 0 | 0.00022149 | 9.9086e-05 | 0.00017211 | 0.00010302 | 3.4948e-06 | 0.00011909 | 0.00030459 | 0.00021039 | 0.00010403 | 6.5253e-05 | 0.00027854 | 0.00015118
0 | 0 | 6.2299e-06 | 2.9057e-07 | 0 | 0 | 0.00024341 | 9.3243e-05 | 0.00018391 | 5.9794e-05 | 3.5947e-06 | 0.00011428 | 8.334e-05 | 0.00028476 | 6.6426e-05 | 6.3544e-05 | 0.00024616 | 2.8262e-05
0 | 0 | 7.6926e-06 | 1.221e-06 | 0 | 0 | 0.00018243 | 9.7195e-05 | 0.00034643 | 0.00010381 | 3.5947e-06 | 9.9729e-05 | 8.0895e-05 | 0.00037226 | 0.00011587 | 4.1014e-05 | 0.00014817 | 9.6396e-05
0 | 0 | 5.6143e-06 | 3.8143e-06 | 0 | 0 | 8.9774e-05 | 8.7144e-05 | 0.0003623 | 4.9591e-05 | 3.5614e-06 | 9.1278e-05 | 5.1559e-05 | 0.00017908 | 5.1796e-05 | 3.5694e-05 | 0.00015168 | 3.6755e-05
0 | 0 | 6.6816e-07 | 1.3302e-06 | 0 | 0 | 7.0855e-05 | 8.0042e-05 | 0.00032371 | 5.1309e-05 | 3.5281e-06 | 9.1129e-05 | 1.0912e-05 | 3.0586e-05 | 3.24e-05 | 2.056e-05 | 0.00010342 | 9.5993e-07
0 | 0 | 6.8926e-07 | 3.4767e-07 | 0 | 0 | 4.5472e-05 | 9.141e-05 | 0.00030853 | 4.5855e-05 | 3.5947e-06 | 8.663e-05 | 8.9014e-06 | 3.762e-05 | 1.518e-05 | 1.3036e-05 | 8.0696e-05 | 1.2716e-06
0 | 0 | 6.5723e-07 | 3.6783e-07 | 0 | 0 | 1.4838e-05 | 8.7594e-05 | 0.00030209 | 4.7185e-05 | 3.6613e-06 | 8.3736e-05 | 4.6229e-06 | 4.2164e-05 | 1.6579e-05 | 1.2787e-05 | 2.8358e-05 | 1.0971e-06
0 | 0 | 6.5723e-07 | 3.4767e-07 | 0 | 0 | 6.0615e-06 | 8.2535e-05 | 7.4005e-05 | 7.703e-05 | 3.4948e-06 | 8.401e-05 | 5.1001e-06 | 4.0004e-05 | 1.6032e-05 | 1.3212e-05 | 2.4245e-05 | 1.0846e-06
0 | 0 | 6.5723e-07 | 3.3088e-07 | 0 | 0 | 5.9978e-06 | 7.6408e-05 | 0.00017678 | 4.5872e-05 | 3.5947e-06 | 8.9505e-05 | 4.4877e-06 | 3.0712e-05 | 7.5874e-06 | 1.2873e-05 | 5.2797e-05 | 9.5993e-07
0 | 0 | 7.2979e-07 | 3.6783e-07 | 0 | 0 | 1.737e-06 | 9.032e-05 | 0.00022266 | 4.0834e-05 | 3.5281e-06 | 9.0894e-05 | 8.3017e-05 | 3.1152e-05 | 1.0669e-05 | 1.2414e-05 | 5.4968e-05 | 1.7827e-06
0 | 0 | 7.147e-07 | 4.1989e-07 | 0 | 0 | 2.8308e-05 | 8.5843e-05 | 0.00035355 | 5.7451e-05 | 5.4886e-05 | 8.9136e-05 | 5.1559e-05 | 3.0397e-05 | 4.5107e-05 | 1.7309e-05 | 0.0001098 | 2.9179e-06
0 | 0 | 7.4618e-07 | 5.1395e-07 | 0 | 0 | 5.7761e-05 | 7.8091e-05 | 0.00055729 | 0.00028682 | 5.5718e-05 | 8.183e-05 | 8.153e-05 | 3.0271e-05 | 5.5257e-05 | 0.00016485 | 0.00021645 | 4.6826e-06
0 | 0 | 6.8738e-07 | 9.1537e-07 | 0 | 0 | 0.00010817 | 7.7142e-05 | 0.00053264 | 0.00054525 | 8.2611e-05 | 8.7566e-05 | 0.00010131 | 3.1215e-05 | 0.00013075 | 0.00014749 | 0.00029294 | 6.156e-05
0 | 0 | 7.3544e-07 | 5.9961e-07 | 0 | 3.5592e-07 | 0.00020772 | 8.9407e-05 | 0.00045245 | 0.00014033 | 0.00012185 | 8.6484e-05 | 0.00012873 | 3.1215e-05 | 0.0001167 | 0.00016947 | 0.00026679 | 0.00011862
0 | 0 | 1.1545e-06 | 4.2325e-07 | 5.1202e-06 | 3.5592e-07 | 0.00029659 | 8.2183e-05 | 0.00033266 | 5.7445e-05 | 0.00018443 | 8.2287e-05 | 8.056e-05 | 3.1656e-05 | 9.3024e-05 | 4.9696e-05 | 0.00020264 | 8.7815e-05
0 | 0 | 7.4506e-06 | 4.6356e-07 | 1.7187e-06 | 1.7796e-07 | 0.00030586 | 8.6802e-05 | 0.000202 | 6.3706e-05 | 0.00031055 | 8.9906e-05 | 0.00019826 | 3.4462e-05 | 0.0001261 | 3.4192e-05 | 0.00015686 | 0.00017017
0 | 0 | 4.8795e-06 | 4.4005e-07 | 0 | 1.2457e-06 | 0.00025687 | 9.3463e-05 | 0.00016731 | 7.4109e-05 | 0.00026611 | 9.8098e-05 | 0.00021158 | 8.9506e-05 | 9.6661e-05 | 3.435e-05 | 9.7244e-05 | 7.1933e-06
0 | 0 | 1.3872e-06 | 4.3165e-07 | 0 | 7.1183e-07 | 0.0001727 | 8.8471e-05 | 0.0001214 | 0.00012291 | 0.00020562 | 9.2211e-05 | 0.00026569 | 0.00017896 | 8.6804e-05 | 3.1141e-05 | 0.00012187 | 0.00010901
0 | 7.9113e-08 | 1.2768e-06 | 5.2571e-07 | 0 | 8.8979e-07 | 0.00011907 | 9.2514e-05 | 5.4066e-05 | 0.00049442 | 0.00019375 | 9.3038e-05 | 0.00011825 | 0.00022303 | 6.0562e-05 | 2.0688e-05 | 7.5195e-05 | 0.00011871
0 | 0 | 1.3426e-06 | 4.602e-07 | 0 | 0 | 0.00014021 | 9.2872e-05 | 5.2256e-05 | 5.1617e-05 | 0.00013676 | 9.4175e-05 | 0.00012148 | 0.00021946 | 5.0431e-05 | 2.2979e-05 | 4.0404e-05 | 2.8299e-05
0 | 0 | 1.1778e-06 | 4.602e-07 | 0 | 0 | 9.1462e-05 | 9.9279e-05 | 3.9758e-05 | 7.19e-05 | 0.00013673 | 0.00010016 | 9.7313e-05 | 0.00018361 | 0.00014621 | 2.8119e-05 | 0.000102 | 6.1735e-05
0 | 0 | 1.1815e-06 | 5.1227e-07 | 0 | 0 | 0.00016344 | 0.00010405 | 9.4087e-05 | 0.00010645 | 0.00013535 | 9.8745e-05 | 0.00017313 | 0.00023357 | 0.00022468 | 3.196e-05 | 0.00011398 | 1.6705e-06
0 | 0 | 8.0738e-06 | 1.1001e-06 | 0 | 5.3388e-07 | 0.00013025 | 9.3811e-05 | 7.2892e-05 | 0.0002661 | 8.9668e-05 | 0.00010426 | 0.0006032 | 0.00029543 | 0.00035033 | 4.2704e-05 | 0.00017564 | 0.00011626
0 | 0 | 6.6925e-06 | 1.4293e-06 | 0 | 0 | 0.00019485 | 9.1905e-05 | 0.00011712 | 0.00032319 | 1.1197e-05 | 0.00010728 | 0.00058257 | 0.00029939 | 0.0005097 | 5.0962e-05 | 0.00020379 | 1.3339e-06
0 | 0 | 5.8318e-06 | 5.7962e-06 | 0 | 0 | 0.00015148 | 9.381e-05 | 0.00016905 | 0.00014265 | 3.628e-06 | 0.00010171 | 0.0003371 | 0.00028323 | 0.00013797 | 7.7995e-05 | 0.00020865 | 0.00022411
0 | 0 | 6.2522e-06 | 5.3713e-06 | 0 | 0 | 0.00018515 | 9.4175e-05 | 0.00021411 | 0.00011268 | 3.5281e-06 | 9.84e-05 | 9.4789e-05 | 0.00023539 | 0.00010786 | 4.5585e-05 | 0.00012691 | 4.119e-05
0 | 0 | 5.8644e-06 | 3.6783e-07 | 0 | 3.5592e-07 | 0.00021777 | 9.1593e-05 | 0.00029626 | 0.00017612 | 3.5947e-06 | 9.8945e-05 | 5.09e-05 | 0.00021422 | 4.4255e-05 | 3.0718e-05 | 0.00010979 | 9.4073e-05
0 | 0 | 6.6952e-06 | 5.0051e-07 | 0 | 0 | 0.00014287 | 9.154e-05 | 0.00033968 | 0.00011495 | 3.5281e-06 | 0.00010995 | 6.2177e-05 | 0.00015308 | 2.7535e-05 | 2.1859e-05 | 0.00012006 | 7.5673e-06
0 | 0 | 6.7697e-06 | 4.4005e-07 | 0 | 0 | 9.8787e-05 | 8.4401e-05 | 0.00034566 | 6.1641e-05 | 3.5614e-06 | 9.1817e-05 | 1.8226e-05 | 0.00014701 | 1.6375e-05 | 1.561e-05 | 9.2381e-05 | 1.0971e-06
0 | 0 | 6.0765e-06 | 3.8949e-06 | 0 | 0 | 2.9939e-05 | 8.754e-05 | 0.00032012 | 4.9932e-05 | 3.5947e-06 | 8.778e-05 | 1.2696e-05 | 0.00014764 | 1.078e-05 | 1.0957e-05 | 8.8304e-05 | 1.0223e-06
0 | 0 | 6.5723e-07 | 5.2067e-07 | 0 | 0 | 1.4623e-05 | 8.016e-05 | 0.00028349 | 4.2929e-05 | 3.5614e-06 | 8.3322e-05 | 1.4776e-05 | 0.00014739 | 1.3264e-05 | 1.7235e-05 | 3.4297e-05 | 1.0971e-06
0 | 0 | 6.5723e-07 | 5.3746e-07 | 0 | 0 | 1.1916e-05 | 8.5011e-05 | 7.1683e-05 | 8.7995e-05 | 3.5947e-06 | 8.4935e-05 | 7.3889e-06 | 0.00014859 | 2.0109e-05 | 1.6413e-05 | 4.0879e-05 | 3.5742e-05
0 | 0 | 6.5723e-07 | 1.3605e-06 | 0 | 0 | 3.2907e-06 | 8.1702e-05 | 0.00011934 | 4.199e-05 | 3.5947e-06 | 8.9534e-05 | 2.4718e-05 | 0.00014663 | 6.437e-06 | 1.3721e-05 | 4.774e-05 | 1.0846e-06
0 | 0 | 6.5723e-07 | 3.423e-06 | 0 | 0 | 1.5285e-05 | 8.4829e-05 | 0.00012847 | 4.2538e-05 | 3.5614e-06 | 8.812e-05 | 3.0634e-05 | 0.00014626 | 2.3283e-05 | 1.1013e-05 | 5.7976e-05 | 1.9074e-06
0 | 0 | 7.9158e-07 | 6.6477e-06 | 0 | 0 | 2.7115e-05 | 7.9212e-05 | 0.00031355 | 4.944e-05 | 5.4719e-05 | 8.7633e-05 | 3.5402e-05 | 0.00014557 | 2.2329e-05 | 3.0601e-05 | 9.2723e-05 | 1.2093e-06
0 | 0 | 6.9104e-07 | 5.6618e-06 | 0 | 0 | 4.9956e-05 | 8.511e-05 | 0.00058457 | 6.4662e-05 | 5.5784e-05 | 8.1213e-05 | 6.4262e-05 | 0.00014594 | 0.00013934 | 1.6244e-05 | 0.00020668 | 1.4711e-06
0 | 1.0034e-06 | 6.6816e-07 | 7.1029e-06 | 0 | 0 | 0.00012854 | 7.0658e-05 | 0.0005995 | 0.00016587 | 8.2112e-05 | 8.8167e-05 | 0.00012314 | 0.00014764 | 0.00015043 | 1.4369e-05 | 0.00022166 | 1.3339e-06
0 | 0 | 7.6805e-07 | 4.9178e-06 | 0 | 3.5592e-07 | 0.00018787 | 7.6892e-05 | 0.00048977 | 9.8686e-05 | 0.00012162 | 8.6852e-05 | 0.0001236 | 0.00014619 | 0.00017898 | 2.824e-05 | 0.00024194 | 0.00043014
2.889e-06 | 0 | 1.0116e-06 | 3.3591e-06 | 0 | 1.7796e-07 | 0.00020435 | 9.0294e-05 | 0.00035115 | 7.1578e-05 | 0.00018418 | 9.7329e-05 | 0.00021393 | 0.00019358 | 0.00027201 | 3.3358e-05 | 0.00017598 | 0.00020043
3.852e-06 | 0 | 1.3214e-06 | 1.604e-06 | 0 | 7.1183e-07 | 0.00028441 | 8.4751e-05 | 0.00025111 | 8.2568e-05 | 0.00030721 | 8.9625e-05 | 0.00023922 | 0.0002888 | 0.0004361 | 3.701e-05 | 0.00016046 | 0.00011922
9.63e-07 | 0 | 1.2665e-06 | 1.6443e-06 | 0 | 5.3388e-07 | 0.00025905 | 8.1053e-05 | 0.00021571 | 6.3661e-05 | 0.00026021 | 8.9016e-05 | 0.00024736 | 0.00029157 | 0.00044038 | 3.692e-05 | 0.00018697 | 7.2999e-05
0 | 0 | 1.2722e-06 | 8.7674e-07 | 0 | 1.7796e-07 | 0.0002248 | 9.3988e-05 | 0.00014053 | 0.00020556 | 0.00019305 | 0.00011152 | 0.00015856 | 0.00028849 | 0.00020703 | 2.8239e-05 | 0.00015161 | 8.1029e-05
0 | 0 | 1.238e-06 | 2.1163e-06 | 0 | 0 | 0.0002555 | 9.1639e-05 | 0.00010881 | 0.00015803 | 0.00017227 | 9.6976e-05 | 0.00014488 | 0.00029036 | 0.00017305 | 2.7029e-05 | 0.00014357 | 5.3495e-05
0 | 0 | 1.2337e-06 | 4.1233e-06 | 0 | 7.1183e-07 | 0.00016431 | 8.7955e-05 | 7.5558e-05 | 6.2208e-05 | 0.00013607 | 9.551e-05 | 0.00014379 | 0.00029044 | 0.00015083 | 2.4915e-05 | 0.00012169 | 0.00016271
0 | 0 | 8.3617e-06 | 2.4438e-06 | 0 | 3.9151e-06 | 0.0001686 | 9.5046e-05 | 6.0804e-05 | 7.008e-05 | 0.00013593 | 9.7386e-05 | 0.0001848 | 0.00029113 | 0.00026576 | 3.1246e-05 | 0.00015281 | 0.00010002
0 | 0 | 7.2844e-06 | 2.3917e-06 | 0 | 2.1355e-06 | 0.00014711 | 0.00010174 | 5.9369e-05 | 8.3627e-05 | 0.0001354 | 9.923e-05 | 0.00030609 | 0.00028996 | 0.00027989 | 3.0592e-05 | 0.00014197 | 3.1254e-05
0 | 0 | 6.1192e-06 | 4.4576e-06 | 0 | 8.8979e-07 | 0.00011992 | 9.7687e-05 | 5.3322e-05 | 0.00022981 | 8.9129e-05 | 0.0001147 | 0.00062673 | 0.00040738 | 0.00068834 | 0.00010683 | 0.00019749 | 6.8467e-05
0 | 0 | 6.0209e-06 | 7.2221e-07 | 0 | 0 | 0.00019205 | 8.8576e-05 | 6.2164e-05 | 0.00019467 | 1.1037e-05 | 0.00011017 | 0.00049873 | 0.00050425 | 0.00045228 | 0.00018358 | 0.0002448 | 1.1469e-06
0 | 0 | 6.3473e-06 | 3.8294e-07 | 0 | 0 | 0.00013879 | 0.00010828 | 6.6383e-05 | 0.00020602 | 3.5281e-06 | 0.00011114 | 0.00041673 | 0.00050542 | 0.00022098 | 6.2693e-05 | 0.00024519 | 6.8018e-05
0 | 0 | 6.4369e-06 | 3.213e-06 | 0 | 0 | 0.00012446 | 8.3447e-05 | 7.0241e-05 | 0.00020223 | 3.5281e-06 | 0.00011173 | 0.00020624 | 0.00050356 | 0.00016914 | 3.583e-05 | 0.00020775 | 5.6698e-05
0 | 0 | 6.3629e-06 | 3.8429e-06 | 0 | 0 | 0.00011955 | 9.2147e-05 | 0.00012857 | 8.2876e-05 | 3.5947e-06 | 0.00010831 | 0.0001519 | 0.0004424 | 0.00019935 | 4.2201e-05 | 0.00019303 | 2.7389e-05
0 | 0 | 6.3805e-06 | 8.3088e-06 | 8.5936e-06 | 0 | 5.0886e-05 | 9.3936e-05 | 0.00024011 | 7.8593e-05 | 3.5281e-06 | 0.00010733 | 0.00010496 | 0.00019308 | 0.00012742 | 7.8276e-05 | 0.00015985 | 7.5124e-05
0 | 0 | 6.7145e-06 | 2.7797e-06 | 0 | 3.5592e-07 | 6.4291e-05 | 9.3782e-05 | 0.00030369 | 8.664e-05 | 3.5281e-06 | 9.9269e-05 | 4.0698e-05 | 9.9468e-05 | 0.0001355 | 9.8746e-05 | 0.00011638 | 4.7984e-05
9.63e-07 | 0 | 6.5175e-06 | 4.1149e-07 | 0 | 0 | 7.2914e-05 | 8.1556e-05 | 0.00031045 | 7.3615e-05 | 3.5614e-06 | 9.0265e-05 | 3.6547e-05 | 0.0001147 | 8.5132e-05 | 1.9438e-05 | 8.2451e-05 | 3.8946e-05
0 | 0 | 5.3754e-06 | 4.3669e-07 | 0 | 0 | 2.0485e-05 | 8.6536e-05 | 0.00033207 | 6.4592e-05 | 3.5947e-06 | 8.7425e-05 | 4.4375e-05 | 0.00033742 | 1.7496e-05 | 1.1849e-05 | 3.669e-05 | 1.2554e-05
0 | 0 | 7.3731e-07 | 1.8559e-06 | 0 | 0 | 1.0719e-05 | 0.00010155 | 0.00026246 | 5.488e-05 | 3.4948e-06 | 9.1325e-05 | 3.3784e-05 | 0.00036321 | 2.0233e-05 | 8.9361e-06 | 3.5098e-05 | 1.0347e-06
0 | 1.0034e-06 | 6.5723e-07 | 1.8559e-06 | 0 | 1.7796e-07 | 2.0722e-05 | 8.286e-05 | 0.00019334 | 5.0421e-05 | 3.5281e-06 | 9.794e-05 | 2.2371e-05 | 0.00027639 | 8.7468e-06 | 9.6403e-06 | 4.4205e-05 | 1.1469e-06
0 | 3.5117e-06 | 7.3731e-07 | 2.7159e-06 | 0 | 5.3388e-07 | 2.2959e-05 | 8.1856e-05 | 9.5221e-05 | 5.0874e-05 | 3.6613e-06 | 9.4252e-05 | 3.3697e-05 | 0.00014676 | 1.4074e-05 | 8.6704e-06 | 5.7057e-05 | 1.7079e-06
0 | 4.5151e-06 | 6.8926e-07 | 2.3833e-06 | 0 | 0 | 1.2358e-05 | 8.6059e-05 | 9.1649e-05 | 5.4431e-05 | 5.5052e-05 | 9.2053e-05 | 5.1428e-05 | 0.00014651 | 1.6045e-05 | 7.9283e-06 | 6.1244e-05 | 1.0347e-06
0 | 3.5117e-06 | 6.5723e-07 | 9.8255e-07 | 0 | 0 | 9.2584e-06 | 8.5065e-05 | 0.00023421 | 5.9381e-05 | 5.6284e-05 | 8.1956e-05 | 0.00013948 | 0.00014625 | 0.00010025 | 7.946e-06 | 0.00012203 | 1.8451e-06
0 | 0 | 6.5723e-07 | 2.4068e-06 | 0 | 0 | 4.3752e-05 | 7.9381e-05 | 0.0003079 | 9.0746e-05 | 8.0914e-05 | 9.0176e-05 | 0.00029592 | 0.00014599 | 0.00019048 | 1.0639e-05 | 0.0001948 | 1.2093e-06
0 | 0 | 7.2979e-07 | 8.0032e-06 | 0 | 1.4088e-06 | 0.00010948 | 8.3912e-05 | 0.00032916 | 0.00018091 | 0.00012082 | 9.9066e-05 | 0.00048041 | 0.00015157 | 0.00037062 | 2.4355e-05 | 0.00023611 | 3.937e-05
0 | 0 | 9.0634e-06 | 4.6675e-06 | 0 | 1.4237e-06 | 0.00019365 | 8.6314e-05 | 0.00029488 | 0.0001411 | 0.0001904 | 0.00011736 | 0.00055928 | 0.00011521 | 0.00050853 | 3.5306e-05 | 0.00031505 | 0.00016205
0 | 0 | 9.2822e-06 | 3.2567e-06 | 0 | 0 | 0.000224 | 9.041e-05 | 0.00024227 | 0.00012759 | 0.00030858 | 0.00010871 | 0.00075817 | 5.9636e-05 | 0.00045491 | 3.4806e-05 | 0.00032533 | 0.00016628
0 | 0 | 7.5757e-06 | 3.4314e-06 | 0 | 0 | 0.0002101 | 8.9198e-05 | 0.00018663 | 8.6423e-05 | 0.00026006 | 0.00011827 | 0.00089039 | 0.00013051 | 0.00067752 | 3.3091e-05 | 0.0002834 | 9.2141e-05
0 | 0 | 6.3531e-06 | 1.5805e-06 | 0 | 0 | 0.0001992 | 9.8806e-05 | 9.7371e-05 | 8.9719e-05 | 0.00020349 | 0.00011754 | 0.00089375 | 0.00024458 | 0.00071232 | 2.0116e-05 | 0.00022049 | 4.916e-05
2.8524e-05 | 0 | 5.8107e-06 | 8.0972e-06 | 0 | 0 | 0.00017015 | 9.7094e-05 | 6.7431e-05 | 0.00019356 | 0.00019163 | 0.0001043 | 0.00081186 | 0.00024362 | 0.00059879 | 2.2001e-05 | 0.00011882 | 8.2292e-05
0 | 0 | 4.9906e-06 | 2.9258e-06 | 0 | 7.1183e-07 | 0.00016062 | 9.396e-05 | 4.0354e-05 | 0.00022798 | 0.00013384 | 0.00010285 | 0.00077474 | 0.00033599 | 0.00064706 | 2.4775e-05 | 0.00016429 | 0.00014141
0 | 0 | 5.2839e-06 | 2.0004e-06 | 0 | 2.3135e-06 | 0.00011934 | 9.6362e-05 | 5.8713e-05 | 0.00024833 | 0.00013494 | 0.00010569 | 0.00068023 | 0.00032978 | 0.0005499 | 2.9471e-05 | 0.00018938 | 5.2372e-05
0 | 0 | 4.9185e-06 | 3.4801e-06 | 0 | 8.8979e-07 | 7.2501e-05 | 0.00010067 | 9.3577e-05 | 0.00022855 | 0.00013583 | 0.00010787 | 0.0006146 | 0.00017108 | 0.0004037 | 1.8481e-05 | 0.00017339 | 5.6212e-05
0 | 0 | 5.1065e-06 | 4.0847e-06 | 0 | 4.449e-06 | 9.4442e-05 | 9.1548e-05 | 6.0961e-05 | 0.00028397 | 9.012e-05 | 0.00011017 | 0.00052456 | 0.00017042 | 0.00042287 | 2.2678e-05 | 0.00020058 | 3.4283e-05
0 | 0 | 5.4448e-06 | 1.0583e-05 | 0 | 2.6694e-06 | 8.2348e-05 | 8.8522e-05 | 0.00011867 | 0.00020262 | 1.1796e-05 | 0.00010894 | 0.0003782 | 0.00017175 | 0.00027449 | 2.4924e-05 | 0.00018815 | 1.1108e-05
0 | 0 | 5.2174e-06 | 1.8593e-06 | 0 | 3.5592e-07 | 5.3067e-05 | 9.5206e-05 | 9.27e-05 | 0.0001671 | 3.4616e-06 | 0.00011517 | 0.00018628 | 9.7295e-05 | 0.00013245 | 2.7964e-05 | 0.00018274 | 2.9783e-05
0 | 0 | 5.87e-06 | 1.8492e-06 | 0 | 3.2033e-06 | 8.059e-05 | 9.7108e-05 | 0.00011308 | 0.00013583 | 3.5281e-06 | 0.00011044 | 9.6312e-05 | 9.0247e-05 | 6.1449e-05 | 3.8323e-05 | 0.00016313 | 7.5074e-05
0 | 0 | 5.8373e-06 | 2.2405e-06 | 0 | 2.8473e-06 | 0.00013771 | 0.00010025 | 0.00014666 | 7.3246e-05 | 3.4616e-06 | 0.00010469 | 5.7696e-05 | 8.0959e-05 | 6.4014e-05 | 5.9885e-05 | 0.00014431 | 5.8344e-05
0 | 0 | 5.1705e-06 | 2.385e-07 | 0 | 3.3812e-06 | 0.00013841 | 9.6069e-05 | 0.00013815 | 5.6133e-05 | 3.5947e-06 | 0.00010498 | 6.0532e-05 | 4.6885e-05 | 2.921e-05 | 4.7557e-05 | 0.00014688 | 1.3963e-06
0 | 0 | 9.1089e-07 | 1.6628e-07 | 0 | 7.1183e-07 | 7.4949e-05 | 0.00010324 | 0.00020118 | 7.3399e-05 | 3.5281e-06 | 0.00010586 | 1.6142e-05 | 3.0649e-05 | 1.2248e-05 | 3.5205e-05 | 9.571e-05 | 6.7981e-05
0 | 0 | 8.1739e-07 | 1.2597e-07 | 0 | 1.0678e-06 | 7.0735e-05 | 9.7076e-05 | 0.00028515 | 8.3631e-05 | 3.5947e-06 | 9.814e-05 | 4.7718e-05 | 3.0837e-05 | 1.8475e-05 | 2.3003e-05 | 5.2231e-05 | 3.1005e-05
0 | 0 | 7.7644e-07 | 1.7468e-07 | 0 | 0 | 1.3715e-05 | 8.6495e-05 | 0.00034149 | 6.1835e-05 | 3.5947e-06 | 9.4644e-05 | 8.4518e-05 | 3.0837e-05 | 7.7391e-06 | 1.5671e-05 | 4.7741e-05 | 2.9384e-05
0 | 0 | 7.2979e-07 | 2.0995e-07 | 0 | 0 | 6.2819e-06 | 9.3615e-05 | 0.00034083 | 4.8988e-05 | 3.5947e-06 | 9.9118e-05 | 3.9975e-05 | 3.0649e-05 | 1.032e-05 | 1.2901e-05 | 3.3586e-05 | 1.0347e-06
0 | 0 | 7.1237e-07 | 1.8643e-07 | 0 | 3.5592e-07 | 3.1125e-06 | 9.8132e-05 | 0.00020097 | 4.8923e-05 | 3.5947e-06 | 9.9975e-05 | 7.6966e-06 | 3.0837e-05 | 1.2239e-05 | 2.2653e-05 | 3.5837e-05 | 1.0223e-06
0 | 0 | 7.2979e-07 | 1.7468e-07 | 0 | 1.4237e-06 | 2.3995e-06 | 9.2617e-05 | 5.282e-05 | 6.5334e-05 | 3.5614e-06 | 9.6307e-05 | 7.4483e-06 | 3.0523e-05 | 1.4327e-05 | 1.7757e-05 | 6.0613e-05 | 1.1594e-06
0 | 0 | 8.1609e-07 | 2.5026e-07 | 0 | 1.0678e-06 | 1.5492e-05 | 8.568e-05 | 7.7172e-05 | 5.6926e-05 | 5.4919e-05 | 9.6518e-05 | 1.4592e-05 | 3.0649e-05 | 2.7271e-05 | 1.6436e-05 | 8.5637e-05 | 9.5993e-07
0 | 0 | 7.9283e-07 | 1.3269e-07 | 0 | 5.3388e-07 | 2.1362e-05 | 8.8085e-05 | 0.00015997 | 8.9349e-05 | 5.5984e-05 | 8.2835e-05 | 5.5528e-05 | 3.0586e-05 | 1.7252e-05 | 1.9321e-05 | 0.00013699 | 4.473e-05
0 | 0 | 7.4072e-07 | 9.7247e-07 | 0 | 1.7796e-07 | 9.8152e-05 | 9.2521e-05 | 0.00024775 | 0.00010983 | 8.2878e-05 | 9.065e-05 | 8.5297e-05 | 3.0712e-05 | 9.9237e-05 | 3.9435e-05 | 0.00019676 | 4.0043e-05
0 | 0 | 7.6805e-07 | 5.0219e-07 | 0 | 7.1183e-07 | 0.00016789 | 8.8468e-05 | 0.0002605 | 0.000102 | 0.00012119 | 9.2676e-05 | 0.00016154 | 3.0767e-05 | 0.00016235 | 7.6927e-05 | 0.00015315 | 0.00021051
0 | 0 | 7.7249e-07 | 4.0982e-07 | 0 | 0 | 0.00027008 | 0.00010318 | 0.00018507 | 8.6524e-05 | 0.00018135 | 9.3969e-05 | 0.00013802 | 3.0436e-05 | 0.00014395 | 4.307e-05 | 0.00019541 | 0.00010279
0 | 0 | 1.0164e-06 | 1.5334e-06 | 0 | 3.5592e-07 | 0.00033199 | 9.8075e-05 | 0.00015931 | 0.00010817 | 0.00030967 | 9.1865e-05 | 0.00018453 | 3.6022e-05 | 0.0003143 | 3.3788e-05 | 0.00027431 | 6.9826e-05
0 | 0 | 1.2855e-06 | 2.6705e-07 | 0 | 1.4237e-06 | 0.0004137 | 8.4521e-05 | 8.9446e-05 | 0.00044422 | 0.00026571 | 9.823e-05 | 0.00014893 | 1.0825e-05 | 0.00028134 | 4.1354e-05 | 0.00020162 | 0.00010057
0 | 0 | 1.1997e-06 | 4.4005e-07 | 0 | 5.3388e-07 | 0.00030136 | 9.5451e-05 | 4.3151e-05 | 0.0001243 | 0.00020265 | 0.0001075 | 0.00020795 | 0.00010415 | 0.00024604 | 0.00020591 | 0.00013932 | 0.00017157
0 | 0 | 1.3011e-06 | 4.686e-07 | 0 | 1.2457e-06 | 0.00031723 | 9.0516e-05 | 6.3721e-05 | 0.00025722 | 0.00017043 | 0.00010983 | 0.00014357 | 0.00031735 | 0.00023565 | 8.7748e-05 | 0.00019205 | 0.00012331
0 | 0 | 1.4909e-06 | 2.0323e-07 | 0 | 0 | 0.00021197 | 0.00010331 | 5.7954e-05 | 8.9242e-05 | 0.00013453 | 0.00011051 | 0.00011843 | 0.00036325 | 0.00019944 | 7.5336e-05 | 8.8698e-05 | 0.00012277
0 | 0 | 1.1778e-06 | 1.1757e-07 | 0 | 0 | 0.00026175 | 9.5428e-05 | 6.161e-05 | 7.3149e-05 | 0.00013423 | 0.00010721 | 0.00018993 | 0.00038184 | 0.00019139 | 0.000216 | 0.0001487 | 6.0763e-05
0 | 0 | 7.8499e-07 | 1.1757e-07 | 0 | 0 | 0.00019863 | 9.0278e-05 | 5.9478e-05 | 0.00013721 | 0.00013469 | 0.00010614 | 0.00026626 | 0.00013533 | 0.00020307 | 3.3002e-05 | 0.00016679 | 0.00013863
0 | 0 | 1.1349e-06 | 2.8553e-07 | 0 | 0 | 0.00020535 | 9.2335e-05 | 6.7136e-05 | 0.00020513 | 8.9215e-05 | 0.00010476 | 0.00043737 | 7.707e-05 | 0.00034805 | 4.3192e-05 | 0.00020386 | 8.2878e-05
0 | 0 | 8.0367e-06 | 2.0995e-07 | 0 | 0 | 0.00014685 | 8.7382e-05 | 6.6295e-05 | 0.00022472 | 1.139e-05 | 0.00010605 | 0.00033547 | 7.5046e-05 | 0.00031938 | 0.00010435 | 0.00018448 | 0.00011815
5.6655e-06 | 0 | 1.0058e-05 | 1.1757e-07 | 0 | 0 | 0.00015673 | 9.8354e-05 | 8.0949e-05 | 0.00016411 | 3.2918e-05 | 0.00010599 | 0.00021196 | 6.8094e-05 | 0.00011936 | 4.0318e-05 | 0.00016768 | 2.5594e-05
0 | 0 | 9.7084e-06 | 2.469e-07 | 0 | 0 | 0.00012368 | 8.764e-05 | 0.00037046 | 9.7107e-05 | 6.1276e-05 | 0.00010297 | 0.00022754 | 6.2493e-05 | 8.0473e-05 | 4.0324e-05 | 0.00014964 | 1.8476e-05
2.8328e-06 | 0 | 8.7844e-06 | 1.0632e-06 | 0 | 0 | 0.00015644 | 9.5831e-05 | 0.00038185 | 5.9919e-05 | 6.1077e-05 | 0.00011448 | 0.00011508 | 3.0586e-05 | 5.2035e-05 | 4.4243e-05 | 0.00011313 | 1.2716e-06
1.1331e-05 | 0 | 8.155e-06 | 2.0373e-06 | 0 | 0 | 0.00012322 | 9.2566e-05 | 0.00036999 | 8.0921e-05 | 6.0943e-05 | 9.7211e-05 | 6.1557e-05 | 3.0774e-05 | 5.2376e-05 | 5.2008e-05 | 8.4659e-05 | 5.62e-05
0 | 0 | 7.852e-06 | 3.7454e-06 | 0 | 0 | 6.6292e-05 | 8.7024e-05 | 0.00020615 | 5.5118e-05 | 1.8706e-05 | 9.3128e-05 | 1.6182e-05 | 3.0837e-05 | 2.7324e-05 | 2.7278e-05 | 0.00011566 | 9.5993e-07
0 | 0 | 2.1961e-06 | 2.9409e-06 | 0 | 2.5626e-05 | 2.7035e-05 | 8.9397e-05 | 0.00021815 | 7.8549e-05 | 3.5947e-06 | 8.7741e-05 | 6.075e-06 | 3.0963e-05 | 5.4564e-05 | 1.5221e-05 | 4.8893e-05 | 5.2584e-05
0 | 0 | 6.9566e-07 | 2.3615e-06 | 0 | 1.2101e-05 | 1.393e-05 | 9.0215e-05 | 0.00018799 | 6.3004e-05 | 3.5614e-06 | 8.7787e-05 | 2.6505e-06 | 3.0774e-05 | 1.8842e-05 | 1.0342e-05 | 5.1204e-05 | 4.9019e-05
0 | 0 | 6.3981e-07 | 1.5167e-06 | 0 | 0 | 1.0307e-05 | 8.4807e-05 | 0.00013227 | 5.4335e-05 | 3.5947e-06 | 8.9321e-05 | 4.7422e-06 | 3.0963e-05 | 1.8997e-05 | 1.0648e-05 | 2.8209e-05 | 3.9806e-05
0 | 0 | 6.5723e-07 | 1.4999e-06 | 0 | 0 | 3.041e-06 | 7.8963e-05 | 6.1712e-05 | 5.002e-05 | 3.5947e-06 | 9.66e-05 | 4.8618e-06 | 3.09e-05 | 1.46e-05 | 1.0592e-05 | 4.7497e-05 | 1.3963e-06
0 | 0 | 7.4721e-07 | 1.609e-06 | 0 | 0 | 2.1746e-06 | 9.4237e-05 | 0.00012044 | 4.4896e-05 | 3.5947e-06 | 9.3938e-05 | 5.0572e-06 | 3.0963e-05 | 1.5234e-05 | 1.0046e-05 | 6.774e-05 | 1.2217e-06
0 | 3.2609e-06 | 6.8926e-07 | 1.7887e-06 | 0 | 0 | 2.8725e-06 | 8.0317e-05 | 0.00015701 | 5.5519e-05 | 5.442e-05 | 8.8095e-05 | 1.3622e-05 | 3.0774e-05 | 3.4461e-05 | 8.4974e-06 | 5.4242e-05 | 1.7079e-06
0 | 3.2609e-06 | 5.121e-07 | 1.5083e-06 | 0 | 0 | 1.6934e-05 | 8.376e-05 | 0.00030422 | 7.2827e-05 | 5.5452e-05 | 8.0611e-05 | 3.4446e-05 | 3.0891e-05 | 4.3883e-05 | 1.0515e-05 | 8.0821e-05 | 1.4087e-06
0 | 0 | 4.3953e-07 | 1.5032e-06 | 0 | 0 | 5.6415e-05 | 7.6829e-05 | 0.00053951 | 0.00013733 | 8.0581e-05 | 8.7208e-05 | 0.0001271 | 3.1008e-05 | 0.00018234 | 1.7204e-05 | 0.00012315 | 1.2093e-06
0 | 0 | 5.5054e-07 | 1.347e-06 | 0 | 0 | 0.00014706 | 7.9337e-05 | 0.00053305 | 0.00014355 | 0.00012049 | 8.753e-05 | 0.00015526 | 3.0703e-05 | 0.00024009 | 1.9698e-05 | 0.00018158 | 5.6399e-05
0 | 0 | 1.2995e-06 | 8.9185e-07 | 0 | 0 | 0.00027556 | 8.7407e-05 | 0.00036145 | 0.00012571 | 0.00017846 | 9.5007e-05 | 0.00013062 | 3.0523e-05 | 0.00016581 | 3.387e-05 | 0.00026308 | 0.00010218
0 | 0 | 1.6701e-06 | 3.7958e-07 | 0 | 7.1183e-07 | 0.0003424 | 9.0634e-05 | 0.00025912 | 9.5903e-05 | 0.00030092 | 9.1337e-05 | 0.0001433 | 3.0523e-05 | 8.8089e-05 | 0.00018525 | 0.00031994 | 0.00017726
0 | 0 | 1.6371e-06 | 1.9668e-06 | 0 | 1.1389e-05 | 0.00044713 | 8.3589e-05 | 0.00022214 | 9.4221e-05 | 0.0003177 | 9.5453e-05 | 0.00019388 | 3.0397e-05 | 0.00014652 | 8.5339e-05 | 0.00031008 | 0.00030015
0 | 0 | 5.6848e-06 | 2.0356e-06 | 0 | 0 | 0.00030754 | 8.681e-05 | 0.0001288 | 0.00012698 | 0.00031946 | 9.4282e-05 | 0.00020008 | 3.1278e-05 | 0.00015513 | 4.3273e-05 | 0.00017008 | 0.00017174
0 | 0 | 5.9199e-06 | 4.602e-07 | 0 | 0 | 0.00029155 | 0.00010431 | 0.00014073 | 0.0001021 | 0.00031499 | 9.4495e-05 | 0.00011188 | 0.00028792 | 0.00017569 | 0.00012175 | 0.0001465 | 7.7293e-05
0 | 0 | 5.5886e-06 | 5.2974e-06 | 0 | 3.2033e-06 | 0.00024466 | 8.4411e-05 | 0.00013159 | 7.1436e-05 | 0.00028627 | 9.6035e-05 | 0.00013488 | 0.00038002 | 0.00010824 | 0.00019349 | 0.00010492 | 2.7651e-05
0 | 0 | 5.5259e-06 | 1.1085e-06 | 0 | 0 | 0.00022369 | 0.00010615 | 0.00015035 | 9.2075e-05 | 0.00029618 | 9.838e-05 | 0.0001231 | 0.00033426 | 0.00015226 | 0.00015967 | 0.00011911 | 4.296e-05
0 | 0 | 5.2404e-06 | 5.4922e-07 | 0 | 2.4914e-06 | 0.00024441 | 8.2363e-05 | 0.00014678 | 8.5666e-05 | 0.00029465 | 9.6987e-05 | 0.00017735 | 0.00015717 | 0.0001982 | 6.4029e-05 | 0.00016837 | 0.0001074
0 | 0 | 5.0172e-06 | 5.0891e-07 | 0 | 3.5592e-07 | 0.00021956 | 9.7571e-05 | 0.00011276 | 0.00016565 | 0.00020222 | 0.00010802 | 0.00038508 | 0.00027044 | 0.00035576 | 7.2138e-05 | 0.00023386 | 5.0465e-05
0 | 0 | 5.993e-06 | 2.8486e-06 | 0 | 0 | 0.00021323 | 8.7923e-05 | 0.00014903 | 0.00022995 | 2.7e-05 | 0.00011245 | 0.00036096 | 0.00030498 | 0.00038805 | 6.9148e-05 | 0.00022892 | 8.6382e-05
0 | 0 | 8.7321e-06 | 2.4539e-06 | 0 | 0 | 0.00019016 | 9.2149e-05 | 0.00022911 | 0.00016167 | 3.5947e-06 | 9.8172e-05 | 0.00021294 | 0.00029759 | 0.0001089 | 6.4581e-05 | 0.00018009 | 5.898e-05
8.4983e-06 | 0 | 7.8614e-06 | 1.1236e-06 | 0 | 0 | 0.00017054 | 0.00010082 | 0.00020953 | 0.00010726 | 3.5614e-06 | 9.4574e-05 | 0.00017048 | 0.00029917 | 2.1204e-05 | 4.0718e-05 | 0.00014112 | 0.00011628
0 | 0 | 6.9544e-06 | 9.0025e-07 | 0 | 0 | 0.00016956 | 7.8483e-05 | 0.00020422 | 7.2176e-05 | 3.5281e-06 | 9.4003e-05 | 6.0499e-05 | 0.00014243 | 2.5587e-05 | 2.5499e-05 | 0.00014633 | 6.9028e-05
0 | 0 | 7.0429e-06 | 3.6178e-06 | 0 | 0 | 0.00015092 | 9.6376e-05 | 0.00020597 | 9.1848e-05 | 3.6613e-06 | 9.3881e-05 | 4.7893e-05 | 3.0774e-05 | 2.5072e-05 | 3.633e-05 | 0.00012654 | 1.1594e-06
0 | 0 | 5.8466e-07 | 1.4579e-06 | 0 | 0 | 0.00010129 | 8.3561e-05 | 0.00018927 | 5.8053e-05 | 3.5614e-06 | 8.9168e-05 | 2.3223e-05 | 3.0586e-05 | 7.9762e-06 | 2.0828e-05 | 7.7631e-05 | 1.2093e-06
0 | 0 | 4.3953e-07 | 2.7881e-07 | 0 | 0 | 4.3869e-05 | 0.00010097 | 0.00016465 | 7.9628e-05 | 3.5281e-06 | 8.786e-05 | 5.4524e-06 | 3.1026e-05 | 1.7757e-05 | 2.1366e-05 | 7.9926e-05 | 1.0971e-06
0 | 0 | 3.6849e-07 | 1.6628e-07 | 0 | 0 | 2.6193e-05 | 7.6467e-05 | 0.00012093 | 6.295e-05 | 3.6613e-06 | 8.2958e-05 | 2.6026e-06 | 3.1026e-05 | 1.2888e-05 | 1.1875e-05 | 6.915e-05 | 9.5993e-07
0 | 0 | 5.121e-07 | 3.1811e-06 | 0 | 0 | 5.5158e-06 | 7.9331e-05 | 0.00015473 | 4.8839e-05 | 3.5614e-06 | 8.6189e-05 | 4.838e-06 | 3.1467e-05 | 6.0799e-06 | 9.5464e-06 | 3.4105e-05 | 2.2939e-06
0 | 2.2576e-06 | 5.121e-07 | 2.0995e-07 | 0 | 0 | 2.2124e-06 | 9.3716e-05 | 0.00017356 | 0.0002695 | 3.5281e-06 | 9.0617e-05 | 4.5361e-06 | 3.0774e-05 | 1.2884e-05 | 9.2577e-06 | 5.1634e-05 | 1.5833e-06
0 | 3.5117e-06 | 4.3953e-07 | 1.5788e-07 | 0 | 0 | 3.2142e-06 | 8.3724e-05 | 0.00018576 | 0.00019683 | 3.6613e-06 | 8.9073e-05 | 4.3867e-06 | 3.0837e-05 | 2.8807e-05 | 9.4447e-06 | 7.0072e-05 | 1.0347e-06
0 | 0 | 4.3953e-07 | 1.0917e-07 | 0 | 0 | 1.0749e-05 | 7.8413e-05 | 0.00025015 | 7.1133e-05 | 5.4153e-05 | 8.8115e-05 | 1.1859e-05 | 3.0712e-05 | 2.8684e-05 | 9.217e-06 | 7.5523e-05 | 9.724e-07
0 | 0 | 6.6364e-07 | 1.0077e-07 | 0 | 0 | 1.1298e-05 | 8.4985e-05 | 0.00032446 | 6.0024e-05 | 5.5252e-05 | 7.5351e-05 | 3.7186e-05 | 3.0954e-05 | 9.5336e-05 | 1.2005e-05 | 0.00011975 | 1.5833e-06
0 | 0 | 6.3981e-07 | 8.3978e-08 | 0 | 0 | 7.9676e-05 | 8.2011e-05 | 0.00041255 | 0.00016482 | 8.0914e-05 | 8.1289e-05 | 8.9097e-05 | 3.0882e-05 | 8.1017e-05 | 2.364e-05 | 0.00011898 | 8.8264e-06
0 | 0 | 6.5875e-07 | 6.9702e-07 | 0 | 0 | 0.00014986 | 8.4344e-05 | 0.0004472 | 0.0001426 | 0.00011892 | 8.5641e-05 | 0.00012397 | 3.0828e-05 | 0.00014696 | 2.9126e-05 | 0.00020095 | 5.8519e-05
0 | 0 | 6.9782e-07 | 1.1757e-07 | 0 | 0 | 0.00012898 | 9.1232e-05 | 0.00045553 | 0.00015994 | 0.0001773 | 9.1378e-05 | 0.00026412 | 0.0001146 | 0.00023029 | 4.0488e-05 | 0.00030387 | 3.8746e-05
0 | 0 | 7.2252e-07 | 2.5529e-06 | 0 | 0 | 0.00023038 | 8.6678e-05 | 0.00038211 | 0.00013765 | 0.00032222 | 9.8955e-05 | 0.00017092 | 0.00016086 | 0.00018244 | 4.5694e-05 | 0.00032726 | 0.00047714
8.4983e-06 | 0 | 9.2384e-07 | 1.0077e-07 | 0 | 0 | 0.00038 | 9.2055e-05 | 0.0003388 | 0.00010039 | 0.00030191 | 0.00010232 | 0.00020441 | 8.4142e-05 | 0.000116 | 3.2572e-05 | 0.00023379 | 0.0011148
8.4983e-06 | 0 | 1.0731e-06 | 1.1757e-07 | 0 | 0 | 0.00030384 | 7.8431e-05 | 0.00025979 | 0.00070648 | 0.00023021 | 9.9458e-05 | 0.00025188 | 3.1278e-05 | 0.00023081 | 2.7953e-05 | 0.00013909 | 0.00047507
2.8328e-06 | 0 | 9.0451e-07 | 1.3437e-07 | 0 | 0 | 0.00025928 | 8.4714e-05 | 0.00034776 | 7.8969e-05 | 0.0002232 | 9.7724e-05 | 0.00015053 | 0.00018023 | 0.00018698 | 2.6971e-05 | 0.00011528 | 0.00093177
0 | 0 | 8.2113e-07 | 1.5116e-07 | 0 | 0 | 0.00030342 | 0.00010664 | 0.00025857 | 9.2472e-05 | 0.00018975 | 9.8016e-05 | 0.00032844 | 0.0002456 | 0.00016275 | 2.2591e-05 | 0.00010684 | 0.00031283
0 | 0 | 7.5009e-07 | 1.4276e-07 | 0 | 0 | 0.00029037 | 8.6567e-05 | 0.00013362 | 7.4473e-05 | 0.00019022 | 0.00010338 | 0.00021462 | 0.00032081 | 0.00023576 | 2.7818e-05 | 0.00014429 | 0.00014814
0 | 0 | 7.1161e-06 | 1.2597e-07 | 0 | 0 | 0.00023309 | 8.946e-05 | 0.00012305 | 0.00012143 | 0.00019034 | 9.9926e-05 | 0.00030413 | 0.0002266 | 0.0002811 | 3.5199e-05 | 0.00017484 | 0.00014687
0 | 0 | 1.0097e-05 | 1.1757e-07 | 0 | 0 | 0.00028614 | 9.0655e-05 | 0.00053373 | 0.00022021 | 0.0001475 | 0.00010194 | 0.00063188 | 0.00038238 | 0.00051346 | 0.00010236 | 0.00019988 | 0.00022353
0 | 0 | 1.0241e-05 | 1.3017e-06 | 0 | 0 | 0.00025067 | 9.0454e-05 | 0.00052603 | 0.0002467 | 2.7639e-05 | 0.00010238 | 0.00048255 | 0.00024378 | 0.00018005 | 0.0001421 | 0.00025876 | 4.0729e-05
0 | 0 | 9.1826e-06 | 2.5462e-06 | 0 | 0 | 0.00025719 | 9.506e-05 | 0.0005 | 0.00020045 | 3.5947e-06 | 0.00010127 | 0.00025293 | 8.3513e-05 | 0.00014429 | 8.1251e-05 | 0.00022135 | 0.00016982
0 | 0 | 8.2948e-06 | 1.4612e-06 | 0 | 0 | 0.00024167 | 8.7507e-05 | 0.00034859 | 0.00010475 | 3.5947e-06 | 0.00010148 | 0.00017145 | 3.5243e-05 | 0.00014028 | 0.00019012 | 0.00022575 | 2.7265e-05
0 | 0 | 7.9692e-06 | 9.5735e-07 | 0 | 0 | 0.00018165 | 9.6677e-05 | 0.00027662 | 0.00012737 | 3.5614e-06 | 9.9011e-05 | 2.9974e-05 | 3.1053e-05 | 6.3595e-05 | 2.4115e-05 | 0.00020064 | 9.3587e-05
0 | 0 | 7.8156e-06 | 1.7635e-07 | 0 | 0 | 0.00014746 | 8.3266e-05 | 0.00017142 | 5.6124e-05 | 3.5947e-06 | 9.538e-05 | 0.0001017 | 3.09e-05 | 2.699e-05 | 2.7084e-05 | 9.5021e-05 | 3.2949e-05
0 | 0 | 7.4688e-06 | 2.0995e-07 | 0 | 0 | 6.9307e-05 | 9.2156e-05 | 0.00017767 | 5.2432e-05 | 3.5281e-06 | 8.7886e-05 | 4.9845e-05 | 3.0963e-05 | 1.1407e-05 | 1.8223e-05 | 9.5938e-05 | 1.1469e-06
0 | 0 | 2.1e-06 | 4.6188e-07 | 0 | 0 | 2.8233e-05 | 8.7552e-05 | 0.00019076 | 8.4095e-05 | 3.628e-06 | 8.5036e-05 | 4.4185e-06 | 3.0837e-05 | 7.2734e-06 | 1.2105e-05 | 4.6622e-05 | 8.976e-07
0 | 0 | 7.9385e-07 | 4.4509e-07 | 0 | 0 | 2.8536e-06 | 8.6873e-05 | 8.5921e-05 | 6.5672e-05 | 3.5281e-06 | 8.5894e-05 | 3.1574e-06 | 3.0963e-05 | 1.286e-05 | 9.677e-06 | 3.0727e-05 | 1.2841e-06
0 | 0 | 7.2129e-07 | 5.3746e-07 | 0 | 0 | 1.2627e-05 | 8.3754e-05 | 4.3752e-05 | 5.4448e-05 | 3.628e-06 | 8.7042e-05 | 7.492e-06 | 3.1026e-05 | 1.2641e-05 | 1.9055e-05 | 2.6805e-05 | 1.3339e-06
0 | 0 | 7.2979e-07 | 4.1821e-07 | 0 | 0 | 1.0196e-05 | 8.5899e-05 | 7.0739e-05 | 4.7076e-05 | 3.5281e-06 | 9.4329e-05 | 4.1566e-06 | 3.0837e-05 | 5.0242e-06 | 1.3494e-05 | 5.2508e-05 | 1.5334e-06
0 | 0 | 6.5723e-07 | 3.779e-07 | 0 | 0 | 4.1313e-06 | 9.2653e-05 | 6.0537e-05 | 4.8587e-05 | 3.5281e-06 | 9.0642e-05 | 8.5607e-06 | 3.0837e-05 | 1.9802e-05 | 1.2729e-05 | 8.0306e-05 | 8.976e-07
0 | 0 | 7.8726e-07 | 2.8553e-07 | 0 | 0 | 3.5349e-05 | 8.0247e-05 | 0.00017568 | 5.0716e-05 | 5.4287e-05 | 9.1227e-05 | 2.9727e-05 | 3.0649e-05 | 1.3149e-05 | 1.5395e-05 | 0.00013269 | 1.2093e-06
0 | 0 | 8.6023e-07 | 9.2377e-08 | 0 | 0 | 0.00010561 | 7.9119e-05 | 0.00030524 | 7.5395e-05 | 5.4986e-05 | 8.265e-05 | 0.00015514 | 3.0397e-05 | 7.6432e-05 | 1.5194e-05 | 0.0002335 | 1.2841e-06
0 | 0 | 2.3018e-06 | 1.0917e-07 | 0 | 0 | 0.00011994 | 8.2861e-05 | 0.00030708 | 0.00012222 | 8.0914e-05 | 8.8793e-05 | 0.00010411 | 3.0712e-05 | 0.00012695 | 3.4684e-05 | 0.00025706 | 7.7755e-05
0 | 0 | 8.3909e-07 | 2.8553e-07 | 0 | 0 | 0.0001832 | 8.4712e-05 | 0.00035092 | 0.00011467 | 0.00012002 | 9.163e-05 | 8.8393e-05 | 3.0641e-05 | 0.00012021 | 2.692e-05 | 0.00020378 | 3.9831e-05
0 | 0 | 1.9274e-06 | 2.8553e-07 | 0 | 0 | 0.00017815 | 9.2513e-05 | 0.00031606 | 7.76e-05 | 0.0002102 | 8.4844e-05 | 8.5672e-05 | 3.0499e-05 | 0.00010312 | 3.2938e-05 | 0.00022097 | 1.7703e-06
0 | 0 | 2.3097e-06 | 2.0995e-07 | 0 | 3.5592e-07 | 0.0002258 | 8.6791e-05 | 0.00028903 | 7.6536e-05 | 0.00033404 | 9.3182e-05 | 0.00015104 | 3.7532e-05 | 9.4741e-05 | 3.8583e-05 | 0.00022202 | 7.0798e-05
0 | 0 | 1.516e-06 | 8.7338e-07 | 0 | 0 | 0.00018158 | 8.6821e-05 | 0.00019834 | 0.00010444 | 0.00031818 | 0.00010215 | 0.00016674 | 3.0963e-05 | 0.00023718 | 3.0782e-05 | 0.00017591 | 7.2587e-05
0 | 0 | 1.1997e-06 | 3.863e-07 | 0 | 0 | 0.00016202 | 9.6313e-05 | 0.00010714 | 6.7884e-05 | 0.00025034 | 0.00010154 | 0.00013804 | 3.0334e-05 | 0.00015942 | 3.9021e-05 | 0.00012225 | 0.00010781
0 | 0 | 1.311e-06 | 1.4276e-07 | 0 | 0 | 0.00023117 | 9.2318e-05 | 7.3852e-05 | 6.856e-05 | 0.00022549 | 9.2432e-05 | 7.5812e-05 | 0.00018004 | 9.3683e-05 | 3.1547e-05 | 9.7406e-05 | 0.00010925
0 | 0 | 1.4024e-06 | 8.9286e-06 | 0 | 0 | 0.0001585 | 8.8884e-05 | 5.6832e-05 | 6.2913e-05 | 0.00019295 | 0.00010012 | 9.7128e-05 | 0.00024499 | 5.9295e-05 | 3.0426e-05 | 0.00011199 | 7.3454e-05
0 | 0 | 2.8131e-06 | 3.7958e-07 | 0 | 0 | 0.00014764 | 0.00010283 | 8.1908e-05 | 6.5137e-05 | 0.00014511 | 9.8196e-05 | 0.00017946 | 0.00022952 | 7.2147e-05 | 4.0505e-05 | 0.0001317 | 1.2716e-06
0 | 0 | 9.3897e-06 | 2.0995e-07 | 0 | 0 | 0.00020192 | 9.2795e-05 | 0.0001052 | 0.00016499 | 0.00013469 | 0.00010007 | 0.00029531 | 0.00017429 | 0.00022384 | 7.8176e-05 | 0.00014251 | 1.0347e-06
0 | 0 | 7.8802e-06 | 9.54e-07 | 0 | 0 | 0.00016832 | 9.4583e-05 | 8.8062e-05 | 0.00020724 | 9.2011e-05 | 0.00010579 | 0.00061221 | 0.00017185 | 0.00054155 | 9.8835e-05 | 0.00016908 | 4.5927e-05
0 | 0 | 7.3002e-06 | 4.1922e-06 | 0 | 0 | 0.00024578 | 9.1514e-05 | 0.00012204 | 0.00028872 | 1.123e-05 | 0.00011938 | 0.00045766 | 0.00017404 | 0.00036238 | 6.6044e-05 | 0.00024885 | 1.1208e-05
0 | 0 | 7.2317e-06 | 9.7919e-07 | 0 | 1.7796e-06 | 0.00022131 | 0.00010224 | 0.00018529 | 0.00010975 | 3.4948e-06 | 0.00010821 | 0.00024803 | 9.5785e-05 | 0.00013838 | 5.8419e-05 | 0.00018913 | 1.1469e-06
0 | 0 | 7.4497e-06 | 5.0387e-07 | 0 | 3.5592e-07 | 0.00026661 | 8.9617e-05 | 0.00031274 | 7.0082e-05 | 3.5947e-06 | 0.00012029 | 0.00014489 | 4.7641e-05 | 5.1676e-05 | 5.7973e-05 | 0.00023 | 7.2307e-07
0 | 0 | 7.4912e-06 | 1.3101e-06 | 0 | 0 | 0.00013463 | 9.0987e-05 | 0.00032935 | 0.00012435 | 3.5947e-06 | 0.00010121 | 8.3161e-05 | 3.0523e-05 | 7.6783e-05 | 3.6792e-05 | 0.00014774 | 5.236e-06
0 | 0 | 3.8332e-06 | 2.9393e-07 | 0 | 0 | 0.00011274 | 9.238e-05 | 0.00038059 | 5.751e-05 | 3.5947e-06 | 9.5349e-05 | 5.4381e-05 | 3.153e-05 | 6.4082e-05 | 2.4908e-05 | 0.00014026 | 6.3169e-05
0 | 0 | 2.66e-06 | 1.2597e-07 | 0 | 0 | 6.4215e-05 | 8.2913e-05 | 0.00034527 | 5.0443e-05 | 3.5614e-06 | 9.634e-05 | 9.6601e-05 | 3.0837e-05 | 1.2242e-05 | 1.9387e-05 | 8.2534e-05 | 4.8084e-05
0 | 0 | 2.5919e-06 | 1.0917e-07 | 0 | 0 | 2.4831e-05 | 8.3132e-05 | 0.00031189 | 8.3373e-05 | 3.5947e-06 | 8.4147e-05 | 2.8928e-05 | 3.153e-05 | 9.8214e-06 | 1.2677e-05 | 8.3341e-05 | 1.6052e-05
0 | 0 | 2.6325e-06 | 1.2597e-07 | 0 | 0 | 4.6293e-05 | 9.1303e-05 | 0.0003111 | 6.5073e-05 | 3.5947e-06 | 8.3534e-05 | 2.5922e-06 | 3.1467e-05 | 1.4656e-05 | 1.2635e-05 | 4.37e-05 | 1.0742e-06
0 | 0 | 2.5439e-06 | 1.2597e-07 | 0 | 0 | 1.1809e-05 | 8.1606e-05 | 0.00033424 | 6.3007e-05 | 3.628e-06 | 9.0063e-05 | 2.0418e-06 | 3.1844e-05 | 1.5124e-05 | 1.217e-05 | 3.6025e-05 | 1.3533e-06
0 | 0 | 2.6165e-06 | 5.5426e-07 | 0 | 0 | 8.1765e-06 | 9.0734e-05 | 0.00029134 | 7.4926e-05 | 3.5947e-06 | 8.8602e-05 | 3.3999e-06 | 3.1781e-05 | 2.3405e-05 | 1.1769e-05 | 4.6711e-05 | 1.2647e-06
0 | 0 | 2.4903e-06 | 5.4586e-07 | 0 | 0 | 4.182e-06 | 7.7614e-05 | 9.351e-05 | 6.8642e-05 | 3.5947e-06 | 9.1135e-05 | 9.2503e-06 | 3.1215e-05 | 2.1674e-05 | 1.1037e-05 | 6.888e-05 | 1.1781e-06
0 | 0 | 2.77e-06 | 5.3746e-07 | 0 | 0 | 2.4921e-05 | 8.4617e-05 | 0.00023477 | 5.9068e-05 | 5.0825e-05 | 8.9707e-05 | 1.9073e-05 | 3.0523e-05 | 6.1976e-05 | 1.9268e-05 | 0.00011723 | 1.1989e-06
0 | 0 | 2.6887e-06 | 5.5426e-07 | 0 | 0 | 5.0839e-05 | 8.2913e-05 | 0.00043119 | 7.8792e-05 | 5.5119e-05 | 8.1338e-05 | 8.6027e-05 | 3.0523e-05 | 0.00013075 | 1.16e-05 | 0.00022481 | 3.312e-06
0 | 1.1154e-08 | 2.6274e-06 | 1.1001e-06 | 0 | 7.1183e-07 | 0.00012788 | 8.0312e-05 | 0.00050102 | 9.9805e-05 | 8.128e-05 | 8.6721e-05 | 0.00010107 | 3.0586e-05 | 0.00020471 | 7.1198e-06 | 0.00030207 | 2.6479e-05
0 | 0 | 2.7998e-06 | 2.7713e-07 | 0 | 0 | 0.00016574 | 8.0196e-05 | 0.00034868 | 0.00012933 | 0.00012016 | 8.7105e-05 | 0.00010315 | 3.0767e-05 | 0.00014199 | 1.3745e-05 | 0.00024889 | 7.462e-05
0 | 0 | 2.9668e-06 | 1.0581e-06 | 0 | 0 | 0.0002078 | 8.8159e-05 | 0.00027394 | 8.9877e-05 | 0.00022166 | 8.8312e-05 | 6.2857e-05 | 3.0877e-05 | 0.00010723 | 2.4369e-05 | 0.0001577 | 4.2367e-05
0 | 0 | 3.2659e-06 | 2.4858e-06 | 0 | 5.3388e-07 | 0.00021146 | 8.7353e-05 | 0.00017861 | 8.8462e-05 | 0.00036621 | 8.7258e-05 | 3.3304e-05 | 3.621e-05 | 7.1868e-05 | 3.0987e-05 | 0.00012337 | 0.00012332
0 | 0 | 3.3173e-06 | 1.4654e-05 | 0 | 1.7796e-07 | 0.00025015 | 7.9093e-05 | 0.00015065 | 0.00016317 | 0.00031779 | 8.7104e-05 | 0.00011603 | 3.1341e-05 | 9.1123e-05 | 1.9652e-05 | 9.1629e-05 | 0.00023996
0 | 0 | 3.304e-06 | 1.8782e-05 | 0 | 0 | 0.00014026 | 8.6169e-05 | 0.00014001 | 0.00020803 | 0.00023107 | 9.6625e-05 | 4.891e-05 | 3.0649e-05 | 0.00012164 | 3.9201e-05 | 8.4436e-05 | 2.661e-05
0 | 0 | 3.5049e-06 | 3.7989e-06 | 0 | 0 | 0.0001308 | 9.2505e-05 | 9.2766e-05 | 0.00023507 | 0.00016656 | 9.0813e-05 | 5.5776e-05 | 0.00018632 | 6.6115e-05 | 1.6704e-05 | 6.013e-05 | 2.1166e-06
0 | 0 | 3.3381e-06 | 1.7048e-06 | 0 | 7.1183e-07 | 0.00016294 | 9.6001e-05 | 6.6318e-05 | 7.8539e-05 | 0.0001103 | 9.0985e-05 | 6.8117e-05 | 0.00024698 | 5.7423e-05 | 1.8698e-05 | 7.0707e-05 | 3.4082e-06
0 | 0 | 3.4273e-06 | 5.7777e-07 | 0 | 1.7796e-07 | 0.00013759 | 9.5509e-05 | 0.00010941 | 0.00011598 | 6.3939e-05 | 9.0838e-05 | 6.4089e-05 | 0.00028552 | 9.2454e-05 | 1.2824e-05 | 7.1486e-05 | 3.3792e-06
0 | 0 | 8.1952e-06 | 2.6252e-06 | 0 | 8.8979e-07 | 0.0001706 | 9.6709e-05 | 0.00016377 | 0.00014332 | 5.2855e-05 | 9.5037e-05 | 0.00026168 | 0.00017328 | 0.00014158 | 1.8793e-05 | 0.0001148 | 4.5964e-05
0 | 0 | 9.8166e-06 | 7.4203e-06 | 0 | 1.4237e-06 | 0.0001601 | 9.4066e-05 | 9.6938e-05 | 0.00013618 | 1.2648e-05 | 0.00010515 | 0.00047699 | 0.00017122 | 0.00046767 | 2.9332e-05 | 0.00012547 | 2.1317e-05
0 | 0 | 8.6914e-06 | 4.2812e-06 | 0 | 0 | 0.00021862 | 9.3348e-05 | 0.00017983 | 0.00013317 | 3.628e-06 | 0.00010657 | 0.00046375 | 0.00017297 | 0.0003845 | 5.2614e-05 | 0.00024936 | 0.00011026
0 | 0 | 9.1628e-06 | 5.593e-07 | 0 | 3.5592e-07 | 0.00024947 | 9.5882e-05 | 0.00022184 | 8.0958e-05 | 3.5281e-06 | 0.00010313 | 0.00018207 | 0.00013657 | 0.00010225 | 5.4278e-05 | 0.00025183 | 6.8101e-05
0 | 0 | 8.5015e-06 | 2.3228e-06 | 0 | 0 | 0.000254 | 8.1553e-05 | 0.00022567 | 0.00010339 | 3.5947e-06 | 9.9991e-05 | 0.00011386 | 0.00010208 | 0.00011099 | 5.1085e-05 | 0.00017995 | 4.1333e-05
0 | 0 | 8.1475e-06 | 1.0313e-06 | 0 | 3.5592e-07 | 0.00017797 | 0.00010486 | 0.00038973 | 0.00012312 | 3.5947e-06 | 9.8903e-05 | 3.604e-05 | 8.238e-05 | 0.00010176 | 7.9366e-05 | 0.0001928 | 1.0707e-06
0 | 0 | 8.1615e-06 | 2.1851e-06 | 0 | 0 | 0.0001587 | 8.6185e-05 | 0.00037434 | 5.0459e-05 | 3.5281e-06 | 0.00010212 | 5.4282e-05 | 3.3229e-05 | 1.8319e-05 | 0.00020712 | 0.00012137 | 2.3329e-06
0 | 0 | 2.9902e-06 | 3.9638e-07 | 0 | 0 | 7.1614e-05 | 8.6741e-05 | 0.00031965 | 5.0851e-05 | 3.5281e-06 | 8.8057e-05 | 1.525e-05 | 3.197e-05 | 1.5298e-05 | 2.024e-05 | 0.00011102 | 1.1109e-06
0 | 0 | 5.8618e-07 | 3.7622e-07 | 0 | 3.5592e-07 | 2.5521e-05 | 8.5885e-05 | 0.00031665 | 8.25e-05 | 3.6613e-06 | 8.723e-05 | 4.5105e-06 | 3.2537e-05 | 1.9055e-05 | 1.3389e-05 | 7.2842e-05 | 1.9215e-06
0 | 0 | 7.4901e-07 | 4.0814e-07 | 0 | 0 | 1.4573e-05 | 7.7841e-05 | 0.00011003 | 6.1433e-05 | 3.4948e-06 | 8.2865e-05 | 3.2398e-06 | 3.1341e-05 | 1.7275e-05 | 1.3203e-05 | 2.5466e-05 | 1.1989e-06
0 | 0 | 7.6934e-07 | 3.8798e-07 | 0 | 0 | 1.1385e-05 | 9.5383e-05 | 8.3065e-05 | 6.2427e-05 | 3.5281e-06 | 8.5562e-05 | 3.2238e-06 | 3.1341e-05 | 1.1127e-05 | 1.1323e-05 | 3.7228e-05 | 1.2287e-06
0 | 0 | 6.7644e-07 | 4.2829e-07 | 0 | 3.5592e-07 | 9.0923e-06 | 7.9754e-05 | 9.2773e-05 | 4.7571e-05 | 3.6613e-06 | 9.1843e-05 | 9.0187e-06 | 3.2474e-05 | 1.6503e-05 | 6.2588e-06 | 5.3995e-05 | 1.2023e-06
0 | 0 | 6.5723e-07 | 6.8694e-07 | 0 | 0 | 1.215e-05 | 8.2627e-05 | 0.00011755 | 4.101e-05 | 3.4948e-06 | 9.158e-05 | 1.0042e-05 | 3.2159e-05 | 1.9701e-05 | 6.7926e-06 | 7.1057e-05 | 1.0534e-06
0 | 0 | 7.147e-07 | 6.4328e-07 | 0 | 3.5592e-07 | 3.663e-05 | 7.8941e-05 | 0.00015003 | 7.072e-05 | 4.5866e-05 | 9.1594e-05 | 2.4567e-05 | 3.09e-05 | 2.6911e-05 | 1.0552e-05 | 0.00011496 | 1.215e-06
0 | 0 | 3.1319e-06 | 7.2222e-07 | 0 | 0 | 7.1661e-05 | 8.6761e-05 | 0.0004731 | 0.00013201 | 5.4986e-05 | 8.4505e-05 | 6.0439e-05 | 3.046e-05 | 5.5194e-05 | 3.8841e-05 | 0.00023816 | 1.9354e-06
0 | 1.1154e-08 | 4.4159e-06 | 2.7545e-06 | 0 | 0 | 0.00012447 | 7.5674e-05 | 0.00037345 | 0.00011227 | 8.2578e-05 | 8.2303e-05 | 9.6253e-05 | 3.0837e-05 | 0.00012109 | 4.7671e-05 | 0.00023435 | 9.4149e-06
0 | 0 | 7.9158e-07 | 8.6767e-06 | 0 | 1.7796e-07 | 0.00016223 | 8.9807e-05 | 0.0003381 | 6.6694e-05 | 0.00012059 | 8.5618e-05 | 0.00010576 | 3.0641e-05 | 0.00022826 | 3.8891e-05 | 0.0002285 | 1.3981e-05
0 | 0 | 9.0926e-07 | 2.3207e-06 | 0 | 7.1183e-07 | 0.00017809 | 9.8673e-05 | 0.00026788 | 7.5093e-05 | 0.00021144 | 8.5972e-05 | 9.097e-05 | 3.201e-05 | 0.0001948 | 5.6688e-05 | 0.00022594 | 8.3398e-05
0 | 0 | 1.345e-06 | 5.2924e-07 | 0 | 1.2457e-06 | 0.00019917 | 8.566e-05 | 0.0001777 | 8.6526e-05 | 0.00031946 | 9.7649e-05 | 8.3277e-05 | 3.6022e-05 | 7.8016e-05 | 3.4838e-05 | 0.0002148 | 5.1773e-05
0 | 0 | 1.4776e-06 | 3.7454e-06 | 0 | 5.3388e-07 | 0.00024879 | 8.9526e-05 | 0.0001382 | 0.00011612 | 0.00029106 | 8.6951e-05 | 7.6515e-05 | 3.0649e-05 | 0.00010741 | 3.3094e-05 | 0.00017119 | 0.00010307
0 | 0 | 1.1993e-06 | 2.5529e-07 | 0 | 1.7796e-07 | 0.000194 | 9.226e-05 | 0.00010329 | 9.8123e-05 | 0.00024606 | 8.9081e-05 | 0.00012679 | 3.0774e-05 | 0.00016116 | 5.5995e-05 | 8.0124e-05 | 9.8817e-05
0 | 0 | 1.311e-06 | 3.1576e-07 | 0 | 3.5592e-07 | 0.00013786 | 9.133e-05 | 7.9289e-05 | 7.8881e-05 | 0.00021384 | 9.6686e-05 | 0.00012509 | 0.00018239 | 0.00013688 | 3.2114e-05 | 9.3322e-05 | 7.4268e-05
0 | 0 | 1.2523e-06 | 1.7468e-07 | 0 | 1.4237e-06 | 0.00012891 | 9.3339e-05 | 6.9012e-05 | 6.835e-05 | 0.00014062 | 9.1542e-05 | 0.00012147 | 0.0002902 | 0.00011027 | 3.0509e-05 | 0.00012615 | 1.6914e-05
0 | 0 | 1.1604e-06 | 2.6369e-07 | 0 | 0 | 0.0001494 | 0.0001056 | 8.7808e-05 | 7.0353e-05 | 6.344e-05 | 9.1423e-05 | 0.00013606 | 0.00033983 | 0.0001107 | 2.9352e-05 | 0.00016456 | 2.7389e-05
0 | 0 | 3.2517e-06 | 3.6615e-07 | 0 | 0 | 0.00017948 | 9.42e-05 | 9.0964e-05 | 7.3887e-05 | 5.2722e-05 | 9.567e-05 | 0.00022964 | 0.0001724 | 0.000135 | 2.6051e-05 | 0.00013991 | 9.7932e-05
0 | 0 | 1.0578e-05 | 2.1834e-07 | 0 | 0 | 0.00020908 | 0.00010123 | 0.00013699 | 0.00018675 | 1.2981e-05 | 0.0001036 | 0.00058152 | 0.00010168 | 0.00039587 | 2.4079e-05 | 0.00019567 | 0.00017118
0 | 0 | 8.2956e-06 | 6.416e-06 | 0 | 3.5592e-07 | 0.00015688 | 0.00010693 | 0.0001732 | 0.00021389 | 3.5281e-06 | 0.00010788 | 0.00043481 | 8.9458e-05 | 0.00040251 | 4.6714e-05 | 0.00019899 | 0.00018021
0 | 0 | 8.6268e-06 | 1.4118e-05 | 0 | 1.0678e-06 | 0.00016604 | 0.00010078 | 0.00015234 | 8.5999e-05 | 3.4948e-06 | 0.00010528 | 0.00019309 | 9.2198e-05 | 0.00012765 | 3.9681e-05 | 0.00022434 | 3.8913e-06
4.2492e-06 | 0 | 7.6975e-06 | 2.9947e-06 | 0 | 7.1183e-07 | 0.00014118 | 8.7034e-05 | 0.00016105 | 8.8498e-05 | 3.5281e-06 | 0.00010186 | 8.5747e-05 | 8.0114e-05 | 0.00015059 | 4.3459e-05 | 0.00023956 | 4.859e-06
0 | 0 | 7.6234e-06 | 4.1989e-07 | 0 | 0 | 0.00012959 | 9.256e-05 | 0.00015218 | 0.0001221 | 3.5947e-06 | 9.8477e-05 | 2.1597e-05 | 6.1927e-05 | 0.00015676 | 3.6322e-05 | 0.00014884 | 0.00011087
0 | 0 | 7.8869e-06 | 2.3514e-06 | 0 | 0 | 0.00012008 | 9.9937e-05 | 0.0001014 | 9.8451e-05 | 3.4616e-06 | 9.5588e-05 | 2.6742e-05 | 3.197e-05 | 8.8631e-05 | 3.12e-05 | 0.00014657 | 8.3544e-05
0 | 0 | 7.5608e-06 | 2.8653e-06 | 0 | 0 | 8.6904e-05 | 8.6576e-05 | 3.9288e-05 | 4.9825e-05 | 3.5281e-06 | 9.5306e-05 | 1.1513e-05 | 3.0837e-05 | 5.4396e-05 | 1.3706e-05 | 8.9605e-05 | 3.6403e-06
0 | 0 | 5.8072e-07 | 1.8918e-07 | 0 | 2.7852e-07 | 2.5723e-05 | 7.826e-05 | 4.2835e-05 | 7.0801e-05 | 1.8348e-05 | 8.7095e-05 | 9.2384e-06 | 6.8952e-05 | 1.4144e-05 | 1.2993e-05 | 3.5971e-05 | 1.8282e-06
0 | 0 | 4.945e-07 | 1.695e-07 | 3.5211e-07 | 0 | 3.7108e-06 | 8.2984e-05 | 5.0705e-05 | 4.0492e-05 | 1.7826e-05 | 8.4307e-05 | 3.6497e-06 | 6.476e-05 | 1.3523e-05 | 1.2469e-05 | 2.3942e-05 | 1.1828e-06
0 | 0 | 5.0513e-07 | 1.8161e-07 | 7.0496e-08 | 0 | 1.2148e-05 | 8.5385e-05 | 6.0701e-05 | 3.7751e-05 | 1.7948e-05 | 9.2187e-05 | 3.8228e-06 | 6.3816e-05 | 1.5414e-05 | 1.276e-05 | 2.506e-05 | 1.2941e-06
0 | 0 | 4.8699e-07 | 1.4529e-07 | 0 | 0 | 3.3041e-06 | 8.7307e-05 | 0.00010234 | 5.8789e-05 | 1.7963e-05 | 9.8065e-05 | 5.5315e-06 | 7.2543e-05 | 1.3202e-05 | 1.2239e-05 | 4.3897e-05 | 2.1443e-06
0 | 0 | 4.945e-07 | 1.695e-07 | 0 | 5.5705e-07 | 6.746e-06 | 8.6175e-05 | 0.0001427 | 4.546e-05 | 1.7789e-05 | 9.4395e-05 | 1.0925e-05 | 6.5947e-05 | 1.0457e-05 | 1.2982e-05 | 6.6604e-05 | 3.0696e-06
0 | 0 | 5.0513e-07 | 1.8161e-07 | 0 | 5.5705e-07 | 1.1358e-05 | 7.4226e-05 | 0.00026099 | 4.1865e-05 | 5.517e-05 | 8.97e-05 | 3.7538e-05 | 7.0926e-05 | 3.5828e-05 | 1.4937e-05 | 9.4215e-05 | 9.8059e-06
0 | 0 | 4.3705e-07 | 1.0897e-07 | 0 | 0 | 5.1417e-05 | 7.6409e-05 | 0.00045097 | 5.0552e-05 | 0.0001238 | 9.0818e-05 | 9.0912e-05 | 6.6539e-05 | 0.00010792 | 1.8689e-05 | 0.00019297 | 6.3585e-05
0 | 0 | 6.0199e-07 | 1.4529e-07 | 0 | 5.5705e-07 | 0.00014376 | 7.526e-05 | 0.00040844 | 5.5904e-05 | 0.00016103 | 9.8144e-05 | 0.00012709 | 7.1726e-05 | 0.00013177 | 4.97e-05 | 0.00024981 | 0.00023888
0 | 0 | 5.0513e-07 | 1.574e-07 | 0 | 4.1779e-07 | 0.00018579 | 9.0077e-05 | 0.00034954 | 0.00010179 | 0.00020037 | 0.00010295 | 0.00010574 | 0.00010507 | 0.00010349 | 5.0335e-05 | 0.00019798 | 0.00014169
0 | 0 | 8.229e-07 | 1.574e-07 | 1.5846e-07 | 0 | 0.00015368 | 8.7461e-05 | 0.0003303 | 0.00010162 | 0.0003392 | 9.6122e-05 | 7.0842e-05 | 6.6594e-05 | 0.00018828 | 2.0562e-05 | 0.00018117 | 0.00016229
0 | 0 | 9.4163e-07 | 6.2958e-07 | 0 | 1.3927e-07 | 0.00022345 | 8.1653e-05 | 0.00028542 | 0.00027745 | 0.00042813 | 9.5929e-05 | 4.7194e-05 | 6.2369e-05 | 0.00014866 | 1.8723e-05 | 0.00016237 | 7.8411e-05
0 | 0 | 9.2724e-07 | 1.3318e-07 | 7.0496e-08 | 1.3927e-07 | 0.00023653 | 7.9973e-05 | 0.0002223 | 6.9494e-05 | 0.00038205 | 0.00011619 | 0.00011154 | 6.3619e-05 | 0.00015707 | 2.237e-05 | 0.00012099 | 4.6001e-05
0 | 0 | 1.0313e-06 | 1.6309e-07 | 0 | 0 | 0.00014475 | 8.5353e-05 | 0.00012719 | 8.9033e-05 | 0.00027087 | 0.00010478 | 0.00013395 | 5.7559e-05 | 8.5676e-05 | 2.8296e-05 | 9.2057e-05 | 0.00011909
0 | 0 | 9.178e-07 | 1.695e-07 | 0 | 0 | 0.00015045 | 8.2667e-05 | 0.00012707 | 4.4818e-05 | 0.00018037 | 0.00010624 | 0.00015109 | 0.00021162 | 9.6401e-05 | 3.2891e-05 | 7.2038e-05 | 0.00014553
0 | 0 | 9.178e-07 | 1.8161e-07 | 0 | 5.5705e-07 | 0.00016747 | 9.3281e-05 | 0.00013141 | 5.4106e-05 | 0.00012267 | 9.438e-05 | 9.7579e-05 | 0.00041541 | 6.0198e-05 | 3.7708e-05 | 4.0671e-05 | 2.2992e-05
0 | 0 | 1.1423e-06 | 2.1574e-07 | 0 | 5.5705e-07 | 0.00015842 | 8.2904e-05 | 0.00011595 | 8.4974e-05 | 6.007e-05 | 9.7452e-05 | 0.00013566 | 0.00032989 | 0.00011333 | 2.3233e-05 | 8.7452e-05 | 5.9702e-05
0 | 0 | 9.9224e-07 | 1.2941e-06 | 0 | 2.7852e-07 | 0.00013644 | 9.1644e-05 | 0.00014062 | 0.000115 | 5.3515e-05 | 9.457e-05 | 0.00023209 | 0.00010345 | 0.00010927 | 2.1169e-05 | 0.00011189 | 2.7254e-05
0 | 0 | 9.7848e-07 | 1.6694e-06 | 0 | 0 | 0.00017158 | 8.7608e-05 | 0.00021051 | 0.00028908 | 2.598e-05 | 0.00010103 | 0.00036596 | 0.00011126 | 0.00036289 | 4.5557e-05 | 0.00017525 | 3.5614e-06
0 | 0 | 7.3348e-06 | 1.3062e-06 | 0 | 0 | 0.00015907 | 8.1046e-05 | 0.00026776 | 0.00046899 | 1.4118e-05 | 0.00010438 | 0.00036686 | 9.444e-05 | 0.00042648 | 5.1691e-05 | 0.00020163 | 3.71e-05
0 | 0 | 7.3217e-06 | 1.8161e-07 | 0 | 0 | 0.00018847 | 8.4922e-05 | 0.00023832 | 0.00015784 | 1.3983e-05 | 0.00010564 | 0.00026689 | 0.00010143 | 0.00013862 | 4.2207e-05 | 0.00028602 | 4.6876e-05
0 | 0 | 6.834e-06 | 1.8161e-07 | 0 | 0 | 0.00015283 | 9.1241e-05 | 0.00025317 | 6.942e-05 | 1.6859e-05 | 0.00011784 | 0.00014038 | 9.889e-05 | 8.2465e-05 | 5.5695e-05 | 0.00026428 | 8.2241e-05
0 | 0 | 6.5871e-06 | 1.4529e-07 | 0 | 5.5705e-07 | 0.00010746 | 8.6948e-05 | 0.00018069 | 7.2351e-05 | 1.4631e-05 | 0.00010285 | 8.1145e-05 | 0.00010176 | 0.00014942 | 5.1648e-05 | 0.00014969 | 0.00024658
0 | 0 | 6.5765e-06 | 1.695e-07 | 0 | 0 | 0.00010981 | 8.5519e-05 | 0.00012279 | 6.772e-05 | 1.3552e-05 | 0.00010528 | 6.9304e-05 | 6.7226e-05 | 5.4935e-05 | 3.2467e-05 | 0.00010723 | 8.5155e-05
0 | 0 | 5.8072e-07 | 1.695e-07 | 0 | 0 | 3.8453e-05 | 9.6384e-05 | 0.0001859 | 4.1516e-05 | 1.3488e-05 | 9.4685e-05 | 9.2404e-06 | 6.4491e-05 | 3.1779e-05 | 1.128e-05 | 7.1551e-05 | 1.2922e-06
0 | 0 | 6.5851e-07 | 1.8918e-07 | 0 | 0 | 2.9861e-05 | 7.4923e-05 | 6.6239e-05 | 4.0391e-05 | 1.0976e-05 | 9.0848e-05 | 2.1936e-05 | 6.8385e-05 | 2.1651e-05 | 1.1477e-05 | 3.714e-05 | 8.0639e-05
0 | 0 | 9.178e-07 | 1.8161e-07 | 3.5211e-07 | 1.3927e-07 | 2.4309e-05 | 8.3719e-05 | 5.7261e-05 | 6.5513e-05 | 3.1953e-06 | 8.9921e-05 | 5.3071e-06 | 6.3816e-05 | 1.8406e-05 | 9.9213e-06 | 3.3551e-05 | 1.1692e-06
0 | 0 | 6.8729e-07 | 1.695e-07 | 7.0496e-08 | 1.3927e-07 | 2.1856e-06 | 8.3414e-05 | 5.6713e-05 | 5.7665e-05 | 3.2485e-06 | 8.7422e-05 | 5.661e-06 | 6.3879e-05 | 2.0198e-05 | 9.8551e-06 | 3.2513e-05 | 1.2941e-06
0 | 0 | 5.9449e-07 | 1.8161e-07 | 0 | 0 | 6.9145e-06 | 7.5332e-05 | 7.4197e-05 | 3.6827e-05 | 3.1687e-06 | 0.00010268 | 5.863e-06 | 7.185e-05 | 1.3055e-05 | 1.1351e-05 | 3.3388e-05 | 2.1443e-06
0 | 0 | 5.264e-07 | 1.574e-07 | 0 | 0 | 7.3315e-06 | 7.8524e-05 | 0.00012265 | 4.3202e-05 | 3.2485e-06 | 9.3541e-05 | 1.0778e-05 | 6.5569e-05 | 1.6983e-05 | 1.0678e-05 | 5.2331e-05 | 2.9341e-06
0 | 0 | 6.2326e-07 | 1.8161e-07 | 0 | 0 | 4.9088e-05 | 8.2228e-05 | 0.00024583 | 4.5166e-05 | 4.09e-05 | 9.2105e-05 | 2.9327e-05 | 7.1429e-05 | 5.7991e-05 | 1.278e-05 | 9.2148e-05 | 1.1741e-06
0 | 0 | 5.7321e-07 | 1.8161e-07 | 0 | 6.9631e-07 | 7.7227e-05 | 9.4342e-05 | 0.00040181 | 9.4459e-05 | 0.00010907 | 8.6431e-05 | 5.2064e-05 | 6.635e-05 | 0.00010294 | 1.1578e-05 | 0.00017672 | 1.8748e-06
0 | 0 | 6.0199e-07 | 1.2107e-07 | 0 | 0 | 9.5499e-05 | 7.8186e-05 | 0.00050443 | 6.4579e-05 | 0.00015155 | 9.1074e-05 | 9.0228e-05 | 7.1915e-05 | 0.00015672 | 4.8154e-05 | 0.00029435 | 3.1503e-05
0 | 0 | 5.8072e-07 | 1.574e-07 | 0 | 1.3927e-07 | 0.00016213 | 7.3594e-05 | 0.00033927 | 0.00018161 | 0.00019031 | 9.4398e-05 | 7.7423e-05 | 0.00010521 | 0.00012844 | 4.0351e-05 | 0.00019788 | 4.1851e-05
0 | 0 | 8.8527e-07 | 1.574e-07 | 1.5846e-07 | 0 | 0.00019486 | 8.4032e-05 | 0.00027816 | 0.00046502 | 0.00033611 | 9.441e-05 | 3.9484e-05 | 6.6594e-05 | 5.1307e-05 | 1.4323e-05 | 0.00019681 | 0.00012008
0 | 0 | 2.2266e-06 | 1.695e-07 | 0 | 5.5705e-07 | 0.00018731 | 7.9607e-05 | 0.00024631 | 0.00065679 | 0.00041472 | 9.165e-05 | 7.0413e-05 | 6.2369e-05 | 6.8822e-05 | 1.6049e-05 | 0.00016903 | 0.00015731
0 | 0 | 2.1366e-06 | 4.6121e-07 | 7.0496e-08 | 9.7484e-07 | 0.00021215 | 8.6097e-05 | 0.00014812 | 0.00053202 | 0.00037696 | 9.2369e-05 | 0.0001619 | 6.3556e-05 | 0.00016405 | 1.5039e-05 | 0.00015203 | 0.00011277
0 | 0 | 9.6726e-06 | 1.9942e-07 | 0 | 8.3557e-07 | 0.00019326 | 9.3198e-05 | 0.00015872 | 9.3217e-05 | 0.00026308 | 9.7292e-05 | 8.0954e-05 | 5.7496e-05 | 0.00020102 | 2.1774e-05 | 0.0001332 | 6.9324e-05
0 | 0 | 7.1809e-06 | 2.0582e-07 | 0 | 2.7852e-07 | 0.00015112 | 8.806e-05 | 0.00011243 | 6.4299e-05 | 0.00016996 | 9.8667e-05 | 0.00011983 | 0.00021746 | 0.00020188 | 3.742e-05 | 0.0001117 | 7.7949e-05
0 | 0 | 5.2262e-06 | 2.1574e-07 | 0 | 0 | 0.00012542 | 8.4184e-05 | 0.00015603 | 0.00047384 | 0.00011292 | 9.7692e-05 | 0.00010165 | 0.00027262 | 0.00014421 | 2.5648e-05 | 0.00013048 | 2.8439e-05
0 | 0 | 8.5521e-06 | 1.9372e-07 | 0 | 2.7852e-07 | 0.00013662 | 9.5126e-05 | 0.00018501 | 7.5354e-05 | 5.1524e-05 | 9.7103e-05 | 0.00011757 | 0.00026638 | 0.00012668 | 3.0478e-05 | 0.00010249 | 1.5649e-05
1.2155e-06 | 0 | 7.4789e-06 | 1.3524e-06 | 0 | 0 | 0.00020101 | 8.5792e-05 | 0.00017277 | 5.3703e-05 | 4.271e-05 | 9.6602e-05 | 0.00026795 | 0.0002059 | 0.00018126 | 2.5179e-05 | 0.00014784 | 5.8691e-05
0 | 0 | 7.7856e-06 | 1.7376e-06 | 0 | 0 | 0.00018368 | 9.2627e-05 | 0.00019537 | 0.00011659 | 1.0465e-05 | 0.0001027 | 0.00047834 | 0.00017325 | 0.00031308 | 5.5026e-05 | 0.00014491 | 3.962e-05
0 | 0 | 6.809e-06 | 1.3766e-06 | 0 | 0 | 0.00014498 | 8.7111e-05 | 0.00020038 | 8.5585e-05 | 3.142e-06 | 0.00010357 | 0.00034852 | 0.00012622 | 0.00031562 | 4.2418e-05 | 0.00016019 | 9.7496e-05
0 | 0 | 6.062e-06 | 2.2784e-07 | 0 | 0 | 0.00014909 | 9.1181e-05 | 0.0001903 | 0.00015881 | 3.2219e-06 | 0.00010527 | 0.00015503 | 0.00010609 | 0.00011083 | 3.1579e-05 | 0.00011732 | 0.00019878
0 | 0 | 5.7206e-06 | 1.695e-07 | 0 | 0 | 0.00012583 | 8.6797e-05 | 0.00020766 | 5.2313e-05 | 3.1953e-06 | 0.00010778 | 0.00013367 | 0.00010292 | 0.00011862 | 3.8285e-05 | 0.00013429 | 0.0001291
0 | 0 | 5.803e-06 | 1.695e-07 | 0 | 0 | 0.0001587 | 8.7996e-05 | 0.00025872 | 6.2171e-05 | 3.2485e-06 | 0.00010284 | 7.6087e-05 | 7.4071e-05 | 5.6688e-05 | 4.1893e-05 | 0.0001565 | 1.944e-05
0 | 0 | 6.3072e-06 | 1.695e-07 | 0 | 0 | 8.2213e-05 | 8.4908e-05 | 0.0002266 | 4.5224e-05 | 3.1953e-06 | 9.6483e-05 | 3.5993e-05 | 6.3512e-05 | 2.7465e-05 | 3.9368e-05 | 0.00013471 | 7.7715e-05
0 | 0 | 5.8072e-07 | 1.8161e-07 | 0 | 0 | 7.8971e-05 | 8.3692e-05 | 0.00022366 | 4.5934e-05 | 3.2752e-06 | 9.7529e-05 | 7.0702e-05 | 6.4239e-05 | 2.4188e-05 | 1.894e-05 | 7.8007e-05 | 7.8884e-05
0 | 0 | 5.6258e-07 | 3.104e-07 | 0 | 0 | 2.9586e-05 | 8.179e-05 | 0.0002079 | 4.8309e-05 | 3.2485e-06 | 9.1049e-05 | 3.0178e-05 | 6.4733e-05 | 1.5846e-05 | 1.3626e-05 | 7.1838e-05 | 1.3364e-06
0 | 0 | 5.7008e-07 | 1.8161e-07 | 0 | 0 | 2.4303e-05 | 8.3753e-05 | 0.00012983 | 5.5496e-05 | 3.1953e-06 | 8.9167e-05 | 1.6219e-05 | 6.316e-05 | 1.3141e-05 | 1.2537e-05 | 6.0258e-05 | 1.2297e-06
0 | 0 | 5.0513e-07 | 2.1574e-07 | 0 | 0 | 8.6904e-06 | 9.2108e-05 | 7.4083e-05 | 4.4254e-05 | 3.1953e-06 | 8.5729e-05 | 1.294e-05 | 6.8232e-05 | 8.5622e-06 | 1.127e-05 | 3.3368e-05 | 1.3026e-06
0 | 0 | 5.6258e-07 | 1.695e-07 | 0 | 0 | 3.2174e-06 | 7.7741e-05 | 8.9839e-05 | 4.4539e-05 | 3.3018e-06 | 9.4216e-05 | 1.2914e-05 | 7.2071e-05 | 1.6033e-05 | 1.2001e-05 | 2.9062e-05 | 1.0434e-06
0 | 0 | 5.7008e-07 | 1.695e-07 | 0 | 0 | 5.1233e-06 | 8.995e-05 | 9.7401e-05 | 5.4289e-05 | 1.9864e-05 | 0.00010206 | 1.8478e-05 | 6.5979e-05 | 1.3953e-05 | 1.2742e-05 | 4.0063e-05 | 1.2009e-06
0 | 0 | 5.0826e-07 | 1.9372e-07 | 0 | 0 | 6.9095e-06 | 8.2782e-05 | 0.00010835 | 4.0652e-05 | 4.4228e-05 | 9.6278e-05 | 1.9931e-05 | 6.934e-05 | 8.5714e-06 | 1.3183e-05 | 3.5957e-05 | 6.4478e-05
0 | 1.419e-08 | 5.264e-07 | 1.4529e-07 | 0 | 0 | 2.8027e-05 | 7.1917e-05 | 0.00017451 | 4.4749e-05 | 0.00010917 | 9.0769e-05 | 7.0279e-05 | 5.9711e-05 | 5.0014e-05 | 1.235e-05 | 0.00010692 | 3.8626e-05
0 | 0 | 5.8072e-07 | 1.2107e-07 | 0 | 0 | 6.4216e-05 | 7.7984e-05 | 0.00042611 | 6.0395e-05 | 0.00015102 | 9.0598e-05 | 0.00011099 | 7.012e-05 | 0.00010845 | 3.6677e-05 | 0.00014127 | 4.4609e-05
0 | 0 | 6.7978e-07 | 1.695e-07 | 0 | 0 | 0.00018003 | 8.7186e-05 | 0.0004464 | 0.00064359 | 0.00019557 | 9.0429e-05 | 0.00020033 | 0.00022611 | 0.00026426 | 3.5372e-05 | 0.00015253 | 8.6296e-05
0 | 0 | 9.0393e-07 | 1.574e-07 | 0 | 0 | 0.00029111 | 8.7525e-05 | 0.00027724 | 0.00077485 | 0.00033038 | 9.717e-05 | 0.00019446 | 8.3916e-05 | 0.00023651 | 0.00012332 | 0.00027127 | 0.00015154
0 | 0 | 1.0359e-06 | 1.8161e-07 | 0 | 0 | 0.0004111 | 8.851e-05 | 0.00026501 | 0.00060773 | 0.00036862 | 0.00010031 | 0.000155 | 6.1184e-05 | 0.0001754 | 0.0001403 | 0.0002624 | 1.4899e-05
0 | 0 | 9.7848e-07 | 1.7253e-07 | 0 | 0 | 0.0003847 | 7.9217e-05 | 0.00017691 | 0.00031857 | 0.00033307 | 9.9187e-05 | 0.00018829 | 5.6023e-05 | 0.00017133 | 0.00014044 | 0.00019359 | 0.00017816
0.00047606 | 0 | 9.497e-07 | 1.4529e-07 | 0 | 0 | 0.00031478 | 8.436e-05 | 0.00025223 | 0.00055098 | 0.00022662 | 9.887e-05 | 0.00019346 | 5.9019e-05 | 0.00015536 | 0.00022015 | 0.00014446 | 0.0001181
0.00029965 | 0 | 9.3556e-07 | 1.695e-07 | 0 | 0 | 0.00030323 | 8.7976e-05 | 0.00016665 | 0.00025623 | 0.000128 | 9.9003e-05 | 0.00017052 | 0.00020665 | 0.00017377 | 6.2868e-05 | 0.00018138 | 0.00022445
0.00035282 | 0 | 3.6571e-06 | 1.695e-07 | 0 | 0 | 0.00030419 | 8.1428e-05 | 0.00022106 | 7.2629e-05 | 7.7827e-05 | 0.00010206 | 0.00014697 | 0.00027891 | 0.0001212 | 5.5513e-05 | 0.0001045 | 0.00016178
0 | 0 | 6.8136e-06 | 1.574e-07 | 0 | 0 | 0.00020911 | 9.3855e-05 | 0.00019835 | 0.00015726 | 9.9054e-06 | 0.0001012 | 0.00022773 | 0.00026578 | 0.00015918 | 3.1234e-05 | 0.00016337 | 0.00014429
0 | 0 | 5.7092e-06 | 1.8161e-07 | 0 | 0 | 0.00021229 | 9.3356e-05 | 0.00018903 | 0.0002091 | 1.3846e-06 | 0.00010187 | 0.00021393 | 0.00018452 | 0.00023991 | 3.905e-05 | 0.00018609 | 0.00020777
0 | 0 | 6.5955e-06 | 1.695e-07 | 0 | 0 | 0.00017605 | 8.7007e-05 | 0.00024712 | 0.00014502 | 3.1953e-06 | 0.00010328 | 0.00031269 | 0.0001909 | 0.0003951 | 5.7014e-05 | 0.00017761 | 0.0001357
0 | 0 | 6.2274e-06 | 1.695e-07 | 0 | 0 | 0.00016691 | 8.971e-05 | 0.00023124 | 0.00018678 | 3.1154e-06 | 0.00011053 | 0.00044017 | 0.0001162 | 0.00041425 | 4.0523e-05 | 0.00017628 | 9.1525e-05
0 | 0 | 6.0048e-06 | 1.4529e-07 | 0 | 0 | 0.00015631 | 8.3989e-05 | 0.0001675 | 0.00019209 | 3.2485e-06 | 0.00011351 | 0.00015006 | 0.0002765 | 5.9145e-05 | 4.7395e-05 | 0.00016468 | 7.9773e-05
0 | 0 | 5.9474e-06 | 1.8161e-07 | 0 | 0 | 9.0784e-05 | 8.4586e-05 | 0.00014122 | 0.0001007 | 3.1953e-06 | 0.00011159 | 6.8819e-05 | 0.00027886 | 6.4688e-05 | 3.8351e-05 | 0.00015476 | 3.9761e-05
0 | 0 | 5.5619e-06 | 1.695e-07 | 0 | 0 | 8.9794e-05 | 8.7001e-05 | 0.00015692 | 5.0131e-05 | 3.1953e-06 | 0.00010326 | 2.6638e-05 | 0.00010297 | 7.5735e-05 | 3.2383e-05 | 0.00011775 | 0.00026005
0 | 0 | 6.0048e-06 | 1.8161e-07 | 0 | 0 | 6.1097e-05 | 9.3924e-05 | 0.00012018 | 6.6416e-05 | 3.4083e-06 | 0.00010092 | 2.7391e-05 | 7.8924e-05 | 6.4409e-05 | 3.3358e-05 | 9.5157e-05 | 1.6278e-06
0 | 0 | 5.645e-06 | 1.8161e-07 | 0 | 0 | 6.483e-05 | 8.8832e-05 | 7.6199e-05 | 4.4599e-05 | 3.1687e-06 | 9.4597e-05 | 5.2454e-05 | 6.9157e-05 | 3.1154e-05 | 2.0866e-05 | 6.6553e-05 | 6.8838e-06
0 | 0 | 5.7206e-06 | 1.9372e-07 | 0 | 0 | 1.6302e-05 | 7.3835e-05 | 3.8444e-05 | 4.1381e-05 | 3.2485e-06 | 9.1125e-05 | 3.6111e-05 | 6.423e-05 | 2.2494e-05 | 2.7947e-05 | 5.4771e-05 | 1.2551e-06
0 | 0 | 5.8537e-06 | 1.574e-07 | 0 | 0 | 3.7678e-06 | 8.6118e-05 | 4.771e-05 | 4.7395e-05 | 3.1953e-06 | 9.1009e-05 | 4.5517e-05 | 6.3538e-05 | 3.123e-05 | 1.9502e-05 | 3.4332e-05 | 1.311e-06
0 | 0 | 5.71e-06 | 2.5206e-07 | 0 | 4.1779e-07 | 4.8925e-06 | 8.0802e-05 | 6.2958e-05 | 3.723e-05 | 3.1953e-06 | 8.9162e-05 | 2.85e-05 | 6.817e-05 | 8.6808e-05 | 1.9087e-05 | 3.6549e-05 | 1.2213e-06
0 | 0 | 5.9606e-06 | 2.9829e-07 | 0 | 3.3423e-06 | 1.536e-06 | 7.5994e-05 | 6.855e-05 | 4.9475e-05 | 3.2059e-06 | 9.7769e-05 | 3.8013e-06 | 7.2008e-05 | 4.6969e-05 | 1.8662e-05 | 3.9033e-05 | 1.1925e-06
0 | 0 | 6.396e-06 | 2.5206e-07 | 0 | 0 | 1.4199e-06 | 8.2296e-05 | 6.7613e-05 | 4.9418e-05 | 3.2326e-06 | 0.00010087 | 5.5496e-06 | 6.5854e-05 | 1.4109e-05 | 1.8885e-05 | 4.455e-05 | 1.8649e-06
0 | 0 | 6.3903e-06 | 1.574e-07 | 0 | 0 | 1.3807e-06 | 8.4734e-05 | 0.0001443 | 3.8111e-05 | 3.8024e-05 | 9.3867e-05 | 1.8963e-05 | 6.8459e-05 | 1.7992e-05 | 1.8305e-05 | 5.9417e-05 | 1.4127e-06
0 | 1.419e-08 | 9.5865e-07 | 1.9372e-07 | 0 | 0 | 5.2415e-06 | 7.4315e-05 | 0.0001651 | 4.1391e-05 | 0.00010875 | 8.7473e-05 | 1.8052e-05 | 5.9711e-05 | 2.0098e-05 | 2.0151e-05 | 6.6709e-05 | 1.6871e-06
0 | 0 | 6.0199e-07 | 1.695e-07 | 0 | 0 | 5.1959e-05 | 8.7492e-05 | 0.00018381 | 4.7623e-05 | 0.00014988 | 8.4756e-05 | 7.31e-05 | 7.012e-05 | 8.5797e-05 | 3.5716e-05 | 0.00013657 | 2.0733e-06
0 | 0 | 6.1263e-07 | 1.2107e-07 | 0 | 0 | 0.00011 | 7.8437e-05 | 0.00022033 | 0.00025724 | 0.00018981 | 9.217e-05 | 0.00012154 | 0.00018231 | 0.00016126 | 3.7327e-05 | 0.00021525 | 0.00012807
0 | 0 | 4.8699e-07 | 4.491e-07 | 0 | 0 | 0.000211 | 7.9968e-05 | 0.0002161 | 0.00023271 | 0.00032607 | 9.5677e-05 | 0.00018241 | 0.00016321 | 0.00024771 | 3.9629e-05 | 0.00018876 | 1.4899e-05
0 | 0 | 5.8072e-07 | 1.8161e-07 | 0 | 0 | 0.00024769 | 7.9089e-05 | 0.00022154 | 0.00044298 | 0.0003967 | 9.8188e-05 | 0.00015221 | 6.2946e-05 | 0.00012363 | 4.1559e-05 | 0.00018822 | 2.7847e-06
0 | 0 | 6.5631e-07 | 1.7253e-07 | 0 | 0 | 0.00028955 | 7.5673e-05 | 0.00020044 | 0.00041439 | 0.0003745 | 9.9952e-05 | 0.00022221 | 0.00026159 | 0.00017923 | 4.1192e-05 | 0.00014496 | 9.4923e-05
0 | 0 | 5.8072e-07 | 1.8161e-07 | 0 | 0 | 0.00025647 | 8.6181e-05 | 0.00021755 | 0.00046484 | 0.00026571 | 0.00010702 | 0.00024955 | 0.00027043 | 0.00034252 | 2.9217e-05 | 0.00015121 | 3.3182e-05
2.4309e-06 | 0 | 5.5194e-07 | 1.9372e-07 | 0 | 0 | 0.00026711 | 7.9954e-05 | 0.00025032 | 0.00010127 | 0.00016723 | 0.00010592 | 0.00022546 | 0.00026184 | 0.00026714 | 3.4913e-05 | 0.0001127 | 0.00015793
7.2928e-06 | 0 | 5.8072e-07 | 2.0582e-07 | 0 | 0 | 0.00025873 | 7.4631e-05 | 0.00025737 | 4.9091e-05 | 0.00011108 | 0.00011528 | 0.00019675 | 0.00026526 | 0.00033631 | 2.4951e-05 | 0.00011652 | 0.00037017
0 | 0 | 5.6258e-07 | 1.695e-07 | 0 | 0 | 0.0002562 | 7.5508e-05 | 0.00031852 | 3.4075e-05 | 5.0326e-05 | 0.00010319 | 0.0002843 | 0.00025285 | 0.00029818 | 4.8411e-05 | 0.00010965 | 0.00022641
0 | 0 | 6.8707e-07 | 2.5206e-07 | 0 | 0 | 0.0003677 | 8.0241e-05 | 0.00023117 | 0.0001003 | 4.1858e-05 | 9.914e-05 | 0.00041143 | 0.00034105 | 0.00030843 | 5.0572e-05 | 0.0001587 | 0.00066661
0 | 0 | 6.2639e-07 | 2.5206e-07 | 0 | 0 | 0.00035449 | 8.3086e-05 | 0.00027211 | 0.00021384 | 1.0331e-05 | 0.00010088 | 0.00059021 | 0.00040262 | 0.00032113 | 3.5426e-05 | 0.00014265 | 0.00072179
0 | 0 | 1.9306e-06 | 1.574e-07 | 0 | 0 | 0.00029991 | 7.6388e-05 | 0.00027394 | 0.00012519 | 3.142e-06 | 0.00012358 | 0.00041982 | 0.0004039 | 0.00036017 | 3.2759e-05 | 0.00019906 | 0.00061007
0 | 0 | 9.6511e-06 | 1.695e-07 | 0 | 0 | 0.00029611 | 9.5334e-05 | 0.00021231 | 0.0001018 | 1.9257e-05 | 0.0001126 | 0.00028875 | 0.00040248 | 0.00021356 | 5.0676e-05 | 0.00015087 | 0.00017071
0 | 0 | 8.9527e-06 | 1.8161e-07 | 0 | 0 | 0.0002203 | 7.5572e-05 | 0.00026668 | 4.9676e-05 | 3.1953e-06 | 0.00010399 | 0.00025564 | 0.00034441 | 8.6981e-05 | 4.5215e-05 | 0.00016735 | 0.00011582
0 | 0 | 8.4417e-06 | 1.695e-07 | 0 | 0 | 0.00016363 | 7.6198e-05 | 0.00020097 | 0.00010012 | 3.1953e-06 | 0.0001046 | 6.8637e-05 | 0.00032339 | 0.00012384 | 4.3532e-05 | 0.00011934 | 2.7667e-05
0 | 0 | 8.1213e-06 | 1.8161e-07 | 0 | 0 | 0.00010806 | 8.1975e-05 | 0.00015312 | 7.8459e-05 | 3.1687e-06 | 0.0001012 | 4.7168e-05 | 0.00026777 | 7.8532e-05 | 3.0793e-05 | 0.00010547 | 1.6534e-05
0 | 0 | 4.425e-06 | 1.695e-07 | 0 | 0 | 8.3166e-05 | 7.9643e-05 | 0.00014959 | 4.505e-05 | 3.2485e-06 | 9.3985e-05 | 2.9016e-05 | 0.00027709 | 1.3319e-05 | 1.4642e-05 | 0.00010806 | 7.0328e-06
0 | 0 | 5.0513e-07 | 1.8918e-07 | 0 | 0 | 3.1758e-05 | 7.8549e-05 | 4.4901e-05 | 4.6696e-05 | 3.1953e-06 | 8.7491e-05 | 5.6555e-05 | 0.00027758 | 1.9345e-05 | 1.1262e-05 | 4.5943e-05 | 5.6993e-05
0 | 0 | 5.6258e-07 | 1.8161e-07 | 3.5211e-07 | 0 | 1.3575e-05 | 7.2527e-05 | 4.0377e-05 | 5.2734e-05 | 3.2485e-06 | 8.2112e-05 | 7.2524e-05 | 0.00027215 | 1.448e-05 | 1.0435e-05 | 5.5102e-05 | 1.386e-06
0 | 0 | 5.8072e-07 | 1.8161e-07 | 7.0496e-08 | 0 | 1.2215e-05 | 8.1642e-05 | 6.1187e-05 | 4.3455e-05 | 3.2485e-06 | 8.6335e-05 | 7.4283e-05 | 0.00027252 | 1.4571e-05 | 1.1482e-05 | 3.1156e-05 | 1.2805e-06
0 | 0 | 4.945e-07 | 1.8161e-07 | 0 | 0 | 7.8062e-06 | 7.8148e-05 | 5.5937e-05 | 4.5568e-05 | 3.1687e-06 | 9.2212e-05 | 6.6762e-06 | 0.0002811 | 8.87e-06 | 1.1052e-05 | 3.513e-05 | 3.1741e-06
0 | 0 | 3.5396e-07 | 1.574e-07 | 0 | 0 | 1.6091e-05 | 7.2561e-05 | 0.00015137 | 8.8307e-05 | 3.142e-06 | 9.5066e-05 | 8.0277e-06 | 0.00027367 | 1.652e-05 | 1.1029e-05 | 4.8974e-05 | 2.8528e-06
0 | 0 | 2.581e-07 | 1.8161e-07 | 0 | 0 | 3.7279e-05 | 6.3459e-05 | 0.00028781 | 0.00018818 | 3.4616e-06 | 9.0395e-05 | 3.9102e-05 | 0.00023151 | 1.2981e-05 | 1.5273e-05 | 0.00010684 | 1.3231e-06
0 | 0 | 1.7886e-06 | 1.4529e-07 | 0 | 0 | 9.9071e-05 | 6.8767e-05 | 0.00043232 | 5.588e-05 | 6.8219e-05 | 9.2845e-05 | 7.6782e-05 | 6.6224e-05 | 9.5319e-05 | 4.7377e-05 | 0.00020885 | 3.128e-05
0 | 0 | 1.4877e-06 | 1.574e-07 | 0 | 0 | 0.00015628 | 7.2504e-05 | 0.00052393 | 0.00022177 | 0.00014089 | 9.1905e-05 | 0.00013205 | 7.1663e-05 | 7.8639e-05 | 6.0705e-05 | 0.00021801 | 5.6396e-05
0 | 0 | 4.2955e-07 | 1.695e-07 | 0 | 0 | 0.00017173 | 7.6285e-05 | 0.0004099 | 0.00027441 | 0.00019527 | 8.8738e-05 | 0.00010514 | 0.00010515 | 6.4576e-05 | 3.4696e-05 | 0.00022292 | 0.00019439
0 | 0 | 7.2955e-07 | 1.574e-07 | 1.5846e-07 | 0 | 0.00020375 | 8.183e-05 | 0.00024104 | 0.00015113 | 0.00033387 | 8.992e-05 | 0.00010356 | 6.8608e-05 | 3.6798e-05 | 3.4676e-05 | 0.00019845 | 7.9874e-05
0 | 0 | 9.4163e-07 | 4.2376e-07 | 0 | 0 | 0.0002237 | 7.1959e-05 | 0.00027845 | 5.6096e-05 | 0.00037686 | 0.00010308 | 8.0899e-05 | 6.2369e-05 | 6.4257e-05 | 2.4054e-05 | 0.00014142 | 0.00017381
0 | 0 | 1.3808e-06 | 1.9372e-07 | 7.0496e-08 | 0 | 0.00020136 | 7.0802e-05 | 0.00028519 | 0.00013417 | 0.00033466 | 9.4455e-05 | 6.0695e-05 | 6.3556e-05 | 0.00013907 | 2.3339e-05 | 0.00013937 | 0.00010494
0 | 0 | 1.9186e-06 | 1.8731e-07 | 0 | 0 | 0.00016638 | 7.9274e-05 | 0.00029774 | 4.3444e-05 | 0.00020205 | 9.6158e-05 | 0.00016083 | 5.7244e-05 | 0.00028857 | 2.247e-05 | 0.00010988 | 1.2953e-05
0 | 0 | 1.8248e-06 | 2.3995e-07 | 0 | 0 | 0.00017024 | 7.4114e-05 | 0.00021435 | 6.5341e-05 | 9.4037e-05 | 0.00010143 | 0.00010682 | 0.00021398 | 6.937e-05 | 1.8312e-05 | 0.00012152 | 3.5281e-06
0 | 0 | 1.6816e-06 | 1.8161e-07 | 0 | 0 | 0.00012277 | 6.8919e-05 | 0.00017808 | 4.8908e-05 | 6.6568e-05 | 9.7937e-05 | 7.7061e-05 | 0.00028311 | 3.8833e-05 | 1.0116e-05 | 7.155e-05 | 8.3029e-06
0 | 0 | 1.6801e-06 | 1.9372e-07 | 0 | 0 | 0.00015642 | 8.5466e-05 | 0.00020765 | 0.00041031 | 4.8291e-05 | 9.0423e-05 | 8.2737e-05 | 0.00036604 | 0.00010543 | 1.1621e-05 | 8.6677e-05 | 8.2634e-06
0 | 0 | 7.8239e-06 | 1.2335e-06 | 0 | 0 | 0.00015441 | 8.2649e-05 | 0.0002704 | 0.00046589 | 4.2897e-05 | 9.698e-05 | 0.00018815 | 0.00020131 | 0.00020285 | 3.2964e-05 | 0.00014011 | 0.00029483
0 | 0 | 9.7362e-06 | 1.8081e-06 | 0 | 0 | 0.00019377 | 8.1309e-05 | 0.00024504 | 0.00026889 | 1.0704e-05 | 0.00010066 | 0.00043469 | 0.00016986 | 0.00049768 | 4.2843e-05 | 0.00016158 | 0.00018861
0 | 0 | 8.6492e-06 | 2.2396e-06 | 0 | 0 | 0.00019137 | 8.3357e-05 | 0.00025688 | 0.00023258 | 3.1953e-06 | 0.00010503 | 0.00045502 | 9.3118e-05 | 0.0003824 | 0.0002097 | 0.00016942 | 4.3877e-05
0 | 0 | 7.9764e-06 | 2.3995e-07 | 0 | 0 | 0.00025204 | 6.9603e-05 | 0.00035093 | 0.00014952 | 3.1953e-06 | 0.00011373 | 0.00016958 | 9.218e-05 | 0.0001623 | 3.2197e-05 | 0.00017889 | 1.0465e-05
0 | 0 | 8.1064e-06 | 1.695e-07 | 0 | 0 | 0.00019565 | 7.9002e-05 | 0.00030334 | 0.00019571 | 3.2485e-06 | 0.00011817 | 0.00013027 | 8.1206e-05 | 6.3897e-05 | 4.0043e-05 | 0.00015685 | 6.1508e-05
0 | 0 | 7.4835e-06 | 1.8161e-07 | 0 | 0 | 0.00012461 | 7.4432e-05 | 0.00029707 | 5.3895e-05 | 3.3551e-06 | 0.00011707 | 5.6299e-05 | 7.3505e-05 | 3.9765e-05 | 6.051e-05 | 0.00015208 | 2.4204e-06
0 | 0 | 4.3813e-06 | 1.695e-07 | 0 | 0 | 5.8651e-05 | 7.6802e-05 | 0.00025588 | 5.3485e-05 | 3.1953e-06 | 9.5164e-05 | 2.7971e-05 | 3.5192e-05 | 5.3462e-05 | 4.9167e-05 | 0.00013299 | 4.6092e-06
0 | 0 | 2.8901e-07 | 1.695e-07 | 0 | 0 | 3.6312e-05 | 7.4099e-05 | 0.00018623 | 5.2574e-05 | 3.1687e-06 | 9.0225e-05 | 7.7403e-05 | 3.6296e-05 | 1.7856e-05 | 1.9093e-05 | 7.9179e-05 | 1.9832e-06
0 | 0 | 3.4219e-07 | 1.8918e-07 | 0 | 0 | 3.035e-05 | 7.5891e-05 | 0.00016295 | 4.1897e-05 | 3.2485e-06 | 8.6641e-05 | 1.7108e-05 | 4.0695e-05 | 1.3358e-05 | 1.2312e-05 | 4.423e-05 | 1.5571e-06
0 | 0 | 3.2091e-07 | 1.9372e-07 | 6.338e-06 | 0 | 2.1769e-05 | 7.4359e-05 | 6.34e-05 | 5.8455e-05 | 3.1953e-06 | 8.6078e-05 | 1.5234e-05 | 3.6755e-05 | 1.3019e-05 | 1.0915e-05 | 3.8022e-05 | 1.4538e-06
0 | 0 | 2.496e-07 | 1.4529e-07 | 1.2676e-06 | 0 | 3.3441e-06 | 7.2974e-05 | 9.2818e-05 | 3.7872e-05 | 3.2485e-06 | 8.206e-05 | 5.5059e-06 | 3.5056e-05 | 1.2497e-05 | 1.0556e-05 | 3.3289e-05 | 1.5651e-06
0 | 0 | 3.4219e-07 | 1.8161e-07 | 0 | 0 | 1.857e-06 | 7.2171e-05 | 0.00015394 | 3.7557e-05 | 3.2219e-06 | 9.0523e-05 | 6.649e-06 | 4.3467e-05 | 1.3063e-05 | 2.5107e-05 | 3.1637e-05 | 2.4288e-06
0 | 0 | 3.2091e-07 | 1.8161e-07 | 0 | 0 | 8.9546e-07 | 7.7358e-05 | 0.00021171 | 4.728e-05 | 3.142e-06 | 9.8797e-05 | 8.6543e-06 | 3.6683e-05 | 1.888e-05 | 2.3716e-05 | 3.4251e-05 | 2.7851e-06
0 | 0 | 2.9214e-07 | 1.8161e-07 | 0 | 0 | 2.0258e-05 | 7.3259e-05 | 0.00032036 | 5.2347e-05 | 3.3551e-06 | 9.1196e-05 | 2.2565e-05 | 4.3047e-05 | 5.3555e-05 | 2.6611e-05 | 9.2306e-05 | 1.4586e-06
0 | 0 | 3.8473e-07 | 2.0363e-07 | 0 | 0 | 5.3158e-05 | 7.5811e-05 | 0.00052683 | 0.00013054 | 6.7713e-05 | 8.5601e-05 | 3.7847e-05 | 3.6456e-05 | 6.8453e-05 | 8.1475e-05 | 0.00018094 | 4.4871e-05
1.6882e-06 | 0 | 3.4219e-07 | 1.3318e-07 | 0 | 0 | 7.6714e-05 | 6.301e-05 | 0.0003826 | 0.00031148 | 0.00010902 | 8.8964e-05 | 9.8662e-05 | 4.2903e-05 | 0.00010767 | 4.9539e-05 | 0.00024847 | 5.8456e-05
0 | 0 | 3.4219e-07 | 1.695e-07 | 0 | 0 | 0.00013366 | 8.1859e-05 | 0.00039218 | 0.00014925 | 0.00014822 | 8.8911e-05 | 7.2082e-05 | 7.7255e-05 | 0.0001077 | 3.8635e-05 | 0.0001888 | 3.662e-05
0 | 0 | 8.7515e-07 | 2.3995e-07 | 1.5846e-07 | 0 | 0.00021776 | 6.7924e-05 | 0.00039374 | 8.5361e-05 | 0.00028696 | 9.6003e-05 | 6.6483e-05 | 3.8023e-05 | 9.0155e-05 | 2.0201e-05 | 0.0001763 | 5.8884e-05
0 | 0 | 1.0598e-06 | 1.695e-07 | 0 | 0 | 0.0002357 | 7.2754e-05 | 0.00026391 | 8.2093e-05 | 0.00033047 | 9.1627e-05 | 0.00011407 | 3.4175e-05 | 0.00013805 | 1.1662e-05 | 0.00013583 | 6.5463e-05
0 | 0 | 1.0336e-06 | 2.1574e-07 | 0 | 0 | 0.00030884 | 8.0142e-05 | 0.00014145 | 6.5651e-05 | 0.00029023 | 9.9719e-05 | 0.00013522 | 4.0367e-05 | 0.00019851 | 1.9922e-05 | 0.00011951 | 1.5057e-05
0 | 0 | 1.0845e-06 | 2.7978e-07 | 0 | 1.9497e-06 | 0.00021933 | 8.4872e-05 | 0.000103 | 7.2441e-05 | 0.00016925 | 9.8283e-05 | 0.00012382 | 2.9679e-05 | 0.0001331 | 2.8775e-05 | 8.6246e-05 | 9.9581e-06
0 | 0 | 1.0524e-06 | 1.8161e-07 | 0 | 0 | 0.00015119 | 8.6349e-05 | 3.2812e-05 | 3.4923e-05 | 7.3172e-05 | 9.7525e-05 | 7.2717e-05 | 0.00021599 | 0.00010667 | 2.3049e-05 | 6.3233e-05 | 3.8804e-06
0 | 0 | 9.5707e-07 | 1.8161e-07 | 0 | 0 | 0.00019494 | 8.2489e-05 | 5.3881e-05 | 3.8911e-05 | 8.9521e-05 | 0.00010923 | 9.6062e-05 | 0.00039412 | 6.917e-05 | 2.2858e-05 | 6.5858e-05 | 0.00016868
0 | 0 | 1.0244e-06 | 1.9372e-07 | 0 | 0 | 0.00011947 | 8.7853e-05 | 7.5976e-05 | 4.4543e-05 | 6.1093e-05 | 9.8787e-05 | 0.00012217 | 0.00036701 | 0.00012767 | 1.5058e-05 | 8.3391e-05 | 8.0602e-06
0 | 0 | 2.6065e-06 | 1.2941e-06 | 0 | 0 | 0.00012207 | 7.6167e-05 | 0.00012544 | 7.8832e-05 | 4.2923e-05 | 9.6648e-05 | 0.00025017 | 0.00098238 | 9.8407e-05 | 2.6435e-05 | 8.7305e-05 | 8.8519e-06
0 | 0 | 1.0067e-05 | 1.6331e-06 | 0 | 0 | 0.00024387 | 9.1653e-05 | 0.00025036 | 0.00027829 | 1.0544e-05 | 0.00010227 | 0.00056722 | 0.00097597 | 0.00050428 | 4.2041e-05 | 0.00015163 | 5.8821e-05
0 | 0 | 8.002e-06 | 1.8191e-06 | 0 | 0 | 0.00012754 | 8.4802e-05 | 0.00024781 | 0.00015816 | 3.1953e-06 | 0.00010526 | 0.00039677 | 0.00098382 | 0.00033917 | 7.4543e-05 | 0.00017402 | 9.6628e-05
0 | 0 | 7.3292e-06 | 1.9372e-07 | 0 | 0 | 0.00020854 | 8.2294e-05 | 0.00024363 | 0.00032576 | 3.1687e-06 | 0.00010397 | 0.00017324 | 0.00098174 | 0.00028275 | 5.72e-05 | 0.00013188 | 5.9925e-05
0 | 0 | 7.6772e-06 | 1.8161e-07 | 0 | 0 | 0.00013907 | 8.6557e-05 | 0.00034967 | 0.00027523 | 3.2485e-06 | 9.9948e-05 | 9.3142e-05 | 0.00023099 | 7.8648e-05 | 6.0298e-05 | 0.00021508 | 1.6289e-05
0 | 0 | 6.9513e-06 | 1.695e-07 | 0 | 0 | 0.00015263 | 7.9468e-05 | 0.00029532 | 0.00057977 | 3.3018e-06 | 0.00011495 | 7.9881e-05 | 6.3624e-05 | 9.223e-05 | 6.3432e-05 | 0.00016564 | 6.409e-05
0 | 0 | 7.7391e-06 | 1.695e-07 | 0 | 1.3927e-07 | 0.00010996 | 8.2725e-05 | 0.00021148 | 9.2675e-05 | 3.3284e-06 | 9.4269e-05 | 5.0708e-05 | 5.5205e-05 | 7.4691e-05 | 0.00020793 | 0.00011972 | 6.3717e-05
0 | 0 | 7.441e-06 | 2.2784e-07 | 0 | 0 | 5.141e-05 | 8.2782e-05 | 0.00018423 | 4.0597e-05 | 3.2485e-06 | 8.6599e-05 | 1.545e-05 | 6.877e-05 | 1.8928e-05 | 0.00015914 | 7.9369e-05 | 1.1567e-06
0 | 0 | 3.9065e-06 | 1.8918e-07 | 0 | 0 | 2.8461e-05 | 7.8141e-05 | 0.00011784 | 6.4253e-05 | 3.1953e-06 | 8.7718e-05 | 1.4458e-05 | 8.5755e-05 | 3.9842e-05 | 2.2516e-05 | 7.8862e-05 | 1.4352e-06
0 | 0 | 4.1891e-07 | 1.574e-07 | 0 | 0 | 1.7064e-05 | 7.5303e-05 | 4.2112e-05 | 4.0151e-05 | 3.2219e-06 | 8.3291e-05 | 8.2269e-06 | 7.2375e-05 | 9.3836e-06 | 1.2341e-05 | 4.2484e-05 | 1.9281e-06
0 | 0 | 2.9964e-07 | 1.8161e-07 | 0 | 0 | 1.9047e-06 | 8.1617e-05 | 7.8378e-05 | 3.918e-05 | 3.2485e-06 | 8.3519e-05 | 7.6236e-06 | 8.5906e-05 | 1.6561e-05 | 1.1643e-05 | 3.492e-05 | 1.2805e-06
0 | 0 | 2.6774e-07 | 1.8161e-07 | 0 | 0 | 2.0942e-06 | 7.8299e-05 | 0.00016067 | 4.8646e-05 | 3.1953e-06 | 8.9945e-05 | 7.7171e-06 | 8.4626e-05 | 1.2684e-05 | 1.1858e-05 | 3.8722e-05 | 1.1295e-06
0 | 0 | 2.7837e-07 | 1.695e-07 | 0 | 5.5705e-07 | 5.1245e-06 | 7.8037e-05 | 0.0002417 | 3.7885e-05 | 3.2219e-06 | 9.3631e-05 | 1.1665e-05 | 9.1813e-05 | 1.9708e-05 | 1.2498e-05 | 6.3031e-05 | 1.328e-06
0 | 0 | 2.7837e-07 | 1.574e-07 | 0 | 0 | 4.6747e-05 | 7.2279e-05 | 0.00047956 | 4.0751e-05 | 3.4616e-06 | 8.847e-05 | 3.2885e-05 | 8.4268e-05 | 3.8064e-05 | 1.8631e-05 | 0.00011989 | 1.1741e-06
0 | 0 | 3.1028e-07 | 2.3995e-07 | 0 | 5.5705e-07 | 5.3457e-05 | 6.7979e-05 | 0.00065233 | 5.1877e-05 | 6.7634e-05 | 8.6867e-05 | 5.1633e-05 | 9.5803e-05 | 0.0001226 | 9.0033e-05 | 0.00021828 | 1.8071e-06
0 | 0 | 3.4219e-07 | 1.3318e-07 | 0 | 1.3927e-07 | 9.2453e-05 | 7.2237e-05 | 0.00055328 | 0.000112 | 0.00010947 | 8.4089e-05 | 0.00011465 | 9.5956e-05 | 0.00028685 | 0.00018367 | 0.00022109 | 2.1693e-05
0 | 0 | 5.2309e-07 | 1.574e-07 | 0 | 6.9631e-07 | 0.0001243 | 6.7512e-05 | 0.00040546 | 7.4944e-05 | 0.00018777 | 8.3779e-05 | 9.4564e-05 | 0.00012276 | 0.00013716 | 7.1442e-05 | 0.00016159 | 0.00014312
0 | 0 | 1.1529e-06 | 1.574e-07 | 1.5846e-07 | 1.3927e-07 | 0.00015481 | 7.4905e-05 | 0.00039685 | 5.6771e-05 | 0.00033316 | 8.9418e-05 | 8.5465e-05 | 9.5544e-05 | 0.0001048 | 6.4714e-05 | 0.00020809 | 4.7994e-05
8.264e-07 | 0 | 9.2278e-07 | 7.2039e-06 | 0 | 2.7852e-06 | 0.00018071 | 7.7358e-05 | 0.00028201 | 9.6605e-05 | 0.00037879 | 9.0738e-05 | 0.00013815 | 7.6718e-05 | 8.8519e-05 | 2.1131e-05 | 0.00013595 | 0.00015708
0 | 0 | 1.0024e-06 | 2.62e-05 | 0 | 0 | 0.00011851 | 7.507e-05 | 0.00024822 | 8.405e-05 | 0.00030922 | 8.6508e-05 | 9.06e-05 | 9.2127e-05 | 0.00013341 | 1.8848e-05 | 8.89e-05 | 0.00017065
0 | 0 | 9.3392e-07 | 1.8161e-07 | 0 | 1.3927e-07 | 0.00013518 | 7.6872e-05 | 0.00023445 | 0.00060588 | 9.3968e-05 | 9.4057e-05 | 0.00010868 | 6.895e-05 | 5.4671e-05 | 2.2038e-05 | 0.00012059 | 4.3534e-05
0 | 0 | 1.0076e-06 | 1.574e-07 | 0 | 5.5705e-07 | 7.9139e-05 | 8.1414e-05 | 0.00015776 | 7.0706e-05 | 7.5553e-05 | 8.9643e-05 | 0.0001677 | 0.00022798 | 8.4727e-05 | 2.3422e-05 | 5.0052e-05 | 1.3533e-05
0 | 0 | 9.9011e-07 | 1.9372e-07 | 0 | 4.1779e-07 | 6.7574e-05 | 8.1553e-05 | 0.00018444 | 4.6076e-05 | 6.6382e-05 | 9.0077e-05 | 9.6179e-05 | 0.00028186 | 7.6515e-05 | 2.0416e-05 | 5.7418e-05 | 1.4741e-06
4.8619e-06 | 0 | 5.2383e-06 | 1.4529e-07 | 0 | 4.1779e-07 | 0.00013652 | 7.8944e-05 | 0.00012504 | 7.0562e-05 | 4.2923e-05 | 9.0421e-05 | 0.00011485 | 0.00025345 | 0.0002312 | 2.159e-05 | 5.8462e-05 | 1.9281e-06
0 | 0 | 1.028e-05 | 1.574e-07 | 0 | 0 | 0.00012692 | 8.1959e-05 | 0.00011561 | 0.00017876 | 4.295e-05 | 9.2612e-05 | 0.00017672 | 0.00012768 | 0.00019734 | 3.9666e-05 | 0.00010235 | 3.348e-05
0 | 0 | 5.1691e-06 | 2.3995e-07 | 0 | 0 | 0.0001473 | 8.8396e-05 | 0.00022535 | 0.00016525 | 1.1024e-05 | 9.9042e-05 | 0.00038977 | 0.00021907 | 0.00054659 | 3.9755e-05 | 0.00012719 | 0.00013386
0 | 0 | 6.6498e-06 | 1.8161e-07 | 0 | 6.9631e-07 | 0.00018346 | 8.4384e-05 | 0.00024702 | 0.00021054 | 3.1953e-06 | 0.00010388 | 0.00036121 | 0.00022194 | 0.00023844 | 3.5281e-05 | 0.00016971 | 6.5272e-05
0 | 0 | 6.8309e-06 | 1.695e-07 | 0 | 2.7852e-07 | 0.0001937 | 7.7035e-05 | 0.00033865 | 0.0001487 | 3.2485e-06 | 0.00010354 | 0.00025186 | 0.0002324 | 0.00011368 | 4.8363e-05 | 0.0001923 | 1.5912e-05
0 | 0 | 1.0018e-05 | 1.574e-07 | 0 | 0 | 0.00018076 | 7.5007e-05 | 0.00036991 | 0.00010875 | 1.1769e-05 | 9.6552e-05 | 7.9945e-05 | 0.00014974 | 4.994e-05 | 5.5501e-05 | 0.00022081 | 0.00018586
0 | 0 | 8.8409e-06 | 1.4529e-07 | 0 | 8.3557e-07 | 0.00013519 | 6.9248e-05 | 0.0002717 | 7.7168e-05 | 3.2219e-06 | 0.00010252 | 5.737e-05 | 9.2951e-05 | 4.372e-05 | 0.00013231 | 0.00023637 | 6.1947e-05
0 | 0 | 8.2906e-06 | 1.574e-07 | 0 | 0 | 9.0897e-05 | 7.5002e-05 | 0.00027301 | 8.5335e-05 | 3.142e-06 | 9.4624e-05 | 2.5344e-05 | 8.7175e-05 | 3.0548e-05 | 3.9301e-05 | 0.00011639 | 9.4627e-05
0 | 0 | 8.8516e-06 | 1.695e-07 | 0 | 2.7852e-07 | 3.2567e-05 | 7.3923e-05 | 0.00022876 | 5.0785e-05 | 3.2485e-06 | 8.9248e-05 | 3.52e-05 | 9.4384e-05 | 2.5799e-05 | 1.4098e-05 | 0.00010623 | 2.0374e-06
0 | 0 | 7.4048e-06 | 1.695e-07 | 0 | 0 | 2.2796e-05 | 7.4915e-05 | 0.00017261 | 6.4658e-05 | 3.2219e-06 | 8.2731e-05 | 1.2309e-05 | 0.00010275 | 1.1775e-05 | 6.6528e-06 | 7.6483e-05 | 1.3674e-06
0 | 0 | 2.9964e-07 | 1.695e-07 | 0 | 0 | 7.0311e-06 | 7.0613e-05 | 0.00019748 | 5.0347e-05 | 3.2485e-06 | 8.3059e-05 | 2.6746e-06 | 9.5346e-05 | 5.7526e-06 | 7.1286e-06 | 4.3468e-05 | 1.3183e-06
0 | 0 | 3.1028e-07 | 1.8161e-07 | 0 | 0 | 1.2673e-06 | 6.4665e-05 | 0.00019721 | 3.8614e-05 | 3.1953e-06 | 7.9742e-05 | 2.2187e-06 | 8.1312e-05 | 2.7589e-05 | 6.5112e-06 | 3.7423e-05 | 1.2263e-06
0 | 0 | 3.1778e-07 | 1.4529e-07 | 0 | 0 | 1.5131e-06 | 6.6583e-05 | 0.00028606 | 3.9057e-05 | 3.9675e-06 | 7.9144e-05 | 5.1574e-06 | 0.00010363 | 1.472e-05 | 6.964e-06 | 3.2884e-05 | 1.116e-06
0 | 0 | 2.8901e-07 | 1.8161e-07 | 0 | 0 | 1.7593e-06 | 6.2904e-05 | 0.00034521 | 3.7998e-05 | 3.5681e-06 | 8.2889e-05 | 1.0091e-05 | 9.5589e-05 | 1.1018e-05 | 7.6853e-06 | 6.5794e-05 | 1.328e-06
0 | 0 | 3.4219e-07 | 1.8161e-07 | 0 | 2.7852e-07 | 3.4513e-05 | 6.5104e-05 | 0.00043373 | 6.2643e-05 | 3.5414e-06 | 7.9885e-05 | 2.1486e-05 | 8.7352e-05 | 4.4084e-05 | 9.4296e-06 | 8.0607e-05 | 7.349e-06
0 | 0 | 3.816e-07 | 1.8161e-07 | 0 | 9.7484e-07 | 0.00010742 | 6.1564e-05 | 0.00069427 | 0.00061255 | 6.7687e-05 | 7.7898e-05 | 4.3982e-05 | 9.0831e-05 | 7.596e-05 | 2.1183e-05 | 0.00022989 | 2.5388e-06
0 | 0 | 3.3155e-07 | 1.2107e-07 | 0 | 0 | 0.00013549 | 5.7684e-05 | 0.0008156 | 0.00024491 | 0.00010929 | 8.3569e-05 | 0.00010062 | 0.00010036 | 0.00013742 | 6.0177e-05 | 0.00029315 | 9.7374e-05
0 | 0 | 3.3906e-07 | 1.3318e-07 | 0 | 6.9631e-07 | 0.00014712 | 7.9544e-05 | 0.00061323 | 7.9678e-05 | 0.00014707 | 8.7032e-05 | 8.4138e-05 | 0.00013133 | 0.00012613 | 3.3846e-05 | 0.00021101 | 0.0003747
0 | 0 | 8.1691e-07 | 1.859e-06 | 0 | 9.9805e-07 | 0.00017372 | 6.6929e-05 | 0.00034949 | 4.9707e-05 | 0.00032182 | 9.002e-05 | 8.8146e-05 | 7.7092e-05 | 7.6424e-05 | 1.9255e-05 | 0.00019034 | 0.00081453
0 | 0 | 1.0803e-06 | 1.574e-07 | 0 | 1.6944e-06 | 0.00018499 | 7.0427e-05 | 0.00031639 | 4.8651e-05 | 0.00037652 | 9.0098e-05 | 8.795e-05 | 8.4521e-05 | 6.5419e-05 | 1.4518e-05 | 0.00015271 | 0.00078344
0 | 0 | 1.0894e-06 | 1.1925e-05 | 0 | 4.1779e-07 | 0.00012471 | 7.2011e-05 | 0.00027065 | 0.00013339 | 0.00033819 | 9.0946e-05 | 0.00014449 | 7.3247e-05 | 0.00014025 | 1.4323e-05 | 0.00010503 | 0.00017138
0 | 0 | 1.0159e-06 | 1.7423e-06 | 0 | 9.9805e-07 | 0.00013459 | 7.4402e-05 | 0.0001819 | 8.9758e-05 | 0.00022956 | 8.7818e-05 | 9.3387e-05 | 6.6684e-05 | 0.00011957 | 1.2841e-05 | 0.0001129 | 0.0005005
0 | 0 | 1.0533e-06 | 1.695e-07 | 0 | 1.3927e-07 | 0.00012023 | 7.4626e-05 | 0.00017617 | 3.7488e-05 | 0.00010526 | 9.0559e-05 | 9.1097e-05 | 0.00022011 | 0.00010814 | 1.8802e-05 | 8.5466e-05 | 0.00029585
0 | 0 | 4.1923e-06 | 1.695e-07 | 0 | 6.9631e-07 | 0.00015785 | 7.6004e-05 | 0.00012009 | 4.3276e-05 | 6.6483e-05 | 8.6061e-05 | 0.00010712 | 0.00028164 | 2.2162e-05 | 1.4791e-05 | 6.3911e-05 | 2.6001e-05
0 | 0 | 1.0129e-05 | 2.3995e-07 | 0 | 2.7852e-07 | 0.00013382 | 8.1764e-05 | 0.00013537 | 0.0001633 | 4.95e-05 | 9.1774e-05 | 0.0001764 | 0.0003071 | 2.7588e-05 | 1.4513e-05 | 7.6793e-05 | 8.3544e-05
0 | 0 | 8.4843e-06 | 1.695e-07 | 0 | 2.7852e-07 | 0.00013555 | 8.7876e-05 | 0.00015238 | 0.00012155 | 8.8296e-05 | 9.576e-05 | 0.00027131 | 0.00022579 | 0.00024554 | 1.9473e-05 | 0.00010534 | 0.00010439
0 | 0 | 7.7198e-06 | 2.1574e-07 | 0 | 0 | 0.00018401 | 8.3701e-05 | 0.00029912 | 0.0004762 | 8.9575e-05 | 0.00010423 | 0.00052828 | 0.0002355 | 0.00046435 | 3.0885e-05 | 0.00014711 | 0.00019704
0 | 0 | 8.1064e-06 | 1.8161e-07 | 0 | 0 | 0.00017577 | 7.9099e-05 | 0.00041895 | 0.00016536 | 4.2653e-05 | 0.00010582 | 0.00035606 | 0.00034901 | 0.00044343 | 4.4775e-05 | 0.0001793 | 7.9541e-05
0 | 0 | 7.8934e-06 | 1.695e-07 | 0 | 0 | 0.00017783 | 7.9041e-05 | 0.0004179 | 0.00014429 | 3.2485e-06 | 0.00010262 | 0.00020395 | 0.00017834 | 0.00021582 | 3.8761e-05 | 0.00019706 | 0.00013173
0 | 0 | 7.837e-06 | 1.695e-07 | 0 | 0 | 0.00014934 | 7.4121e-05 | 0.00041912 | 0.00042152 | 3.4616e-06 | 0.00011118 | 0.0001028 | 0.00017305 | 0.00013351 | 0.00010161 | 0.00020987 | 0.00021313
0 | 0 | 7.902e-06 | 1.695e-07 | 0 | 0 | 0.00019417 | 6.758e-05 | 0.00048144 | 0.00029106 | 3.3284e-06 | 0.00010802 | 3.4523e-05 | 0.00012933 | 6.7737e-05 | 0.00024528 | 0.00018081 | 0.00020243
0 | 0 | 7.9882e-06 | 1.695e-07 | 0 | 0 | 0.00010253 | 6.6268e-05 | 0.00025437 | 6.3487e-05 | 3.2485e-06 | 9.2433e-05 | 2.1944e-05 | 9.4098e-05 | 8.6941e-05 | 3.5814e-05 | 0.00012391 | 0.00010781
0 | 0 | 7.4017e-06 | 1.8161e-07 | 0 | 0 | 4.255e-05 | 7.509e-05 | 0.00020478 | 7.145e-05 | 3.3551e-06 | 0.00010046 | 2.1758e-05 | 9.558e-05 | 5.1751e-05 | 1.4761e-05 | 6.8093e-05 | 7.8314e-05
0 | 0 | 2.4598e-06 | 1.695e-07 | 0 | 0 | 1.7176e-05 | 6.4232e-05 | 0.0001458 | 4.8635e-05 | 3.1687e-06 | 8.2647e-05 | 9.0308e-06 | 0.00010067 | 3.6701e-05 | 9.4146e-06 | 7.1179e-05 | 1.2184e-06
0 | 0 | 2.7837e-07 | 1.4529e-07 | 0 | 0 | 1.3383e-05 | 6.6086e-05 | 0.00015007 | 4.6638e-05 | 3.3018e-06 | 7.7301e-05 | 5.111e-06 | 7.9864e-05 | 1.5574e-05 | 9.3668e-06 | 4.1566e-05 | 1.1828e-06
0 | 0 | 2.7837e-07 | 1.8161e-07 | 0 | 0 | 4.4135e-06 | 6.7847e-05 | 0.00020606 | 6.4009e-05 | 3.3018e-06 | 7.6726e-05 | 3.1738e-06 | 9.4213e-05 | 6.4721e-05 | 9.1395e-06 | 4.1455e-05 | 1.2263e-06
0 | 0 | 2.8588e-07 | 1.695e-07 | 0 | 0 | 1.1574e-05 | 6.2205e-05 | 0.00028142 | 5.4127e-05 | 3.2752e-06 | 8.0382e-05 | 2.0151e-06 | 0.00010218 | 2.1368e-05 | 9.1893e-06 | 3.3214e-05 | 1.9426e-06
0 | 0 | 2.7837e-07 | 1.8161e-07 | 0 | 0 | 1.9476e-05 | 6.9155e-05 | 0.00033304 | 4.6482e-05 | 3.2485e-06 | 8.4144e-05 | 1.0897e-05 | 9.5022e-05 | 4.9832e-06 | 1.0493e-05 | 6.0168e-05 | 1.1247e-06
0 | 0 | 2.8588e-07 | 1.8161e-07 | 0 | 0 | 4.8183e-05 | 5.5893e-05 | 0.00051267 | 6.5385e-05 | 3.2752e-06 | 8.1398e-05 | 3.8384e-05 | 8.6659e-05 | 3.6591e-05 | 1.1281e-05 | 8.6627e-05 | 6.7392e-06
0 | 0 | 2.7837e-07 | 1.9372e-07 | 0 | 0 | 7.0424e-05 | 6.2595e-05 | 0.00066836 | 6.6288e-05 | 6.7421e-05 | 8.2848e-05 | 9.1418e-05 | 9.5614e-05 | 0.00017435 | 1.7273e-05 | 0.0001982 | 8.9223e-05
0 | 0 | 3.2842e-07 | 1.2107e-07 | 0 | 0 | 0.00011775 | 6.8544e-05 | 0.0006085 | 9.2485e-05 | 0.00011594 | 8.0235e-05 | 0.00014146 | 0.0001025 | 0.00010684 | 1.6409e-05 | 0.0002372 | 0.00011832
8.4408e-07 | 0 | 5.264e-07 | 1.3318e-07 | 0 | 0 | 0.00015708 | 5.7912e-05 | 0.00044234 | 8.1898e-05 | 0.00014845 | 8.9144e-05 | 8.6805e-05 | 0.00013408 | 0.00019158 | 2.1469e-05 | 0.0002456 | 5.1668e-05
8.4408e-07 | 0 | 1.0878e-06 | 1.574e-07 | 0 | 0 | 0.00020668 | 7.2123e-05 | 0.00046646 | 0.00015491 | 0.00031666 | 8.0201e-05 | 4.8353e-05 | 7.9936e-05 | 8.528e-05 | 8.0666e-06 | 0.00019526 | 0.0001155
0 | 0 | 1.4329e-06 | 2.9829e-07 | 0 | 0 | 0.00024271 | 6.2924e-05 | 0.00034515 | 0.00054813 | 0.00038104 | 8.22e-05 | 9.5969e-05 | 8.7668e-05 | 0.00013499 | 2.1021e-05 | 0.00020147 | 0.00015711
0 | 0 | 3.7704e-06 | 2.5206e-07 | 1.2676e-06 | 2.7852e-07 | 0.00016526 | 6.9706e-05 | 0.00026573 | 0.00050698 | 0.00033892 | 9.6548e-05 | 7.4392e-05 | 7.4632e-05 | 0.00017205 | 2.9822e-05 | 0.00011399 | 6.6675e-05
0 | 0 | 1.7734e-06 | 1.9372e-07 | 1.2947e-06 | 5.5705e-07 | 0.00017884 | 6.6584e-05 | 0.00018546 | 7.9815e-05 | 0.00022976 | 0.00010458 | 9.3215e-05 | 6.744e-05 | 0.00018937 | 3.2444e-05 | 0.00013454 | 3.6013e-05
0 | 0 | 1.0076e-06 | 2.0582e-07 | 0 | 1.1141e-06 | 0.00013101 | 7.8027e-05 | 0.00015776 | 9.318e-05 | 0.00012729 | 8.6697e-05 | 4.8398e-05 | 0.00022934 | 0.00012382 | 3.5686e-05 | 9.9888e-05 | 5.7505e-05
7.2928e-06 | 0 | 1.0504e-06 | 1.8161e-07 | 0 | 0 | 0.00016127 | 7.3596e-05 | 9.5194e-05 | 0.00010691 | 8.9425e-05 | 8.4414e-05 | 6.1711e-05 | 0.00027708 | 7.1474e-05 | 3.9849e-05 | 7.6668e-05 | 1.8942e-06
0 | 0 | 8.143e-07 | 2.0582e-07 | 0 | 0 | 0.00018082 | 8.4209e-05 | 9.3663e-05 | 6.2548e-05 | 8.9175e-05 | 9.1825e-05 | 0.00011595 | 0.00024358 | 5.8146e-05 | 3.339e-05 | 0.00010345 | 1.7248e-06
0 | 0 | 5.5194e-07 | 2.0582e-07 | 0 | 0 | 0.000217 | 7.6353e-05 | 0.00013512 | 0.00015183 | 8.8643e-05 | 9.5103e-05 | 0.00021703 | 0.00018608 | 9.1988e-05 | 9.7198e-05 | 0.0001494 | 1.8526e-06
0 | 0 | 3.4956e-06 | 1.2107e-07 | 0 | 0 | 0.00017701 | 7.9879e-05 | 0.00019913 | 0.00023788 | 8.7578e-05 | 0.00010453 | 0.00031546 | 0.00022757 | 0.00038598 | 8.0876e-05 | 0.00016521 | 0.00013698
0 | 0 | 1.0313e-05 | 1.4529e-07 | 0 | 0 | 0.00020035 | 8.0983e-05 | 0.00036352 | 0.00011999 | 6.6968e-05 | 0.00011081 | 0.00035265 | 0.00025763 | 0.00020677 | 6.2734e-05 | 0.00018979 | 0.00018441
0 | 0 | 8.4311e-06 | 1.8161e-07 | 0 | 0 | 0.0001486 | 7.7578e-05 | 0.00035248 | 6.6693e-05 | 9.4967e-05 | 0.00010177 | 0.00017887 | 0.0002918 | 0.00012968 | 5.9481e-05 | 0.00016027 | 0.00013806
0 | 0 | 8.215e-06 | 1.574e-07 | 0 | 0 | 0.00013366 | 7.0755e-05 | 0.00050248 | 8.1103e-05 | 0.00013334 | 9.6649e-05 | 0.00025 | 0.00016 | 6.2082e-05 | 4.401e-05 | 0.00015587 | 9.8011e-05
0 | 0 | 8.215e-06 | 1.695e-07 | 0 | 0 | 0.00010392 | 7.6777e-05 | 0.00049517 | 5.2282e-05 | 0.00011416 | 9.9258e-05 | 6.4383e-05 | 0.00012719 | 6.6406e-05 | 4.692e-05 | 0.00015879 | 1.3002e-05
0 | 0 | 7.8264e-06 | 1.8161e-07 | 0 | 0 | 8.4572e-05 | 6.9067e-05 | 0.00033563 | 5.806e-05 | 9.0214e-05 | 8.8399e-05 | 4.6064e-05 | 9.1958e-05 | 5.8727e-05 | 8.6934e-05 | 0.00013471 | 1.9532e-06
0 | 0 | 2.4373e-06 | 1.7534e-07 | 0 | 0 | 9.9281e-05 | 6.3737e-05 | 0.00020238 | 5.33e-05 | 4.6092e-05 | 8.9218e-05 | 2.5372e-05 | 8.4252e-05 | 1.9546e-05 | 9.3626e-05 | 7.9073e-05 | 1.2404e-05
0 | 0 | 3.1028e-07 | 1.574e-07 | 0 | 0 | 3.4263e-05 | 7.1662e-05 | 0.00020375 | 4.9083e-05 | 4.4468e-05 | 8.077e-05 | 5.487e-05 | 9.6955e-05 | 8.6082e-06 | 8.2559e-05 | 6.1278e-05 | 4.3796e-05
0 | 0 | 3.3906e-07 | 1.8161e-07 | 0 | 0 | 1.3914e-05 | 6.1317e-05 | 0.00014497 | 5.4561e-05 | 4.4707e-05 | 7.9008e-05 | 5.0613e-05 | 8.0278e-05 | 1.3064e-05 | 7.9351e-05 | 5.922e-05 | 1.3144e-06
0 | 0 | 2.9964e-07 | 1.695e-07 | 0 | 0 | 5.0384e-06 | 6.634e-05 | 0.00016339 | 6.2274e-05 | 4.4415e-05 | 7.6804e-05 | 6.0403e-06 | 9.9699e-05 | 1.2198e-05 | 3.004e-05 | 3.114e-05 | 1.5312e-06
0 | 0 | 2.8588e-07 | 1.8161e-07 | 0 | 0 | 6.4845e-06 | 6.3345e-05 | 0.00027473 | 4.9561e-05 | 4.4574e-05 | 7.6241e-05 | 8.0031e-06 | 0.00010303 | 1.0565e-05 | 8.184e-06 | 4.2137e-05 | 1.1789e-06
0 | 0 | 2.9964e-07 | 1.695e-07 | 0 | 0 | 4.9717e-06 | 6.5554e-05 | 0.0003148 | 5.857e-05 | 4.3855e-05 | 8.2712e-05 | 7.3509e-06 | 8.2972e-05 | 6.6946e-06 | 1.021e-05 | 4.5749e-05 | 1.3957e-06
0 | 0 | 2.9964e-07 | 1.8161e-07 | 0 | 0 | 4.876e-05 | 6.6061e-05 | 0.00032525 | 6.1645e-05 | 4.3882e-05 | 7.3825e-05 | 2.756e-05 | 9.7786e-05 | 1.8872e-05 | 9.7573e-06 | 7.052e-05 | 6.2252e-05
0 | 0 | 2.8588e-07 | 1.8161e-07 | 0 | 0 | 5.3441e-05 | 6.5026e-05 | 0.00040822 | 6.5643e-05 | 0.00010891 | 7.3777e-05 | 3.1446e-05 | 9.0612e-05 | 2.687e-05 | 1.1423e-05 | 0.00012106 | 5.2577e-06
0 | 0 | 2.7837e-07 | 1.3318e-07 | 0 | 0 | 0.00010475 | 6.3882e-05 | 0.00049643 | 0.00013927 | 0.00015026 | 7.9289e-05 | 0.00011275 | 8.491e-05 | 0.00011532 | 2.5628e-05 | 0.00021214 | 5.6872e-05
0 | 0 | 2.6774e-07 | 1.3318e-07 | 0 | 0 | 0.00019689 | 5.7232e-05 | 0.00070114 | 0.00017225 | 0.00018743 | 8.23e-05 | 0.00024557 | 0.00013414 | 0.00018641 | 3.1185e-05 | 0.00024975 | 3.9568e-06
0 | 0 | 2.9651e-07 | 1.574e-07 | 0 | 0 | 0.00028242 | 6.5477e-05 | 0.00075874 | 5.7127e-05 | 0.00032832 | 8.4592e-05 | 0.00020533 | 9.902e-05 | 0.00021435 | 0.0001733 | 0.0002242 | 5.1926e-05
0 | 0 | 5.264e-07 | 2.2784e-07 | 0 | 0 | 0.00035385 | 7.1999e-05 | 0.00042983 | 8.7607e-05 | 0.00037446 | 9.0864e-05 | 0.00020313 | 7.3896e-05 | 0.00015081 | 0.00013197 | 0.00026141 | 0.00018037
0 | 0 | 5.8072e-07 | 2.3995e-07 | 0 | 0 | 0.00037634 | 6.729e-05 | 0.00040825 | 0.00019433 | 0.00033206 | 9.6809e-05 | 0.00021006 | 0.00028126 | 0.0001344 | 5.0873e-05 | 0.00018385 | 0.00020101
0 | 0 | 5.8385e-07 | 1.695e-07 | 0 | 0 | 0.00034793 | 7.0332e-05 | 0.00019731 | 0.00018921 | 0.00022394 | 9.2434e-05 | 0.00025439 | 7.007e-05 | 0.00018043 | 7.4711e-05 | 0.00013057 | 0.00012926
0 | 0 | 5.0513e-07 | 2.5206e-07 | 0 | 2.7852e-07 | 0.00029089 | 8.2402e-05 | 0.00013995 | 0.00017122 | 0.00012236 | 9.4637e-05 | 0.00023932 | 0.00021265 | 0.00013764 | 4.6907e-05 | 0.0001161 | 9.1955e-05
0 | 0 | 6.0199e-07 | 1.695e-07 | 0 | 0 | 0.00027445 | 7.7433e-05 | 0.00013692 | 0.00017146 | 6.5397e-05 | 9.4751e-05 | 0.00023999 | 0.00027498 | 0.0001007 | 5.2805e-05 | 0.00012295 | 0.00011664
0 | 0 | 4.8561e-06 | 2.8619e-07 | 0 | 2.7852e-07 | 0.00020272 | 8.4627e-05 | 0.00020052 | 0.00020345 | 4.1219e-05 | 9.3168e-05 | 0.00016012 | 0.00034447 | 0.00019021 | 4.2844e-05 | 0.00011643 | 0.00019625
0 | 0 | 1.1145e-05 | 3.5663e-07 | 0 | 0 | 0.00015863 | 7.7298e-05 | 0.0002671 | 0.00022137 | 4.2178e-05 | 9.5136e-05 | 0.00022155 | 0.00020214 | 0.00021665 | 0.00026801 | 0.00019206 | 0.00020199
0 | 0 | 1.0774e-05 | 2.0582e-07 | 0 | 1.3927e-07 | 0.00018495 | 7.0921e-05 | 0.00023162 | 0.00021883 | 5.7076e-05 | 9.9179e-05 | 0.00042395 | 0.0002028 | 0.00025036 | 0.0001783 | 0.00022929 | 0.00016263
0 | 0 | 9.5755e-06 | 1.9372e-07 | 0 | 6.9631e-07 | 0.0001879 | 7.7628e-05 | 0.00040556 | 0.00021462 | 3.4083e-06 | 0.0001061 | 0.0003106 | 0.00018436 | 0.00012809 | 6.747e-05 | 0.0002071 | 0.00010335
0 | 0 | 8.348e-06 | 2.0582e-07 | 0 | 0 | 0.00011778 | 7.3184e-05 | 0.00039233 | 0.00016187 | 3.1953e-06 | 9.9176e-05 | 0.00025464 | 0.00014643 | 6.6405e-05 | 2.8306e-05 | 0.00017599 | 0.00012112
0 | 0 | 8.2043e-06 | 1.4529e-07 | 0 | 1.3927e-07 | 0.00010977 | 7.8445e-05 | 0.00039536 | 9.5239e-05 | 3.1687e-06 | 9.6289e-05 | 0.0001039 | 0.00012399 | 9.3967e-05 | 3.3146e-05 | 0.00015055 | 0.00011612
0 | 0 | 7.6859e-06 | 1.8161e-07 | 0 | 0 | 9.4341e-05 | 6.9874e-05 | 0.00029659 | 6.5621e-05 | 3.1953e-06 | 9.6974e-05 | 8.7836e-05 | 0.00012411 | 3.1264e-05 | 3.0213e-05 | 0.00012838 | 0.00012414
0 | 0 | 7.837e-06 | 1.574e-07 | 0 | 0 | 0.00010105 | 7.7908e-05 | 0.00031247 | 4.3492e-05 | 3.3551e-06 | 9.4776e-05 | 2.6026e-05 | 0.00013374 | 2.9364e-05 | 3.3353e-05 | 0.00012245 | 7.0789e-05
0 | 0 | 5.9186e-06 | 1.9372e-07 | 0 | 0 | 7.2539e-05 | 7.506e-05 | 0.00015994 | 5.0991e-05 | 3.2219e-06 | 8.8935e-05 | 1.6827e-05 | 0.0001465 | 2.9407e-05 | 3.2765e-05 | 8.8429e-05 | 1.2602e-06
0 | 0 | 5.0513e-07 | 1.695e-07 | 0 | 0 | 3.1636e-05 | 6.5376e-05 | 0.00014145 | 6.2284e-05 | 3.2485e-06 | 8.2722e-05 | 1.8073e-05 | 8.6382e-05 | 1.2116e-05 | 2.4608e-05 | 7.1345e-05 | 1.4499e-06
0 | 0 | 5.0513e-07 | 1.9372e-07 | 0 | 0 | 1.5205e-05 | 6.5436e-05 | 0.00019998 | 3.9406e-05 | 3.2219e-06 | 7.9946e-05 | 3.024e-05 | 8.0089e-05 | 6.8816e-06 | 1.8655e-05 | 3.9104e-05 | 1.328e-06
0 | 0 | 4.1891e-07 | 1.695e-07 | 0 | 0 | 1.8521e-05 | 6.8508e-05 | 0.00014395 | 4.0125e-05 | 3.3018e-06 | 7.7911e-05 | 4.3356e-05 | 9.177e-05 | 9.7122e-06 | 1.7151e-05 | 4.2729e-05 | 1.3957e-06
0 | 0 | 5.0513e-07 | 1.574e-07 | 0 | 0 | 3.9362e-06 | 7.113e-05 | 0.00012238 | 4.3902e-05 | 3.3018e-06 | 8.0863e-05 | 2.209e-05 | 8.5036e-05 | 1.1865e-05 | 1.2537e-05 | 2.8892e-05 | 1.8022e-06
0 | 0 | 4.8699e-07 | 1.8161e-07 | 0 | 0 | 1.3746e-05 | 7.0098e-05 | 0.00016394 | 5.4562e-05 | 3.2219e-06 | 8.6343e-05 | 6.8813e-06 | 7.8755e-05 | 4.5356e-06 | 1.1981e-05 | 6.0917e-05 | 3.6899e-05
0 | 0 | 4.945e-07 | 1.8161e-07 | 0 | 0 | 1.3783e-05 | 7.1463e-05 | 0.00019996 | 4.6949e-05 | 3.2485e-06 | 8.0159e-05 | 4.1711e-06 | 9.5458e-05 | 3.0173e-05 | 1.1961e-05 | 4.9027e-05 | 1.5082e-05
0 | 1.1387e-07 | 5.0513e-07 | 1.695e-07 | 0 | 0 | 1.1309e-05 | 6.288e-05 | 0.00028408 | 5.3915e-05 | 6.8246e-05 | 7.7394e-05 | 2.3597e-05 | 7.3745e-05 | 2.9715e-05 | 1.6049e-05 | 7.121e-05 | 1.5854e-06
0 | 0 | 4.945e-07 | 1.2107e-07 | 0 | 0 | 5.7791e-05 | 6.5839e-05 | 0.00036623 | 6.9202e-05 | 0.00013649 | 8.0081e-05 | 7.9758e-05 | 9.7811e-05 | 0.00018545 | 2.7926e-05 | 0.0001239 | 1.4879e-05
0 | 0 | 5.264e-07 | 1.6385e-07 | 0 | 0 | 0.00013676 | 7.2778e-05 | 0.00062469 | 0.000149 | 0.00018735 | 8.9319e-05 | 0.00021585 | 0.00012142 | 0.00034435 | 2.2494e-05 | 0.00020082 | 5.8377e-05
0 | 0 | 5.8034e-07 | 1.574e-07 | 0 | 5.5705e-07 | 0.00019843 | 6.5543e-05 | 0.00059973 | 0.00011499 | 0.0003261 | 0.00010495 | 0.00023797 | 8.1461e-05 | 0.00027894 | 2.8239e-05 | 0.00028486 | 4.2061e-05
0 | 0 | 1.3711e-06 | 4.491e-07 | 0 | 1.6711e-06 | 0.00027356 | 6.7922e-05 | 0.0003878 | 0.00018529 | 0.00039636 | 8.7013e-05 | 0.00029073 | 0.00019511 | 0.00013729 | 1.5463e-05 | 0.00021955 | 2.4229e-05
0 | 0 | 8.6196e-07 | 1.8161e-07 | 0 | 2.5067e-06 | 0.00036047 | 7.4667e-05 | 0.00035648 | 0.00030585 | 0.00033146 | 8.9018e-05 | 0.00022747 | 0.00019611 | 0.00012823 | 3.5858e-05 | 0.00012472 | 8.4733e-05
0 | 0 | 8.5579e-07 | 6.3623e-07 | 0 | 9.7484e-07 | 0.00027621 | 7.3305e-05 | 0.00026902 | 0.00025325 | 0.00022385 | 9.6499e-05 | 0.00019396 | 0.00019747 | 0.0003261 | 2.7556e-05 | 0.00017507 | 1.5372e-05
0 | 0 | 9.1324e-07 | 4.7332e-07 | 0 | 9.7484e-07 | 0.00029119 | 7.4966e-05 | 0.00021632 | 9.032e-05 | 0.00012219 | 9.8583e-05 | 0.00017687 | 0.00024954 | 0.00026199 | 3.6102e-05 | 0.00016065 | 5.0124e-05
0 | 0 | 9.5382e-06 | 1.695e-07 | 0 | 2.7852e-07 | 0.0002735 | 7.7215e-05 | 0.00017943 | 0.00034304 | 6.5578e-05 | 9.3415e-05 | 0.00014007 | 0.00027722 | 0.00013773 | 4.9048e-05 | 0.00012937 | 8.5275e-05
0 | 0 | 7.9686e-06 | 1.695e-07 | 0 | 0 | 0.00030632 | 8.0219e-05 | 0.00022235 | 8.537e-05 | 4.1592e-05 | 9.7419e-05 | 0.00024828 | 0.00028387 | 0.00019176 | 5.6554e-05 | 0.00013871 | 0.00011599
0 | 0 | 6.9632e-06 | 1.8161e-07 | 0 | 7.2665e-05 | 0.00024085 | 7.9678e-05 | 0.00027507 | 0.00012104 | 4.1645e-05 | 9.3349e-05 | 0.00024635 | 0.00019717 | 0.00022551 | 5.4638e-05 | 0.00014302 | 1.7792e-05
0 | 0 | 6.5521e-06 | 1.8161e-07 | 0 | 0 | 0.00017147 | 8.0315e-05 | 0.00024072 | 0.00022977 | 4.1326e-05 | 0.00010141 | 0.00055108 | 0.00018619 | 0.00038245 | 6.9019e-05 | 0.00021682 | 7.1412e-05
0 | 0 | 6.0804e-06 | 1.9372e-07 | 0 | 0 | 0.00021821 | 7.4578e-05 | 0.00024342 | 0.00016781 | 3.1687e-06 | 0.00010762 | 0.00045857 | 0.00011796 | 0.00022294 | 5.5908e-05 | 0.00025072 | 5.9894e-05
0 | 0 | 6.0804e-06 | 1.9372e-07 | 0 | 0 | 0.00021625 | 8.3112e-05 | 0.00024446 | 8.5755e-05 | 3.142e-06 | 0.00010501 | 0.00021656 | 0.00015104 | 0.00015142 | 3.8387e-05 | 0.00017395 | 6.3323e-05
0 | 0 | 6.8438e-06 | 1.695e-07 | 0 | 0 | 0.00025913 | 7.5721e-05 | 0.00032232 | 6.6501e-05 | 3.2485e-06 | 0.00010169 | 9.3083e-05 | 0.00011266 | 4.1301e-05 | 5.0407e-05 | 0.00014063 | 5.362e-05
0 | 0 | 7.2142e-06 | 1.9372e-07 | 0 | 0 | 0.00020814 | 7.3966e-05 | 0.00014357 | 5.5182e-05 | 3.1154e-06 | 0.00010383 | 7.3088e-05 | 0.00013489 | 1.8425e-05 | 5.7738e-05 | 0.00015835 | 1.4635e-06
0 | 0 | 6.7553e-06 | 1.8161e-07 | 0 | 0 | 0.00010745 | 7.6543e-05 | 6.1323e-05 | 4.8713e-05 | 3.1953e-06 | 9.8008e-05 | 2.2869e-05 | 7.8856e-05 | 3.5156e-05 | 5.7654e-05 | 0.00012523 | 1.4635e-06
0 | 0 | 7.787e-07 | 1.8161e-07 | 0 | 0 | 7.0181e-05 | 7.7651e-05 | 4.0521e-05 | 6.341e-05 | 3.2219e-06 | 9.2172e-05 | 2.131e-05 | 9.5231e-05 | 1.5014e-05 | 1.9922e-05 | 0.00010204 | 1.5312e-06
0 | 0 | 6.0199e-07 | 1.574e-07 | 0 | 0 | 3.0838e-05 | 7.0581e-05 | 4.9501e-05 | 4.3333e-05 | 3.3018e-06 | 8.507e-05 | 4.2162e-05 | 6.9076e-05 | 8.4395e-06 | 1.2294e-05 | 7.1668e-05 | 1.3144e-06
0 | 0 | 5.8072e-07 | 1.9372e-07 | 0 | 0 | 3.5197e-06 | 7.5231e-05 | 4.4339e-05 | 4.384e-05 | 3.2485e-06 | 8.4215e-05 | 2.1836e-05 | 8.9051e-05 | 1.5333e-05 | 1.1742e-05 | 4.0545e-05 | 1.2602e-06
0 | 0 | 5.6258e-07 | 1.9372e-07 | 0 | 0 | 7.4077e-07 | 7.6726e-05 | 5.8831e-05 | 4.3275e-05 | 3.1687e-06 | 8.3889e-05 | 2.7503e-06 | 8.5162e-05 | 1.472e-05 | 1.0547e-05 | 5.2859e-05 | 1.328e-06
0 | 0 | 5.7008e-07 | 2.3995e-07 | 0 | 0 | 8.3565e-07 | 7.5233e-05 | 8.1296e-05 | 4.5516e-05 | 3.1953e-06 | 8.2983e-05 | 2.6872e-06 | 9.542e-05 | 6.6486e-06 | 1.0813e-05 | 3.1756e-05 | 1.1925e-06
0 | 0 | 5.0513e-07 | 1.9372e-07 | 0 | 0 | 1.2038e-05 | 7.8533e-05 | 0.00016299 | 5.114e-05 | 3.2219e-06 | 8.8974e-05 | 7.1056e-06 | 7.8861e-05 | 1.4229e-05 | 1.6487e-05 | 5.1355e-05 | 9.7565e-07
0 | 0 | 5.8072e-07 | 1.695e-07 | 0 | 0 | 4.1151e-05 | 6.8528e-05 | 0.0002256 | 4.955e-05 | 3.2485e-06 | 8.4718e-05 | 2.5942e-05 | 0.00011566 | 3.2787e-05 | 1.6618e-05 | 0.00013135 | 1.3957e-06
0 | 0 | 5.1577e-07 | 1.9372e-07 | 0 | 0 | 8.7414e-05 | 7.2177e-05 | 0.00042119 | 8.9489e-05 | 6.7341e-05 | 8.7095e-05 | 5.2157e-05 | 7.0511e-05 | 7.8527e-05 | 2.4649e-05 | 0.00018891 | 1.9378e-06
0 | 0 | 6.6893e-07 | 1.3318e-07 | 0 | 0 | 0.00019513 | 6.9388e-05 | 0.00040446 | 9.4225e-05 | 0.00010947 | 8.8361e-05 | 8.1528e-05 | 0.0001288 | 0.00013825 | 6.5431e-05 | 0.00022859 | 0.00011789
0 | 0 | 6.2326e-07 | 1.574e-07 | 0 | 0 | 0.00013511 | 7.2288e-05 | 0.00039995 | 0.00012028 | 0.00014706 | 8.79e-05 | 0.00010197 | 0.00013848 | 0.00013192 | 4.2057e-05 | 0.00018208 | 1.5759e-05
0 | 0 | 7.0856e-07 | 1.8161e-07 | 0 | 0 | 0.00018006 | 8.3417e-05 | 0.00023498 | 8.7247e-05 | 0.00028754 | 9.0143e-05 | 0.00010041 | 7.3594e-05 | 5.3005e-05 | 2.8156e-05 | 0.00019497 | 2.141e-06
0 | 0 | 2.3245e-06 | 1.695e-07 | 0 | 0 | 0.00028611 | 7.4787e-05 | 0.00019001 | 4.5551e-05 | 0.00033302 | 9.0973e-05 | 8.931e-05 | 0.000101 | 6.2994e-05 | 1.5697e-05 | 0.00021206 | 0.00018738
0 | 0 | 9.7842e-06 | 2.3995e-07 | 0 | 2.2282e-06 | 0.00026068 | 7.3204e-05 | 0.00019363 | 0.00032877 | 0.00030071 | 9.5659e-05 | 0.00014376 | 9.0322e-05 | 0.00011073 | 1.6975e-05 | 0.00018952 | 0.00011644
0 | 0 | 7.6528e-06 | 1.695e-07 | 0 | 1.9497e-06 | 0.00016049 | 6.6664e-05 | 0.00013325 | 5.3468e-05 | 0.00021995 | 0.00011051 | 0.00013519 | 6.8245e-05 | 9.3193e-05 | 1.7749e-05 | 0.00016678 | 4.1111e-06
0 | 0 | 7.491e-06 | 2.2784e-07 | 0 | 1.1141e-06 | 0.0002121 | 8.0663e-05 | 0.00022088 | 6.2079e-05 | 0.00012752 | 0.00010413 | 6.1684e-05 | 0.00024704 | 0.00010254 | 1.5519e-05 | 0.00012375 | 1.8564e-06
0 | 0 | 6.93e-06 | 1.695e-07 | 0 | 1.1141e-06 | 0.00014601 | 8.026e-05 | 0.00019377 | 9.4342e-05 | 9.2541e-05 | 9.4727e-05 | 9.4702e-05 | 0.0002764 | 0.00013251 | 1.595e-05 | 0.00010284 | 4.5564e-06
0 | 0 | 6.782e-06 | 2.1574e-07 | 0 | 0 | 0.00014478 | 7.4661e-05 | 0.00026444 | 0.00033256 | 8.8137e-05 | 8.9968e-05 | 0.00014899 | 0.00033185 | 5.9738e-05 | 2.8224e-05 | 0.00011391 | 3.4283e-06
0 | 0 | 6.7788e-06 | 1.695e-07 | 0 | 2.7852e-07 | 0.00015124 | 8.5747e-05 | 0.00028226 | 0.00047003 | 5.408e-05 | 0.00010085 | 0.00034215 | 0.00020404 | 0.00017689 | 3.1793e-05 | 0.00011746 | 1.3957e-06
0 | 0 | 6.8214e-06 | 1.8161e-07 | 0 | 0 | 0.00021513 | 7.8035e-05 | 0.000225 | 0.00019199 | 4.1432e-05 | 0.00011411 | 0.00055175 | 0.00021749 | 0.00046986 | 0.00011788 | 0.00018185 | 3.9677e-05
0 | 0 | 7.2749e-06 | 3.6874e-07 | 0 | 1.6711e-06 | 0.00017931 | 7.9109e-05 | 0.00033495 | 0.00040652 | 3.1154e-06 | 0.00011742 | 0.00044451 | 0.00017017 | 0.00032353 | 5.5361e-05 | 0.00020191 | 0.00037815
0 | 0 | 7.4485e-06 | 1.695e-07 | 0 | 8.3557e-07 | 0.00011191 | 7.6704e-05 | 0.00031932 | 0.00028066 | 3.3018e-06 | 0.00010203 | 0.00025365 | 0.00011254 | 0.00018723 | 4.8652e-05 | 0.0002518 | 0.00014006
0 | 0 | 6.982e-06 | 1.9372e-07 | 0 | 0 | 0.00013538 | 8.2972e-05 | 0.00033305 | 8.8023e-05 | 3.2219e-06 | 0.00010398 | 0.00014313 | 0.00014086 | 6.6841e-05 | 6.7281e-05 | 0.00024302 | 8.8398e-05
1.6882e-06 | 0 | 7.0663e-06 | 1.8161e-07 | 0 | 0 | 0.00013326 | 7.1751e-05 | 0.00040925 | 7.0903e-05 | 3.2485e-06 | 0.00010328 | 0.00011293 | 0.00010039 | 5.4719e-05 | 5.9404e-05 | 0.00023917 | 1.5827e-05
0 | 0 | 2.2649e-06 | 1.695e-07 | 0 | 0 | 0.00011228 | 7.2945e-05 | 0.00031149 | 7.8369e-05 | 3.1953e-06 | 9.7277e-05 | 2.824e-05 | 8.5489e-05 | 3.2831e-05 | 3.9773e-05 | 0.00010287 | 1.4635e-06
0 | 0 | 2.6774e-07 | 1.8161e-07 | 0 | 0 | 7.5668e-05 | 8.3663e-05 | 0.00012702 | 5.7436e-05 | 3.2219e-06 | 9.0319e-05 | 1.0231e-05 | 0.00011563 | 1.8474e-05 | 2.0674e-05 | 7.3396e-05 | 1.2467e-06
0 | 0 | 2.7837e-07 | 1.9372e-07 | 0 | 0 | 3.0988e-05 | 7.364e-05 | 9.2123e-05 | 6.2892e-05 | 3.2485e-06 | 8.3842e-05 | 6.3534e-06 | 0.00014565 | 2.3078e-05 | 1.1729e-05 | 5.684e-05 | 2.0055e-06
0 | 0 | 2.7837e-07 | 1.9372e-07 | 0 | 0 | 1.4985e-05 | 5.703e-05 | 0.00012912 | 6.411e-05 | 3.2219e-06 | 8.4754e-05 | 3.1214e-06 | 0.00011376 | 1.2193e-05 | 1.0168e-05 | 2.988e-05 | 1.1925e-06
0 | 0 | 2.6774e-07 | 1.695e-07 | 0 | 0 | 1.242e-05 | 7.6261e-05 | 0.00017726 | 4.4764e-05 | 3.2485e-06 | 8.2075e-05 | 2.1426e-05 | 0.00010146 | 1.1972e-05 | 1.2596e-05 | 3.3921e-05 | 1.2602e-06
0 | 0 | 2.9651e-07 | 1.695e-07 | 0 | 0 | 2.4349e-06 | 6.4859e-05 | 0.00023811 | 7.1565e-05 | 3.3018e-06 | 8.2101e-05 | 8.1212e-06 | 0.00011265 | 1.5481e-05 | 1.2564e-05 | 4.906e-05 | 1.1247e-06
0 | 0 | 2.6774e-07 | 1.695e-07 | 0 | 0 | 5.0363e-06 | 6.99e-05 | 0.00027911 | 4.0645e-05 | 3.2219e-06 | 8.9098e-05 | 1.581e-05 | 9.5256e-05 | 1.5211e-05 | 1.2679e-05 | 4.4209e-05 | 1.2602e-06
0 | 0 | 3.8473e-07 | 1.4529e-07 | 0 | 0 | 2.8997e-05 | 7.125e-05 | 0.00041887 | 5.2317e-05 | 3.5681e-06 | 8.5885e-05 | 2.6664e-05 | 9.3255e-05 | 2.4067e-05 | 1.7008e-05 | 7.2963e-05 | 1.1789e-06
0 | 0 | 2.9964e-07 | 1.695e-07 | 0 | 0 | 6.529e-05 | 7.2245e-05 | 0.00066625 | 6.9858e-05 | 6.798e-05 | 8.3166e-05 | 0.00010321 | 0.00010661 | 6.8265e-05 | 3.3276e-05 | 0.0002095 | 4.1736e-06
0 | 0 | 3.5282e-07 | 1.574e-07 | 0 | 0 | 0.00018731 | 6.9085e-05 | 0.00052524 | 8.7371e-05 | 0.00010726 | 8.7363e-05 | 0.00012042 | 6.8585e-05 | 8.6341e-05 | 7.089e-05 | 0.00025592 | 0.00014213
0 | 0 | 2.9651e-07 | 1.695e-07 | 0 | 2.7852e-07 | 0.00016709 | 7.3454e-05 | 0.00039674 | 0.00010998 | 0.00014696 | 8.721e-05 | 0.00010465 | 0.00013989 | 0.00010024 | 4.0338e-05 | 0.00020707 | 5.6818e-05
0 | 0 | 1.1524e-06 | 1.8161e-07 | 2.5352e-06 | 2.7852e-07 | 0.00020519 | 7.5223e-05 | 0.00033322 | 0.00025174 | 0.00028948 | 8.7413e-05 | 0.00010395 | 9.6804e-05 | 0.00011823 | 3.1149e-05 | 0.00017769 | 2.4649e-05
0 | 0 | 4.7024e-06 | 1.8161e-07 | 0 | 1.3926e-06 | 0.00024011 | 6.6362e-05 | 0.0003016 | 0.00013151 | 0.00038223 | 8.8718e-05 | 0.00015546 | 9.1518e-05 | 0.0001224 | 1.5957e-05 | 9.9965e-05 | 0.00011281
0 | 0 | 9.7766e-07 | 1.8161e-07 | 0 | 5.6811e-07 | 0.00025694 | 6.9468e-05 | 0.0002998 | 6.2722e-05 | 0.00033973 | 0.00010329 | 0.00016205 | 6.8497e-05 | 9.0059e-05 | 2.1134e-05 | 8.7489e-05 | 0.0001075
0 | 0 | 1.0175e-06 | 4.3708e-06 | 0 | 0 | 0.0001725 | 7.0843e-05 | 0.00035861 | 0.00058578 | 0.00023166 | 0.00010176 | 6.1281e-05 | 8.5199e-05 | 0.00025322 | 3.204e-05 | 8.3639e-05 | 4.198e-05
0 | 0 | 9.7848e-07 | 1.8161e-07 | 0 | 2.7852e-07 | 0.00014993 | 8.4407e-05 | 0.00028574 | 0.00031327 | 0.0001181 | 9.2361e-05 | 5.3092e-05 | 0.00024168 | 0.00018152 | 1.9717e-05 | 7.811e-05 | 4.9501e-05
0 | 0 | 1.0328e-06 | 4.1498e-07 | 0 | 1.1141e-06 | 0.0001202 | 7.4523e-05 | 0.00024534 | 9.8876e-05 | 6.8459e-05 | 8.9287e-05 | 5.4597e-05 | 0.00027736 | 0.0001293 | 1.7489e-05 | 6.3216e-05 | 2.412e-06
0 | 0 | 9.2169e-07 | 1.8161e-07 | 0 | 2.5067e-06 | 0.00012922 | 7.7611e-05 | 0.00027306 | 5.3061e-05 | 8.8291e-05 | 8.9708e-05 | 0.00013686 | 0.0003217 | 0.00017252 | 2.0643e-05 | 8.4705e-05 | 1.3144e-06
1.2155e-06 | 0 | 2.2029e-06 | 1.049e-06 | 0 | 4.7349e-06 | 0.00011804 | 7.6604e-05 | 0.00022374 | 5.2311e-05 | 6.7101e-05 | 9.6299e-05 | 0.00022711 | 0.00020145 | 0.00025447 | 4.1762e-05 | 0.00012939 | 1.1247e-06
2.4309e-06 | 0 | 1.033e-05 | 9.4224e-07 | 0 | 2.9245e-06 | 0.00014726 | 7.6228e-05 | 0.00019561 | 0.00019368 | 4.1166e-05 | 0.00010211 | 0.00051014 | 0.00021718 | 0.00051992 | 5.905e-05 | 0.00018283 | 3.4283e-06
0 | 0 | 8.7866e-06 | 1.9372e-07 | 0 | 3.6208e-06 | 0.00012482 | 8.2634e-05 | 0.00030315 | 0.00038962 | 3.1953e-06 | 0.00010397 | 0.00041411 | 0.00017414 | 0.00032753 | 0.00017 | 0.00016272 | 4.7807e-05
0 | 0 | 7.5867e-06 | 1.574e-07 | 0 | 4.0386e-06 | 0.00013814 | 7.0752e-05 | 0.00025236 | 0.00012973 | 3.1953e-06 | 0.0001047 | 0.00015294 | 0.00017154 | 9.1799e-05 | 0.00018308 | 0.00016137 | 8.8513e-05
0 | 0 | 7.7922e-06 | 1.8346e-06 | 0 | 7.6594e-06 | 0.00014113 | 8.3238e-05 | 0.00030315 | 6.6284e-05 | 3.2219e-06 | 0.00010651 | 0.00011567 | 0.00012306 | 7.2182e-05 | 7.8454e-05 | 0.00016319 | 0.00015032
0 | 0 | 8.8697e-06 | 1.9372e-07 | 0 | 2.646e-06 | 0.00018251 | 7.5516e-05 | 0.00025118 | 8.4652e-05 | 3.2485e-06 | 0.00011759 | 3.4601e-05 | 0.0001232 | 3.4981e-05 | 7.1013e-05 | 0.00012319 | 0.0001211
0 | 0 | 8.215e-06 | 1.9856e-07 | 0 | 3.0638e-06 | 0.00010756 | 7.5876e-05 | 0.00019459 | 5.9037e-05 | 3.1953e-06 | 9.4372e-05 | 1.4007e-05 | 7.1555e-05 | 6.1103e-05 | 3.4494e-05 | 0.00010812 | 1.5312e-06
0 | 0 | 7.9776e-06 | 1.8161e-07 | 0 | 3.8993e-06 | 7.7562e-05 | 7.5893e-05 | 0.0001785 | 6.4743e-05 | 3.1154e-06 | 9.2128e-05 | 1.2479e-05 | 8.9391e-05 | 5.3673e-05 | 2.0598e-05 | 8.1689e-05 | 6.1622e-05
1.7203e-06 | 4.8485e-07 | 6.0692e-06 | 2.6261e-06 | 0 | 1.8104e-06 | 4.225e-05 | 6.855e-05 | 0.0001583 | 8.1803e-05 | 3.9196e-06 | 8.2166e-05 | 4.6424e-05 | 0.00010373 | 3.2502e-05 | 1.5848e-05 | 4.7342e-05 | 3.9704e-06
0 | 0 | 2.7837e-07 | 2.5206e-07 | 0 | 5.1527e-06 | 4.8559e-06 | 6.6344e-05 | 7.1331e-05 | 6.8909e-05 | 3.3284e-06 | 8.5458e-05 | 2.325e-05 | 7.0309e-05 | 8.3561e-06 | 1.4468e-05 | 3.9427e-05 | 2.3443e-06
0 | 0 | 2.7837e-07 | 1.4529e-07 | 0 | 5.5705e-07 | 8.626e-06 | 7.2285e-05 | 8.2134e-05 | 4.3607e-05 | 3.3018e-06 | 8.3051e-05 | 4.2649e-05 | 8.9403e-05 | 8.9057e-06 | 2.2737e-05 | 3.5759e-05 | 1.1789e-06
0 | 0 | 2.6774e-07 | 1.9372e-07 | 0 | 0 | 9.7964e-06 | 8.4272e-05 | 0.00012699 | 5.1966e-05 | 3.2752e-06 | 8.1613e-05 | 1.4217e-05 | 9.44e-05 | 1.1261e-05 | 2.2656e-05 | 2.922e-05 | 1.1925e-06
0 | 0 | 2.7837e-07 | 1.695e-07 | 0 | 0 | 1.08e-05 | 6.3778e-05 | 0.0002433 | 5.0979e-05 | 3.2485e-06 | 8.6802e-05 | 1.021e-05 | 0.00011348 | 9.7889e-06 | 2.1209e-05 | 4.8815e-05 | 1.328e-06
0 | 0 | 2.6774e-07 | 1.695e-07 | 0 | 0 | 3.5592e-05 | 7.0259e-05 | 0.0003676 | 5.5349e-05 | 3.3284e-06 | 8.5527e-05 | 8.7619e-05 | 9.8529e-05 | 2.3476e-05 | 2.1794e-05 | 0.00010055 | 6.8152e-06
0 | 0 | 3.6346e-07 | 1.3318e-07 | 0 | 0 | 8.7777e-05 | 6.0072e-05 | 0.00066094 | 7.9026e-05 | 6.7367e-05 | 8.2235e-05 | 4.0873e-05 | 0.00011425 | 7.3059e-05 | 2.4499e-05 | 0.00021932 | 2.1248e-05
0 | 0 | 4.6981e-07 | 1.4529e-07 | 0 | 0 | 0.00011485 | 7.5576e-05 | 0.00055143 | 0.00012983 | 0.00010805 | 8.929e-05 | 0.00015477 | 9.9838e-05 | 0.00014691 | 6.6842e-05 | 0.00027477 | 4.0273e-05
0 | 0 | 2.6774e-07 | 1.695e-07 | 0 | 0 | 0.0001342 | 6.9563e-05 | 0.00052187 | 0.00011234 | 0.00014837 | 9.0671e-05 | 6.0467e-05 | 0.00013944 | 8.9825e-05 | 4.2545e-05 | 0.00020354 | 7.3025e-05
0 | 0 | 5.0513e-07 | 2.3995e-07 | 0 | 0 | 0.00016565 | 7.1474e-05 | 0.00040593 | 0.00010209 | 0.0002299 | 9.0742e-05 | 0.00012301 | 7.6892e-05 | 8.3921e-05 | 4.1102e-05 | 0.00017071 | 0.00018044
0 | 0 | 4.0577e-06 | 1.4529e-07 | 0 | 0 | 0.00024032 | 7.2789e-05 | 0.0003259 | 5.726e-05 | 0.00031479 | 8.577e-05 | 0.00014575 | 0.00011259 | 0.00015661 | 3.5672e-05 | 0.00011536 | 6.1154e-05
0 | 0 | 4.5943e-06 | 1.8161e-07 | 0 | 0 | 0.00019171 | 7.7836e-05 | 0.00032606 | 8.1585e-05 | 0.00023738 | 9.1081e-05 | 0.00010429 | 9.8378e-05 | 0.00019754 | 3.8471e-05 | 0.00012404 | 0.00014982
0 | 0 | 1.0634e-05 | 1.8161e-07 | 0 | 0 | 0.00013934 | 7.3033e-05 | 0.00026322 | 0.00012546 | 7.3864e-05 | 0.00010419 | 0.00017168 | 0.00011717 | 0.00016288 | 4.0208e-05 | 0.00010278 | 7.4529e-05
0 | 0 | 9.0358e-06 | 1.8161e-07 | 0 | 0 | 8.7729e-05 | 6.9377e-05 | 0.00021615 | 7.0745e-05 | 4.7051e-05 | 0.0001031 | 0.00012881 | 0.00030704 | 0.00019274 | 3.9441e-05 | 7.644e-05 | 6.0301e-05
0 | 0 | 8.5929e-06 | 2.6417e-07 | 0 | 0 | 0.0001584 | 7.736e-05 | 0.00025917 | 5.7889e-05 | 6.9684e-05 | 9.1331e-05 | 0.00010451 | 0.00032285 | 0.00013299 | 2.454e-05 | 6.4996e-05 | 5.1981e-05
0 | 0 | 7.4804e-06 | 1.9372e-07 | 0 | 0 | 0.00016276 | 7.1862e-05 | 0.00029205 | 0.00021221 | 5.2696e-05 | 9.2048e-05 | 0.00016194 | 0.00033958 | 0.00010509 | 2.1504e-05 | 6.2586e-05 | 0.00017005
0 | 0 | 7.1674e-06 | 1.9372e-07 | 0 | 0 | 9.9176e-05 | 7.7123e-05 | 0.00027993 | 0.00046118 | 6.1137e-05 | 9.4326e-05 | 0.00016159 | 0.00022627 | 0.00015601 | 2.3271e-05 | 0.00011791 | 0.00012328
0 | 0 | 7.4261e-06 | 3.4639e-05 | 0 | 0 | 0.00016654 | 8.7971e-05 | 0.00021646 | 0.0002651 | 8.3024e-05 | 9.7344e-05 | 0.00043478 | 0.00022 | 0.0003554 | 2.7387e-05 | 0.00017223 | 8.9706e-06
0 | 0 | 8.9378e-06 | 1.4529e-07 | 0 | 0 | 0.00019388 | 8.4354e-05 | 0.00032569 | 0.00020959 | 3.1953e-06 | 0.00010225 | 0.00050638 | 0.00017459 | 0.00024098 | 6.7168e-05 | 0.00023325 | 4.53e-05
0 | 0 | 7.4485e-06 | 2.6417e-07 | 0 | 0 | 0.00019582 | 8.1779e-05 | 0.0003454 | 0.0001295 | 3.2219e-06 | 0.00010222 | 0.00023866 | 0.00014901 | 0.00013947 | 5.3105e-05 | 0.00017618 | 1.4946e-05
0 | 0 | 7.7166e-06 | 1.8161e-07 | 0 | 1.6711e-06 | 0.00020752 | 7.425e-05 | 0.00045832 | 0.000107 | 1.1769e-05 | 0.00010306 | 0.00011338 | 0.00014095 | 5.4906e-05 | 4.5095e-05 | 0.00016081 | 6.0138e-05
0 | 0 | 6.8726e-06 | 1.9372e-07 | 0 | 9.7484e-07 | 0.000171 | 8.6438e-05 | 0.00035738 | 5.2033e-05 | 3.1953e-06 | 0.00010364 | 0.00011954 | 6.9063e-05 | 7.363e-05 | 5.2544e-05 | 0.00013884 | 7.293e-05
0 | 0 | 7.1461e-06 | 1.695e-07 | 0 | 0 | 0.00012624 | 7.4351e-05 | 0.00020065 | 6.5365e-05 | 3.3284e-06 | 9.3584e-05 | 5.1066e-05 | 7.4664e-05 | 3.3778e-05 | 5.3361e-05 | 0.00015918 | 1.5488e-05
0 | 0 | 1.4878e-06 | 2.3995e-07 | 0 | 0 | 2.4975e-05 | 7.3267e-05 | 0.00018117 | 4.809e-05 | 3.1953e-06 | 8.8492e-05 | 2.389e-05 | 6.2027e-05 | 5.2526e-05 | 2.7755e-05 | 9.3017e-05 | 1.3957e-06
0 | 0 | 4.2955e-07 | 1.8369e-07 | 0 | 0 | 9.4416e-06 | 7.6233e-05 | 0.00013701 | 9.0761e-05 | 3.2219e-06 | 8.4937e-05 | 4.8599e-06 | 8.4633e-05 | 1.6025e-05 | 1.8569e-05 | 7.4611e-05 | 1.1247e-06
0 | 0 | 2.8588e-07 | 1.9372e-07 | 0 | 0 | 5.4538e-06 | 7.452e-05 | 3.7852e-05 | 4.5353e-05 | 3.2485e-06 | 7.9181e-05 | 5.1379e-06 | 9.9095e-05 | 1.2831e-05 | 1.1835e-05 | 4.3091e-05 | 1.4635e-06
0 | 0 | 2.7837e-07 | 2.1574e-07 | 0 | 0 | 1.2446e-05 | 7.381e-05 | 5.3185e-05 | 5.8957e-05 | 3.1953e-06 | 7.9321e-05 | 3.1859e-06 | 6.5803e-05 | 1.7746e-05 | 1.2177e-05 | 3.0925e-05 | 1.2467e-06
0 | 0 | 2.7837e-07 | 1.8161e-07 | 0 | 0 | 1.4809e-06 | 7.529e-05 | 6.6576e-05 | 4.8308e-05 | 3.2219e-06 | 8.3382e-05 | 5.6352e-06 | 8.496e-05 | 4.6491e-05 | 1.1886e-05 | 4.4795e-05 | 1.9378e-06
0 | 0 | 2.8588e-07 | 1.9372e-07 | 0 | 0 | 1.6684e-05 | 7.6126e-05 | 0.00017646 | 5.0679e-05 | 3.3018e-06 | 8.8514e-05 | 1.6961e-05 | 6.4129e-05 | 1.6781e-05 | 2.9428e-05 | 3.5782e-05 | 1.1247e-06
0 | 0 | 2.7837e-07 | 1.8161e-07 | 0 | 0 | 5.6235e-05 | 7.7221e-05 | 0.00029009 | 5.7224e-05 | 3.2219e-06 | 8.1466e-05 | 1.7406e-05 | 9.7471e-05 | 2.7507e-05 | 2.2338e-05 | 8.9324e-05 | 7.3538e-06
0 | 0 | 3.6346e-07 | 1.4529e-07 | 0 | 0 | 7.704e-05 | 6.5355e-05 | 0.00042295 | 6.7299e-05 | 6.8486e-05 | 8.2437e-05 | 0.00010796 | 8.3664e-05 | 6.484e-05 | 3.0266e-05 | 0.00018862 | 3.7434e-06
0 | 0 | 2.9964e-07 | 1.4529e-07 | 0 | 0 | 0.0001535 | 7.7388e-05 | 0.00051807 | 0.00010176 | 0.00010962 | 9.194e-05 | 0.00014469 | 6.5061e-05 | 0.0001717 | 0.00013239 | 0.00029352 | 2.2765e-06
0 | 0 | 3.6146e-07 | 6.0706e-07 | 0 | 0 | 0.00016476 | 7.9688e-05 | 0.00042011 | 0.00011266 | 0.00014789 | 8.9537e-05 | 0.00011628 | 0.00012214 | 0.00015108 | 0.00014174 | 0.00022769 | 1.7345e-06
0 | 0 | 2.7837e-07 | 9.839e-07 | 0 | 1.2247e-05 | 0.00019538 | 6.9975e-05 | 0.00027749 | 0.0001049 | 0.00025114 | 8.8226e-05 | 9.7663e-05 | 9.7698e-05 | 0.00017559 | 2.8632e-05 | 0.00015557 | 4.0883e-05
0 | 0 | 4.2936e-07 | 2.3995e-07 | 0 | 0 | 0.00021397 | 7.0326e-05 | 0.00023271 | 7.8364e-05 | 0.00036098 | 9.0979e-05 | 9.9012e-05 | 7.2927e-05 | 9.2064e-05 | 2.4135e-05 | 0.00012175 | 0.00013862
0 | 0 | 7.2549e-07 | 1.3363e-06 | 0 | 0 | 0.00015712 | 7.2132e-05 | 0.0002046 | 9.3569e-05 | 0.00032909 | 9.0572e-05 | 0.00018407 | 0.00023575 | 6.9584e-05 | 4.4587e-05 | 0.00010832 | 6.1135e-05
0 | 0 | 8.4095e-07 | 2.1866e-06 | 0 | 1.5737e-05 | 0.00014383 | 7.8531e-05 | 0.00015581 | 5.0321e-05 | 0.00021335 | 9.4281e-05 | 0.00017693 | 0.00021037 | 0.0001202 | 4.0643e-05 | 0.00010676 | 6.074e-05
0 | 0 | 1.1093e-06 | 1.4189e-06 | 0 | 1.7129e-05 | 0.00012351 | 7.9622e-05 | 0.00014465 | 5.0742e-05 | 0.00018124 | 9.1746e-05 | 0.00015501 | 0.00037518 | 9.5905e-05 | 2.6826e-05 | 8.8588e-05 | 0.00012013
0 | 0 | 9.3267e-07 | 1.8161e-07 | 0 | 0 | 0.00013764 | 8.078e-05 | 0.0001181 | 4.7467e-05 | 0.00012586 | 9.1238e-05 | 7.9782e-05 | 0.00042296 | 0.00012116 | 2.117e-05 | 9.5824e-05 | 0.00016947
0 | 0 | 5.9813e-06 | 1.3727e-06 | 0 | 0 | 0.00017434 | 7.9761e-05 | 0.00011361 | 8.6862e-05 | 8.7444e-05 | 9.9759e-05 | 0.00015359 | 0.00047743 | 3.64e-05 | 5.2327e-05 | 9.0115e-05 | 0.00013605
0 | 0 | 9.5198e-06 | 1.0325e-06 | 0 | 0 | 0.00016899 | 7.9372e-05 | 0.00018326 | 0.00034609 | 4.2178e-05 | 9.2848e-05 | 0.00036605 | 0.00037294 | 0.00019648 | 4.2057e-05 | 0.00014915 | 2.37e-05
0 | 0 | 7.8372e-06 | 2.3995e-07 | 0 | 0 | 0.00023077 | 7.9841e-05 | 0.00017663 | 0.00019782 | 4.3509e-05 | 9.7499e-05 | 0.00056122 | 0.00035152 | 0.00039448 | 5.0548e-05 | 0.00015964 | 2.4988e-05
0 | 0 | 7.5347e-06 | 1.9372e-07 | 0 | 0 | 0.00016003 | 7.536e-05 | 0.00042306 | 0.0002002 | 3.1953e-06 | 9.8724e-05 | 0.00038739 | 0.00030778 | 0.00030559 | 5.8736e-05 | 0.00014341 | 3.4243e-05
0 | 0 | 8.6685e-06 | 1.695e-07 | 0 | 0 | 0.00012172 | 6.686e-05 | 0.00042784 | 0.00015578 | 3.1953e-06 | 9.8335e-05 | 0.0002677 | 0.0001581 | 0.00023836 | 5.5134e-05 | 0.00021457 | 7.1182e-05
0 | 0 | 7.7615e-06 | 2.3995e-07 | 0 | 0 | 0.00013054 | 7.2231e-05 | 0.00046661 | 0.00016773 | 3.1953e-06 | 0.00010123 | 0.00014261 | 0.00013966 | 8.8778e-05 | 6.2281e-05 | 0.00020472 | 0.00013339
0 | 0 | 7.6571e-06 | 1.8161e-07 | 0 | 0 | 0.00019253 | 7.647e-05 | 0.00027091 | 7.1963e-05 | 3.3551e-06 | 0.00010052 | 0.00010137 | 0.00013109 | 3.7338e-05 | 0.0001426 | 0.00017023 | 6.7428e-05
0 | 0 | 2.4704e-06 | 1.3318e-07 | 0 | 0 | 0.0002042 | 8.1057e-05 | 0.00020586 | 6.8974e-05 | 3.1953e-06 | 9.3566e-05 | 9.8606e-05 | 0.0001016 | 5.3561e-05 | 0.00023104 | 0.00012396 | 7.7307e-05
0 | 0 | 3.2091e-07 | 1.8161e-07 | 0 | 5.292e-06 | 0.00011363 | 6.1453e-05 | 0.00014743 | 4.8381e-05 | 3.1953e-06 | 0.00010015 | 1.502e-05 | 0.00010131 | 1.3493e-05 | 3.267e-05 | 9.0871e-05 | 1.2602e-06
0 | 0 | 2.6774e-07 | 2.4203e-07 | 0 | 2.2282e-06 | 6.1254e-05 | 7.1274e-05 | 0.00011383 | 5.6855e-05 | 3.3018e-06 | 9.1763e-05 | 2.3204e-06 | 8.8459e-05 | 9.4496e-06 | 1.7383e-05 | 5.5489e-05 | 1.1112e-06
0 | 0 | 2.9651e-07 | 1.695e-07 | 0 | 1.6711e-06 | 5.2709e-06 | 7.1924e-05 | 1.0495e-05 | 5.0127e-05 | 3.3018e-06 | 8.2135e-05 | 2.1338e-05 | 9.6666e-05 | 4.4209e-05 | 1.1393e-05 | 4.4143e-05 | 1.2602e-06
0 | 0 | 2.7837e-07 | 2.2784e-07 | 0 | 0 | 1.7749e-06 | 6.6652e-05 | 2.3119e-05 | 4.991e-05 | 3.2219e-06 | 8.2714e-05 | 2.9126e-06 | 9.3834e-05 | 1.2978e-05 | 1.0553e-05 | 4.0906e-05 | 1.2602e-06
0 | 0 | 2.6774e-07 | 2.5206e-07 | 0 | 0 | 1.6882e-06 | 7.5341e-05 | 7.882e-05 | 5.5381e-05 | 3.2485e-06 | 7.864e-05 | 7.431e-06 | 0.00010472 | 1.2757e-05 | 1.0912e-05 | 2.3846e-05 | 1.9811e-05
0 | 0 | 2.7837e-07 | 1.8161e-07 | 0 | 0 | 5.4889e-06 | 7.6862e-05 | 0.00028735 | 4.5533e-05 | 3.2485e-06 | 8.2405e-05 | 1.3379e-05 | 7.114e-05 | 7.728e-06 | 1.2753e-05 | 6.5432e-05 | 2.9852e-05
0 | 0 | 2.8901e-07 | 1.4529e-07 | 0 | 0 | 4.032e-05 | 6.2988e-05 | 0.00040197 | 5.4716e-05 | 3.7545e-06 | 8.0554e-05 | 1.501e-05 | 9.2953e-05 | 4.0309e-05 | 1.848e-05 | 7.0832e-05 | 6.8118e-06
0 | 0 | 3.4219e-07 | 2.5206e-07 | 0 | 0 | 3.9522e-05 | 6.1569e-05 | 0.00046266 | 5.5276e-05 | 6.7953e-05 | 8.779e-05 | 7.9303e-05 | 0.00011256 | 4.3464e-05 | 7.3969e-05 | 0.00018251 | 1.9378e-06
0 | 0 | 2.6774e-07 | 1.3318e-07 | 0 | 0 | 9.6144e-05 | 7.564e-05 | 0.00036777 | 0.00012885 | 0.00010853 | 8.5526e-05 | 8.1238e-05 | 9.7698e-05 | 0.00017482 | 7.8325e-05 | 0.00026303 | 5.7076e-05
0 | 0 | 1.3112e-06 | 1.4529e-07 | 0 | 0 | 0.00017214 | 7.138e-05 | 0.00031266 | 0.00012303 | 0.00014826 | 9.2558e-05 | 7.1362e-05 | 0.00013639 | 0.00013144 | 3.4516e-05 | 0.00018789 | 1.87e-06
0 | 0 | 1.1311e-06 | 2.1574e-07 | 0 | 0 | 0.00021242 | 6.5913e-05 | 0.00022098 | 6.3634e-05 | 0.00028345 | 8.5202e-05 | 0.00013558 | 9.5269e-05 | 6.8597e-05 | 2.4149e-05 | 0.00012812 | 1.6667e-06
0 | 0 | 9.9201e-06 | 2.3995e-07 | 0 | 0 | 0.00023458 | 7.2855e-05 | 0.00019359 | 4.5761e-05 | 0.0003821 | 8.8103e-05 | 0.00010617 | 9.4727e-05 | 0.00014659 | 3.4908e-05 | 9.9121e-05 | 7.8432e-05
0 | 0 | 9.0993e-06 | 2.0582e-07 | 0 | 0 | 0.00014645 | 7.4923e-05 | 0.00015943 | 4.7355e-05 | 0.00033203 | 8.4534e-05 | 0.00011173 | 9.9196e-05 | 0.00013148 | 2.8882e-05 | 9.447e-05 | 0.00014946
0 | 0 | 7.0403e-06 | 5.9153e-07 | 0 | 0 | 0.00012694 | 8.1738e-05 | 0.00012352 | 5.3962e-05 | 0.00021985 | 9.1195e-05 | 0.00011063 | 9.8076e-05 | 0.00014386 | 2.7768e-05 | 9.0436e-05 | 2.193e-05
0 | 0 | 8.3267e-06 | 1.574e-07 | 0 | 0 | 0.00013686 | 8.1128e-05 | 7.7465e-05 | 6.2864e-05 | 9.8633e-05 | 9.0654e-05 | 2.7658e-05 | 0.00025835 | 6.093e-05 | 2.4731e-05 | 7.3368e-05 | 3.9324e-05
0 | 0 | 5.9247e-06 | 1.695e-07 | 0 | 0 | 0.00014915 | 7.225e-05 | 0.00013253 | 4.881e-05 | 6.0529e-05 | 8.8317e-05 | 5.3457e-05 | 0.00036532 | 8.5251e-05 | 2.1164e-05 | 6.533e-05 | 6.4474e-05
0 | 0 | 9.6953e-07 | 2.1574e-07 | 0 | 0 | 0.00017461 | 6.7826e-05 | 0.00013959 | 4.9994e-05 | 4.2284e-05 | 8.7644e-05 | 0.00013573 | 0.00040236 | 0.00015202 | 2.0879e-05 | 7.0605e-05 | 2.6153e-06
0 | 0 | 3.3415e-06 | 1.695e-07 | 0 | 0 | 0.00022655 | 8.4342e-05 | 0.00010408 | 0.00011246 | 4.2284e-05 | 8.9802e-05 | 0.00018945 | 0.00023717 | 0.00024341 | 3.7851e-05 | 0.00013947 | 5.4596e-05
0 | 0 | 8.0638e-06 | 1.8161e-07 | 0 | 0 | 0.00017069 | 7.9844e-05 | 9.2759e-05 | 0.00012118 | 4.1379e-05 | 9.7651e-05 | 0.00045053 | 0.00018544 | 0.0003111 | 4.5485e-05 | 0.00015918 | 8.5275e-05
0 | 0 | 7.3729e-06 | 1.8161e-07 | 0 | 0 | 8.1418e-05 | 8.4333e-05 | 0.00031469 | 0.00014822 | 3.142e-06 | 0.00010202 | 0.00030508 | 0.00014163 | 0.00017487 | 5.5148e-05 | 0.00018848 | 9.0302e-05
0 | 0 | 7.6103e-06 | 1.8161e-07 | 0 | 0 | 9.6108e-05 | 8.6042e-05 | 0.00029256 | 9.9533e-05 | 3.1953e-06 | 0.00010287 | 0.00015653 | 0.00014612 | 0.00013372 | 5.3718e-05 | 0.00011664 | 1.4635e-06
0 | 0 | 8.0638e-06 | 1.574e-07 | 0 | 0 | 4.1635e-05 | 7.0523e-05 | 0.00038355 | 8.4139e-05 | 3.1953e-06 | 9.9261e-05 | 8.6353e-05 | 0.0001458 | 8.7389e-05 | 4.716e-05 | 0.0001399 | 1.328e-06
0 | 0 | 7.5997e-06 | 1.8161e-07 | 0 | 0 | 0.00012867 | 7.8739e-05 | 0.00023916 | 6.4867e-05 | 3.1953e-06 | 0.00010236 | 3.2757e-05 | 0.00015015 | 4.0143e-05 | 5.1613e-05 | 0.00011987 | 1.057e-06
0 | 0 | 7.7615e-06 | 1.574e-07 | 0 | 0 | 5.5084e-05 | 7.6385e-05 | 0.00024022 | 7.298e-05 | 3.1953e-06 | 9.6371e-05 | 5.8525e-05 | 0.00011524 | 5.0392e-05 | 5.4591e-05 | 0.00010215 | 2.4486e-05
0 | 0 | 6.9768e-06 | 1.574e-07 | 0 | 0 | 0.0001069 | 6.767e-05 | 0.00019085 | 7.3879e-05 | 3.1953e-06 | 8.8171e-05 | 8.1673e-06 | 7.5722e-05 | 4.7448e-05 | 2.8909e-05 | 7.5378e-05 | 2.9812e-05
0 | 0 | 5.8072e-07 | 1.695e-07 | 0 | 0 | 5.0789e-05 | 7.8513e-05 | 0.00018094 | 5.7573e-05 | 3.2485e-06 | 8.8343e-05 | 2.4861e-06 | 9.6918e-05 | 1.2782e-05 | 1.355e-05 | 8.7468e-05 | 1.206e-06
0 | 0 | 5.8072e-07 | 2.0363e-07 | 0 | 0 | 1.833e-05 | 6.7507e-05 | 0.00017163 | 5.2327e-05 | 3.1953e-06 | 8.4315e-05 | 2.6703e-06 | 9.0335e-05 | 1.4229e-05 | 1.413e-05 | 4.2984e-05 | 1.4635e-06
0 | 0 | 4.945e-07 | 1.574e-07 | 0 | 5.5705e-07 | 1.382e-05 | 7.0087e-05 | 0.00017269 | 8.874e-05 | 3.3551e-06 | 8.2924e-05 | 4.2172e-06 | 9.4211e-05 | 1.3984e-05 | 1.3697e-05 | 3.3292e-05 | 1.2602e-06
0 | 0 | 5.0513e-07 | 1.8161e-07 | 0 | 1.8104e-06 | 3.0439e-05 | 7.7778e-05 | 0.00020163 | 5.4893e-05 | 3.2219e-06 | 8.2115e-05 | 2.6897e-06 | 0.00010628 | 1.3248e-05 | 1.185e-05 | 4.1163e-05 | 1.3957e-06
0 | 0 | 5.7008e-07 | 1.8161e-07 | 0 | 1.9497e-06 | 9.3534e-06 | 7.306e-05 | 0.0002053 | 5.9553e-05 | 3.2485e-06 | 8.1531e-05 | 7.2097e-06 | 0.00010222 | 8.2923e-06 | 1.2519e-05 | 4.3827e-05 | 1.1789e-06
0 | 0 | 5.0513e-07 | 1.695e-07 | 0 | 1.9497e-06 | 1.8735e-05 | 6.6842e-05 | 0.00030026 | 6.3113e-05 | 3.3018e-06 | 8.4327e-05 | 1.2992e-05 | 9.7597e-05 | 4.9353e-05 | 1.3289e-05 | 4.9672e-05 | 2.0055e-06
0 | 0 | 4.8699e-07 | 2.1574e-07 | 0 | 2.0889e-06 | 3.0866e-05 | 6.9477e-05 | 0.00033927 | 7.1883e-05 | 6.7527e-05 | 7.9101e-05 | 4.3009e-05 | 0.00010292 | 2.5458e-05 | 1.3196e-05 | 0.00010023 | 2.141e-06
0 | 0 | 5.7958e-07 | 1.3318e-07 | 0 | 1.8104e-06 | 7.7695e-05 | 6.8743e-05 | 0.00032763 | 8.018e-05 | 0.00010907 | 8.9521e-05 | 0.00010738 | 9.1077e-05 | 5.8518e-05 | 1.192e-05 | 0.00016621 | 7.4502e-05
0 | 0 | 6.1105e-07 | 1.695e-07 | 0 | 1.9497e-06 | 0.00019129 | 7.3642e-05 | 0.00050815 | 0.00010552 | 0.00014805 | 8.8283e-05 | 0.00014968 | 0.00014549 | 0.00026049 | 4.8893e-05 | 0.00023824 | 8.0979e-05
0 | 0 | 5.264e-07 | 2.2784e-07 | 0 | 1.8104e-06 | 0.0003053 | 9.0069e-05 | 0.00055852 | 0.00012164 | 0.00027823 | 9.0824e-05 | 0.00017409 | 9.6402e-05 | 0.00010679 | 4.2648e-05 | 0.00025068 | 0.00026348
0 | 0 | 6.5517e-07 | 1.8161e-07 | 1.2947e-06 | 1.6711e-06 | 0.00034364 | 6.6429e-05 | 0.00030462 | 9.5969e-05 | 0.00038977 | 9.6695e-05 | 0.00017802 | 9.4413e-05 | 0.00022947 | 3.8375e-05 | 0.00020069 | 5.6254e-05
0 | 0 | 5.0513e-07 | 2.3995e-07 | 0 | 9.7484e-06 | 0.00031977 | 7.1678e-05 | 0.00019348 | 0.00011252 | 0.0003755 | 9.7521e-05 | 0.00026719 | 9.8667e-05 | 0.00037817 | 5.0799e-05 | 0.00013111 | 0.00020737
0 | 0 | 5.9135e-07 | 1.8161e-07 | 0 | 0 | 0.00040405 | 8.0737e-05 | 0.00018188 | 0.00039822 | 0.00026881 | 0.00010752 | 0.00024858 | 8.5627e-05 | 0.00026956 | 4.1244e-05 | 0.00015334 | 0.00027241
0 | 0 | 4.675e-06 | 1.695e-07 | 0 | 0 | 0.0003447 | 8.0247e-05 | 0.00015519 | 0.00013984 | 0.00019349 | 9.9248e-05 | 0.00022625 | 0.00025323 | 0.00026413 | 0.00018264 | 0.00015653 | 0.00010201
0 | 0 | 9.122e-06 | 1.695e-07 | 0 | 0 | 0.00028872 | 7.2552e-05 | 0.00016226 | 7.99e-05 | 0.00016183 | 9.7434e-05 | 0.00012771 | 0.00044445 | 0.000284 | 8.3925e-05 | 0.00012317 | 0.00026448
0 | 0 | 7.2973e-06 | 1.9372e-07 | 0 | 0 | 0.00028207 | 9.4988e-05 | 0.00019634 | 7.6981e-05 | 5.0219e-05 | 0.00011101 | 0.00017027 | 0.00035799 | 0.00013794 | 2.4936e-05 | 0.00011535 | 0.00018957
0 | 0 | 9.7992e-07 | 1.9372e-07 | 0 | 0 | 0.00022654 | 8.3865e-05 | 0.00016042 | 7.3122e-05 | 4.09e-05 | 0.00012078 | 0.00038752 | 0.00021336 | 0.00033453 | 4.0617e-05 | 0.00021693 | 0.00017617
0 | 0 | 5.9022e-07 | 1.9372e-07 | 0 | 0 | 0.00019765 | 7.8228e-05 | 0.0001746 | 4.5933e-05 | 4.0633e-05 | 0.00011167 | 0.00032408 | 0.00017832 | 0.00039029 | 5.6826e-05 | 0.00019483 | 0.00012796
0 | 0 | 4.7636e-07 | 1.8161e-07 | 0 | 0 | 0.00014418 | 7.9891e-05 | 0.00022087 | 9.3076e-05 | 3.2485e-06 | 0.00010426 | 0.00031071 | 0.0003218 | 0.00032203 | 4.9941e-05 | 0.00018165 | 5.8105e-05
0 | 0 | 4.3601e-06 | 1.695e-07 | 0 | 0 | 0.00014458 | 7.3154e-05 | 0.00022145 | 9.4474e-05 | 3.4083e-06 | 0.00010734 | 0.0001708 | 0.00032997 | 0.00022729 | 3.3296e-05 | 0.00017461 | 4.6926e-05
0 | 0 | 9.2945e-06 | 1.695e-07 | 0 | 0 | 0.0001687 | 8.9938e-05 | 0.00017941 | 4.7882e-05 | 3.1687e-06 | 9.824e-05 | 0.0001317 | 0.00034029 | 0.00015085 | 2.8257e-05 | 0.00014148 | 8.1724e-05
0 | 0 | 8.0957e-06 | 1.574e-07 | 0 | 0 | 0.00013291 | 6.8384e-05 | 0.00013708 | 0.0001053 | 3.1953e-06 | 0.0001023 | 5.5691e-05 | 0.00011706 | 0.00011278 | 2.6022e-05 | 0.00011786 | 0.00011277
0 | 0 | 6.897e-06 | 1.695e-07 | 0 | 0 | 0.00012107 | 8.0483e-05 | 9.5877e-05 | 3.7032e-05 | 3.3018e-06 | 9.9754e-05 | 4.9988e-05 | 0.00012578 | 2.022e-05 | 3.1145e-05 | 8.0378e-05 | 0.00011732
0 | 0 | 4.8699e-07 | 1.695e-07 | 0 | 0 | 5.4118e-05 | 7.1164e-05 | 8.6132e-05 | 4.5016e-05 | 3.1687e-06 | 9.695e-05 | 6.2422e-05 | 0.00012428 | 2.329e-05 | 3.0867e-05 | 8.7025e-05 | 7.7822e-05
0 | 0 | 5.9135e-07 | 2.2784e-07 | 0 | 0 | 2.8908e-05 | 8.2373e-05 | 0.00018405 | 4.5963e-05 | 3.3551e-06 | 9.3354e-05 | 5.1676e-05 | 7.6804e-05 | 1.9414e-05 | 2.3995e-05 | 7.595e-05 | 1.6369e-05
0 | 0 | 5.264e-07 | 2.3995e-07 | 0 | 0 | 1.8842e-05 | 7.4287e-05 | 0.00018721 | 5.6337e-05 | 3.2485e-06 | 8.389e-05 | 5.4464e-05 | 0.00010404 | 1.3518e-05 | 1.9758e-05 | 3.9432e-05 | 1.1247e-06
0 | 0 | 5.264e-07 | 1.4529e-07 | 0 | 0 | 1.4241e-05 | 7.3292e-05 | 0.00019513 | 5.3295e-05 | 3.2219e-06 | 8.5572e-05 | 2.4506e-05 | 8.3941e-05 | 1.7043e-05 | 1.4157e-05 | 3.7502e-05 | 1.4635e-06
0 | 0 | 6.5489e-07 | 1.695e-07 | 0 | 0 | 8.6805e-06 | 7.8115e-05 | 0.00020826 | 5.4241e-05 | 3.2485e-06 | 8.5698e-05 | 1.1406e-05 | 8.856e-05 | 1.7419e-05 | 1.1108e-05 | 4.0316e-05 | 1.1247e-06
0 | 0 | 5.1577e-07 | 1.695e-07 | 0 | 0 | 1.669e-06 | 7.2114e-05 | 0.00021325 | 3.6811e-05 | 3.1687e-06 | 8.5906e-05 | 6.2613e-06 | 8.7012e-05 | 1.0329e-05 | 1.0514e-05 | 5.4136e-05 | 1.2602e-06
0 | 0 | 6.2326e-07 | 1.695e-07 | 0 | 0 | 1.4963e-06 | 7.8221e-05 | 0.00025126 | 3.5743e-05 | 3.0568e-05 | 8.5522e-05 | 1.3517e-05 | 6.6433e-05 | 1.6454e-05 | 1.0379e-05 | 5.9523e-05 | 1.5177e-06
0 | 0 | 6.0199e-07 | 1.574e-07 | 0 | 0 | 8.4077e-06 | 7.264e-05 | 0.00037337 | 3.8438e-05 | 0.00011114 | 8.4389e-05 | 4.2779e-05 | 9.4715e-05 | 3.5328e-05 | 1.7132e-05 | 7.4202e-05 | 2.141e-06
0 | 0 | 6.1149e-07 | 9.6859e-08 | 0 | 0 | 6.1167e-05 | 7.2666e-05 | 0.00046845 | 0.00031578 | 0.00019459 | 8.5792e-05 | 0.00010472 | 9.3544e-05 | 9.1041e-05 | 2.2213e-05 | 0.00011455 | 2.2088e-06
0 | 0 | 5.7914e-07 | 1.574e-07 | 0 | 0 | 0.00010844 | 6.9358e-05 | 0.0006122 | 0.00065589 | 0.00023171 | 8.8466e-05 | 0.00019406 | 0.00021421 | 0.00021521 | 1.9033e-05 | 0.00019269 | 2.5475e-06
0 | 0 | 8.4675e-07 | 1.574e-07 | 0 | 0 | 0.00015896 | 7.2765e-05 | 0.00043133 | 0.00019781 | 0.00033595 | 9.4123e-05 | 0.00023276 | 0.00020135 | 0.00016779 | 8.5862e-05 | 0.00020559 | 2.7508e-06
0 | 0 | 9.3594e-07 | 1.695e-07 | 0 | 0 | 0.00024956 | 6.6286e-05 | 0.00034806 | 0.00032786 | 0.00041928 | 9.49e-05 | 0.00021158 | 0.00021144 | 0.00034535 | 0.00016522 | 0.00019515 | 0.00010044
0 | 0 | 9.3594e-07 | 1.574e-07 | 0 | 0 | 0.00021185 | 8.0623e-05 | 0.00024387 | 0.00062496 | 0.00037685 | 9.8685e-05 | 0.00025218 | 0.00019269 | 0.00024023 | 0.00010447 | 0.00013482 | 0.00020807
0 | 0 | 1.0005e-06 | 1.574e-07 | 0 | 4.0386e-06 | 0.00028771 | 7.6689e-05 | 0.00015945 | 0.00029014 | 0.00024239 | 0.00010001 | 0.00029879 | 0.00012747 | 0.00022494 | 0.00020508 | 0.00018523 | 5.2753e-05
0 | 0 | 9.7848e-07 | 1.695e-07 | 0 | 1.6711e-06 | 0.00027288 | 8.2317e-05 | 0.00013749 | 0.00025957 | 0.00015179 | 0.0001025 | 0.00022387 | 0.00020648 | 0.00013148 | 3.3336e-05 | 0.00017843 | 5.0951e-06
0 | 0 | 9.9186e-07 | 1.574e-07 | 0 | 1.2534e-06 | 0.00021631 | 8.5885e-05 | 0.00013149 | 0.00021289 | 5.3004e-05 | 0.00010274 | 0.0001976 | 0.00028727 | 5.5259e-05 | 4.3392e-05 | 0.00013075 | 5.5788e-05
0 | 0 | 9.3594e-07 | 1.574e-07 | 0 | 1.2534e-06 | 0.00013876 | 7.7012e-05 | 0.00014578 | 0.00014373 | 3.2243e-05 | 9.7805e-05 | 0.00018085 | 0.000223 | 9.5501e-05 | 0.00013442 | 0.00011648 | 4.2305e-05
0 | 0 | 9.178e-07 | 1.695e-07 | 0 | 1.6711e-06 | 0.00018965 | 8.6934e-05 | 0.00020695 | 0.00011966 | 8.1943e-05 | 0.00010237 | 0.00035985 | 4.5551e-05 | 0.00014397 | 0.00018019 | 0.00018711 | 4.9867e-06
0 | 0 | 4.6402e-06 | 1.4529e-07 | 0 | 2.646e-06 | 0.00021676 | 7.6916e-05 | 0.00019664 | 9.6972e-05 | 8.3061e-05 | 0.00010042 | 0.00044868 | 0.00016666 | 0.00041175 | 4.8928e-05 | 0.00014839 | 4.2522e-05
0 | 0 | 4.2045e-06 | 1.695e-07 | 0 | 2.9245e-06 | 0.0001634 | 7.9342e-05 | 0.00025527 | 0.00015435 | 8.3051e-05 | 0.00010705 | 0.00041341 | 0.00022437 | 0.00025655 | 5.0177e-05 | 0.00018929 | 1.328e-06
0 | 0 | 6.867e-06 | 1.695e-07 | 0 | 3.7601e-06 | 0.00023227 | 8.2359e-05 | 0.00031828 | 0.00014203 | 8.2529e-05 | 0.00010056 | 0.00018397 | 0.00021896 | 0.00012975 | 5.5028e-05 | 0.00018108 | 0.00016937
0 | 0 | 8.8197e-06 | 1.695e-07 | 0 | 2.0889e-06 | 0.00021072 | 8.5962e-05 | 0.0002772 | 0.00013583 | 8.2412e-05 | 0.00010131 | 6.141e-05 | 0.00015231 | 4.6167e-05 | 4.7144e-05 | 0.00018439 | 1.4608e-05
0 | 0 | 7.902e-06 | 1.695e-07 | 0 | 2.5067e-06 | 0.00020366 | 7.6547e-05 | 0.00024578 | 0.00015549 | 8.2108e-05 | 0.00010119 | 1.6463e-05 | 0.00010854 | 0.00010587 | 6.7733e-05 | 0.00014348 | 0.00010412
0 | 0 | 2.3011e-06 | 1.574e-07 | 0 | 1.2534e-06 | 0.00019732 | 7.6088e-05 | 0.00025701 | 5.9373e-05 | 8.2082e-05 | 9.9343e-05 | 3.2239e-05 | 6.9592e-05 | 2.4759e-05 | 3.8145e-05 | 0.00010627 | 0.00010503
0 | 0 | 5.0513e-07 | 1.695e-07 | 0 | 1.6711e-06 | 0.00012436 | 7.7213e-05 | 0.00017969 | 4.4531e-05 | 8.2007e-05 | 8.9435e-05 | 1.0806e-05 | 9.3834e-05 | 1.3076e-05 | 2.9133e-05 | 8.4858e-05 | 4.5978e-05
0 | 0 | 5.0513e-07 | 1.7158e-07 | 0 | 1.6711e-06 | 5.4103e-05 | 7.1122e-05 | 0.00015521 | 4.0501e-05 | 8.2183e-05 | 8.2803e-05 | 3.6765e-05 | 7.1115e-05 | 1.6821e-05 | 1.1695e-05 | 5.1674e-05 | 1.057e-06
0 | 0 | 4.0077e-07 | 1.695e-07 | 0 | 2.7852e-07 | 2.3201e-05 | 7.0779e-05 | 0.00012864 | 4.3608e-05 | 8.23e-05 | 8.7994e-05 | 1.5892e-05 | 9.3393e-05 | 8.1942e-06 | 9.3955e-06 | 3.3783e-05 | 1.1789e-06
0 | 0 | 2.7837e-07 | 1.574e-07 | 0 | 5.5705e-07 | 1.9353e-06 | 8.2993e-05 | 8.3201e-05 | 3.6487e-05 | 8.2353e-05 | 8.3671e-05 | 3.7936e-06 | 8.9126e-05 | 1.4548e-05 | 1.0483e-05 | 2.5187e-05 | 1.599e-06
0 | 0 | 2.7837e-07 | 1.695e-07 | 0 | 8.3557e-07 | 2.6276e-05 | 6.9294e-05 | 7.6649e-05 | 4.5672e-05 | 8.2209e-05 | 8.5037e-05 | 6.8414e-06 | 9.3016e-05 | 1.4082e-05 | 1.1187e-05 | 2.9858e-05 | 2.141e-06
0 | 0 | 2.7837e-07 | 1.695e-07 | 0 | 8.3557e-07 | 1.4463e-05 | 7.562e-05 | 0.00016022 | 4.1634e-05 | 8.1799e-05 | 8.2931e-05 | 7.2741e-06 | 9.8151e-05 | 5.4464e-06 | 1.3816e-05 | 5.2632e-05 | 1.1925e-06
0 | 0 | 3.7409e-07 | 1.8161e-07 | 0 | 1.1141e-06 | 1.6278e-05 | 6.1669e-05 | 0.0003576 | 5.6204e-05 | 0.00010515 | 8.4465e-05 | 2.899e-05 | 9.5319e-05 | 1.7108e-05 | 1.0196e-05 | 7.6773e-05 | 1.599e-06
0 | 0 | 6.4501e-06 | 1.8161e-07 | 0 | 0 | 5.7151e-05 | 6.6103e-05 | 0.00043654 | 9.2509e-05 | 0.00018648 | 8.6197e-05 | 2.5413e-05 | 6.963e-05 | 5.5133e-05 | 9.2952e-06 | 0.00011617 | 2.1952e-06
0 | 0 | 7.676e-07 | 1.0897e-07 | 0 | 2.7852e-06 | 6.3752e-05 | 7.6488e-05 | 0.00047218 | 7.3473e-05 | 0.00022695 | 8.6646e-05 | 0.00010872 | 9.6175e-05 | 9.7399e-05 | 2.391e-05 | 0.00025652 | 3.6235e-05
0 | 0 | 2.7837e-07 | 1.4529e-07 | 0 | 3.3423e-06 | 0.00017096 | 7.2826e-05 | 0.00034204 | 0.00010318 | 0.00025278 | 9.1354e-05 | 9.4523e-05 | 0.00014233 | 0.00011439 | 7.0761e-05 | 0.00020022 | 0.00017807
0 | 0 | 2.6774e-07 | 1.574e-07 | 0 | 0 | 0.0001719 | 7.1925e-05 | 0.00027128 | 0.00028898 | 0.0003294 | 9.5931e-05 | 0.00010334 | 0.00011168 | 8.0229e-05 | 4.0596e-05 | 0.00014558 | 0.00086654
0 | 0 | 5.5717e-07 | 1.695e-07 | 0 | 0 | 0.00016126 | 7.1755e-05 | 0.0002578 | 0.00044719 | 0.0004122 | 9.2246e-05 | 8.946e-05 | 0.0001096 | 9.1686e-05 | 4.0205e-05 | 0.00019192 | 0.00091078
0 | 2.846e-07 | 6.4064e-07 | 1.574e-07 | 0 | 0 | 0.00023482 | 7.9883e-05 | 0.0001897 | 7.5176e-05 | 0.00036979 | 9.261e-05 | 0.0001179 | 9.3872e-05 | 0.00010854 | 3.3273e-05 | 0.00020161 | 0.00096405
6.0773e-06 | 0 | 9.495e-06 | 4.9306e-07 | 0 | 0 | 0.00023805 | 6.9763e-05 | 0.00017837 | 0.00014037 | 0.00026105 | 0.00011473 | 0.00010926 | 7.1581e-05 | 0.00015693 | 3.4267e-05 | 0.0001465 | 0.00077745
2.4309e-06 | 0 | 9.3261e-06 | 1.7838e-07 | 0 | 4.338e-06 | 0.00022993 | 7.5218e-05 | 0.00012113 | 0.00010442 | 0.00018673 | 0.00010025 | 0.00016964 | 0.00023358 | 0.00011793 | 2.9205e-05 | 0.00011883 | 0.00064329
0 | 0 | 8.9194e-06 | 2.1632e-07 | 0 | 9.6091e-06 | 0.00018314 | 7.2214e-05 | 0.00011625 | 0.00018024 | 0.00011693 | 9.1949e-05 | 9.3384e-05 | 0.0003029 | 8.2478e-05 | 1.7561e-05 | 6.6364e-05 | 6.0667e-05
0 | 0 | 8.8544e-06 | 1.8887e-07 | 0 | 6.9631e-07 | 0.00020212 | 7.8778e-05 | 0.00012694 | 0.00025429 | 4.3929e-05 | 9.1773e-05 | 9.0318e-05 | 0.0002501 | 6.1278e-05 | 1.5572e-05 | 7.0652e-05 | 0.00015438
0 | 0 | 6.8707e-06 | 2.1632e-07 | 0 | 0 | 0.00021403 | 8.9597e-05 | 0.00014381 | 0.00010605 | 7.9973e-05 | 9.9247e-05 | 0.00019107 | 0.00023053 | 0.00016349 | 1.9408e-05 | 0.00011298 | 0.00011836
3.6464e-07 | 0 | 6.953e-06 | 1.7677e-07 | 0 | 0 | 0.0002583 | 8.0822e-05 | 0.00014161 | 0.00019323 | 8.0521e-05 | 0.00010314 | 0.00049491 | 0.00020978 | 0.00043595 | 3.0156e-05 | 0.00015857 | 6.1412e-05
6.0773e-06 | 0 | 9.0358e-06 | 1.574e-07 | 0 | 0 | 0.00021776 | 7.6992e-05 | 0.0001781 | 0.00011314 | 8.1959e-05 | 0.00010122 | 0.00047557 | 0.00022946 | 0.00033095 | 0.00021464 | 0.00021442 | 0.00015133
0 | 0 | 8.1394e-06 | 1.8161e-07 | 0 | 0 | 0.00018873 | 7.8925e-05 | 0.00017568 | 5.2354e-05 | 8.0649e-05 | 9.939e-05 | 0.00018611 | 0.00027678 | 0.00021876 | 0.0001277 | 0.000224 | 0.00011265
0 | 0 | 8.1968e-06 | 1.7838e-07 | 0 | 0 | 0.0001969 | 7.5015e-05 | 0.00025384 | 8.0466e-05 | 8.0665e-05 | 9.3632e-05 | 0.00014996 | 0.00040363 | 7.3659e-05 | 7.3119e-05 | 0.00017797 | 0.00012713
0 | 0 | 8.215e-06 | 1.7838e-07 | 0 | 0 | 0.00021523 | 7.6084e-05 | 0.00016556 | 4.7646e-05 | 8.0074e-05 | 9.8646e-05 | 9.4087e-05 | 8.7389e-05 | 2.967e-05 | 3.4198e-05 | 0.00013888 | 1.1017e-05
0 | 0 | 6.916e-06 | 1.7838e-07 | 0 | 0 | 0.00012199 | 7.3798e-05 | 5.7497e-05 | 9.4761e-05 | 8.0191e-05 | 9.9046e-05 | 1.859e-05 | 9.1077e-05 | 7.2631e-05 | 3.5594e-05 | 0.00010561 | 6.6277e-05
0 | 0 | 5.8072e-07 | 1.8161e-07 | 0 | 0 | 6.6258e-05 | 7.6236e-05 | 6.5221e-05 | 5.5334e-05 | 8.001e-05 | 8.8702e-05 | 1.5504e-05 | 0.00010409 | 1.4929e-05 | 4.3112e-05 | 6.2397e-05 | 1.599e-06
0 | 0 | 4.8699e-07 | 1.9579e-07 | 0 | 0 | 4.1106e-05 | 7.5135e-05 | 0.00017854 | 4.3904e-05 | 8.0239e-05 | 8.7988e-05 | 4.8902e-05 | 9.5055e-05 | 1.0078e-05 | 2.937e-05 | 5.2033e-05 | 1.4739e-06
0 | 0 | 5.7008e-07 | 1.7707e-07 | 0 | 0 | 1.4297e-05 | 7.2724e-05 | 9.3205e-05 | 5.7786e-05 | 8.0372e-05 | 8.4655e-05 | 1.7016e-05 | 9.5105e-05 | 9.4322e-06 | 1.5987e-05 | 5.6811e-05 | 1.2602e-06
0 | 0 | 5.0513e-07 | 1.9826e-07 | 0 | 0 | 3.4489e-06 | 6.5116e-05 | 8.5584e-05 | 4.3123e-05 | 8.0191e-05 | 8.516e-05 | 6.6388e-06 | 8.9982e-05 | 1.1325e-05 | 1.189e-05 | 3.0533e-05 | 1.3822e-06
0 | 0 | 5.8072e-07 | 1.7556e-07 | 0 | 0 | 1.5003e-05 | 8.5395e-05 | 9.4918e-05 | 4.2484e-05 | 8.0127e-05 | 7.964e-05 | 3.103e-06 | 9.6288e-05 | 9.6096e-06 | 9.7893e-06 | 5.1337e-05 | 1.057e-06
0 | 0 | 5.8072e-07 | 2.0128e-07 | 0 | 0 | 1.5062e-05 | 7.0794e-05 | 0.00017564 | 4.3527e-05 | 7.9962e-05 | 8.4622e-05 | 8.2041e-06 | 8.2707e-05 | 8.1678e-06 | 1.0157e-05 | 6.7277e-05 | 1.1925e-06
0 | 0 | 4.8699e-07 | 1.8766e-07 | 0 | 0 | 3.7305e-05 | 6.5768e-05 | 0.00032333 | 6.1181e-05 | 0.00010421 | 8.1956e-05 | 2.7025e-05 | 7.9548e-05 | 1.5714e-05 | 1.1054e-05 | 6.4062e-05 | 4.8742e-05
0 | 0 | 6.2326e-07 | 1.8918e-07 | 0 | 0 | 8.5879e-05 | 7.8364e-05 | 0.00036254 | 6.3029e-05 | 0.00018508 | 8.7235e-05 | 4.7529e-05 | 0.00010637 | 6.3064e-05 | 0.00014962 | 0.00012979 | 6.7659e-05
0 | 0 | 5.3704e-07 | 1.8918e-07 | 0 | 0 | 9.8139e-05 | 7.1454e-05 | 0.00033785 | 9.0248e-05 | 0.0001565 | 8.5802e-05 | 0.00010151 | 9.3444e-05 | 0.0001018 | 0.00021028 | 0.00020762 | 5.5043e-05
0 | 0 | 6.4453e-07 | 9.5817e-07 | 0 | 0 | 0.00014903 | 7.0821e-05 | 0.00045399 | 0.00014787 | 0.0002131 | 9.1297e-05 | 0.0001073 | 0.00010749 | 0.00011554 | 4.3485e-05 | 0.00025189 | 6.7862e-05
0 | 1.0927e-06 | 5.8072e-07 | 1.6799e-07 | 0 | 0 | 0.00019137 | 6.7785e-05 | 0.00035316 | 0.00019675 | 0.00033627 | 9.3341e-05 | 0.00011167 | 0.0001835 | 7.6813e-05 | 2.9059e-05 | 0.00024442 | 3.6275e-05
0 | 0 | 3.2263e-06 | 1.801e-07 | 0 | 0 | 0.00028881 | 7.1191e-05 | 0.00020105 | 0.00016935 | 0.00042027 | 8.7481e-05 | 0.0001291 | 0.00018258 | 2.8776e-05 | 2.619e-05 | 0.00019241 | 1.9378e-06
1.5158e-05 | 0 | 9.9353e-06 | 1.5437e-07 | 0 | 0 | 0.00024716 | 7.3832e-05 | 0.00019922 | 0.00014644 | 0.00035174 | 8.8542e-05 | 0.00012186 | 8.4369e-05 | 8.4608e-05 | 1.8256e-05 | 0.00011915 | 2.2088e-06
0 | 0 | 8.5128e-06 | 5.0365e-07 | 0 | 0 | 0.00015582 | 7.9601e-05 | 0.00019581 | 5.8813e-05 | 0.00017604 | 9.0681e-05 | 0.00013677 | 4.7829e-05 | 0.00021764 | 1.6248e-05 | 0.00012569 | 2.5475e-06
0 | 0 | 8.8306e-06 | 2.026e-07 | 0 | 0 | 0.00017798 | 7.6169e-05 | 0.00016345 | 0.00011545 | 8.803e-05 | 9.1383e-05 | 0.00013015 | 0.00020179 | 0.00014671 | 3.5673e-05 | 0.00010591 | 3.2617e-05
9.6708e-07 | 0 | 1.1446e-06 | 1.921e-07 | 0 | 0 | 0.00018436 | 8.2259e-05 | 0.00013987 | 0.00012901 | 1.6908e-05 | 0.00010501 | 0.0001065 | 0.0002865 | 0.00015909 | 3.6986e-05 | 9.5266e-05 | 0.00015158
0 | 0 | 8.4972e-07 | 1.8887e-07 | 0 | 0 | 0.00016279 | 7.5234e-05 | 0.00014697 | 7.7022e-05 | 6.6995e-06 | 9.5364e-05 | 0.00019143 | 0.0003646 | 0.00017225 | 3.1472e-05 | 9.247e-05 | 1.87e-06
0 | 0 | 1.2236e-06 | 2.0421e-07 | 0 | 0 | 0.00015381 | 7.4514e-05 | 0.0002443 | 8.1434e-05 | 1.1982e-06 | 9.5977e-05 | 0.00022403 | 0.00019603 | 0.00022965 | 4.2968e-05 | 0.00012234 | 9.7565e-07
0 | 0 | 8.1572e-06 | 1.7677e-07 | 0 | 1.6711e-06 | 0.00019238 | 8.5809e-05 | 0.00011821 | 0.00017552 | 3.2752e-06 | 0.00010442 | 0.00057456 | 0.00017684 | 0.00045863 | 5.1183e-05 | 0.00018304 | 0.0001136
0 | 0 | 7.6677e-06 | 1.9372e-07 | 0 | 1.9497e-06 | 0.00023345 | 6.6585e-05 | 0.00021368 | 0.00015864 | 3.1687e-06 | 0.00010576 | 0.00049992 | 0.0001891 | 0.00033328 | 0.0001313 | 0.00023635 | 6.6304e-05
0 | 0 | 7.3186e-06 | 1.574e-07 | 0 | 2.7852e-06 | 0.00020698 | 8.2045e-05 | 0.00030327 | 0.00028605 | 8.8808e-06 | 0.00010012 | 0.00033783 | 0.00011314 | 0.00016037 | 4.7672e-05 | 0.00021934 | 3.1627e-05
0 | 0 | 7.4356e-06 | 1.5417e-07 | 0 | 1.1141e-06 | 0.00021979 | 7.9763e-05 | 0.00024358 | 7.8919e-05 | 3.2752e-06 | 0.00010046 | 0.00023085 | 0.00011118 | 4.437e-05 | 5.3627e-05 | 0.00014126 | 4.5273e-05
0 | 0 | 7.1993e-06 | 1.6627e-07 | 0 | 3.3423e-06 | 0.00016395 | 7.627e-05 | 0.00022003 | 9.9296e-05 | 3.2219e-06 | 0.00010182 | 0.000111 | 0.00031274 | 4.9728e-05 | 6.7033e-05 | 0.00013671 | 3.2291e-05
0 | 0 | 6.7276e-06 | 1.4206e-07 | 0 | 8.3557e-07 | 0.00010463 | 7.5612e-05 | 0.00017841 | 8.1767e-05 | 3.1953e-06 | 9.6002e-05 | 5.015e-05 | 0.00019688 | 5.6735e-05 | 6.1941e-05 | 0.00014705 | 6.6168e-05
0 | 0 | 6.93e-06 | 1.8161e-07 | 0 | 0 | 4.6553e-05 | 7.3824e-05 | 0.00012404 | 6.815e-05 | 3.2485e-06 | 8.7493e-05 | 5.8506e-05 | 4.8711e-05 | 3.7434e-05 | 2.3902e-05 | 9.3104e-05 | 9.2321e-05
0 | 0 | 4.9541e-06 | 1.7158e-07 | 0 | 0 | 2.8893e-05 | 7.7541e-05 | 0.00010819 | 7.8125e-05 | 3.2044e-06 | 8.5266e-05 | 6.794e-06 | 5.4689e-05 | 9.5112e-06 | 1.4044e-05 | 3.5954e-05 | 1.8063e-05
0 | 0 | 2.7727e-06 | 1.7707e-07 | 0 | 0 | 2.2094e-05 | 6.8547e-05 | 0.00010685 | 4.9493e-05 | 3.1687e-06 | 8.3325e-05 | 2.5017e-05 | 5.3871e-05 | 1.8583e-05 | 1.2669e-05 | 4.2174e-05 | 1.2602e-06
0 | 0 | 2.6971e-06 | 1.7404e-07 | 0 | 0 | 1.9623e-05 | 7.281e-05 | 0.00011421 | 4.0035e-05 | 3.2485e-06 | 8.1935e-05 | 4.1711e-05 | 5.44e-05 | 1.1227e-05 | 1.2698e-05 | 3.4062e-05 | 1.4635e-06
0 | 0 | 2.679e-06 | 1.6345e-07 | 0 | 0 | 6.2173e-06 | 7.8311e-05 | 0.00014533 | 3.852e-05 | 3.142e-06 | 8.3196e-05 | 2.9592e-05 | 5.6174e-05 | 9.6586e-06 | 1.1901e-05 | 4.4217e-05 | 2.141e-06
0 | 0 | 2.6971e-06 | 1.7707e-07 | 0 | 0 | 9.4558e-06 | 6.9261e-05 | 0.00025878 | 3.6006e-05 | 3.2219e-06 | 8.4214e-05 | 3.8028e-06 | 6.2908e-05 | 8.1187e-06 | 1.3299e-05 | 3.8112e-05 | 1.2467e-06
0 | 0 | 2.7834e-06 | 1.6345e-07 | 0 | 0 | 2.2855e-05 | 6.8459e-05 | 0.00029487 | 3.9728e-05 | 2.7852e-05 | 8.3667e-05 | 1.1539e-05 | 5.5847e-05 | 2.1798e-05 | 2.3534e-05 | 6.8312e-05 | 1.5312e-06
0 | 0 | 2.6216e-06 | 1.7707e-07 | 0 | 0 | 6.4762e-05 | 6.3734e-05 | 0.00040576 | 4.5297e-05 | 0.00010784 | 8.271e-05 | 6.1634e-05 | 5.5809e-05 | 6.8914e-05 | 2.0237e-05 | 0.0001133 | 2.0055e-06
0 | 0 | 2.9004e-06 | 1.4075e-07 | 0 | 0 | 9.4937e-05 | 7.3297e-05 | 0.00046835 | 0.00013188 | 0.00014797 | 8.403e-05 | 8.8315e-05 | 5.6615e-05 | 0.00012165 | 1.7844e-05 | 0.00016476 | 1.7345e-06
0 | 0 | 2.8909e-06 | 1.4377e-07 | 0 | 0 | 0.0001715 | 7.5688e-05 | 0.00054059 | 0.00013525 | 0.00022447 | 8.6994e-05 | 0.00012988 | 9.3549e-05 | 0.00012471 | 5.6831e-05 | 0.00019368 | 0.00046113
0 | 0 | 3.0644e-06 | 1.3167e-07 | 0 | 0 | 0.00026939 | 6.606e-05 | 0.00034751 | 8.7422e-05 | 0.00034479 | 9.2872e-05 | 0.00013034 | 6.3059e-05 | 0.00013362 | 5.8978e-05 | 0.00018767 | 0.00043864
0 | 0 | 1.0726e-05 | 2.8467e-07 | 0 | 0 | 0.00027593 | 7.6759e-05 | 0.00024272 | 0.00010928 | 0.00041913 | 9.0594e-05 | 0.00017293 | 5.5835e-05 | 0.00018329 | 4.6518e-05 | 0.0002271 | 0.00013183
0 | 0 | 1.0254e-05 | 1.5437e-07 | 0 | 0 | 0.00022536 | 7.1478e-05 | 0.00017618 | 0.00018826 | 0.00029261 | 9.0048e-05 | 0.00020278 | 6.2757e-05 | 0.0002761 | 3.4486e-05 | 0.00018417 | 0.00068886
0 | 0 | 8.3434e-06 | 4.9154e-07 | 0 | 0 | 0.00024299 | 7.7087e-05 | 0.00013202 | 0.00011283 | 0.0001804 | 9.0145e-05 | 0.00016731 | 5.4979e-05 | 0.0002366 | 4.3694e-05 | 0.00014092 | 0.00034908
0 | 0 | 7.5151e-06 | 1.7838e-07 | 0 | 0 | 0.00020325 | 7.682e-05 | 0.00013321 | 7.3145e-05 | 0.00011517 | 9.4067e-05 | 0.00011901 | 0.00020302 | 0.00014973 | 4.0876e-05 | 9.4793e-05 | 0.00010289
0 | 0 | 7.3502e-06 | 1.6789e-07 | 0 | 0 | 0.00016155 | 7.3161e-05 | 0.0002069 | 8.5281e-05 | 6.0772e-05 | 9.3526e-05 | 0.00015735 | 0.00027065 | 9.6124e-05 | 1.8933e-05 | 0.00012278 | 4.4406e-05
0 | 0 | 4.2614e-06 | 1.4044e-07 | 0 | 0 | 0.00021013 | 8.0602e-05 | 0.00013378 | 6.006e-05 | 4.058e-05 | 9.0718e-05 | 0.00018498 | 0.00033083 | 8.7914e-05 | 2.6418e-05 | 0.00010351 | 0.00017479
0 | 0 | 9.0042e-07 | 1.5578e-07 | 0 | 0 | 0.00021475 | 8.6899e-05 | 0.00014578 | 0.00021958 | 5.0326e-06 | 0.00010042 | 0.0002493 | 0.00019192 | 0.00019238 | 3.1212e-05 | 0.00017145 | 0.00018258
0 | 0 | 5.8034e-07 | 1.6466e-07 | 0 | 0 | 0.00025774 | 7.4352e-05 | 0.00015038 | 0.00021892 | 3.2752e-06 | 0.00010589 | 0.00040139 | 0.00021073 | 0.00056335 | 3.5918e-05 | 0.00019885 | 0.00011533
0 | 0 | 7.9776e-06 | 1.695e-07 | 0 | 0 | 0.00014877 | 8.7832e-05 | 0.00023755 | 0.00020353 | 3.3018e-06 | 0.00010057 | 0.00034447 | 0.00015334 | 0.00026151 | 5.2009e-05 | 0.0002291 | 0.0001014
0 | 0 | 8.4449e-06 | 1.8161e-07 | 0 | 0 | 0.00015113 | 7.8357e-05 | 0.00035387 | 0.00011447 | 3.2485e-06 | 9.8294e-05 | 0.00029851 | 0.00012677 | 0.00010308 | 6.1292e-05 | 0.00023836 | 3.4446e-05
0 | 0 | 8.215e-06 | 1.5417e-07 | 0 | 0 | 0.00018512 | 7.5631e-05 | 0.00043054 | 5.9e-05 | 3.2752e-06 | 9.7461e-05 | 0.00019381 | 0.00013018 | 4.9028e-05 | 6.1714e-05 | 0.00015509 | 4.6518e-06
0 | 0 | 5.5693e-06 | 1.6627e-07 | 0 | 0 | 0.00011038 | 7.3261e-05 | 0.00025126 | 5.689e-05 | 3.1953e-06 | 9.6839e-05 | 0.0001255 | 7.7748e-05 | 9.0209e-05 | 6.9915e-05 | 0.00016117 | 5.1195e-05
0 | 0 | 2.7837e-07 | 1.7838e-07 | 0 | 0 | 0.00016974 | 7.1087e-05 | 0.00020311 | 0.00010635 | 3.1953e-06 | 9.1791e-05 | 0.00010747 | 6.6382e-05 | 3.1031e-05 | 4.918e-05 | 7.3591e-05 | 1.3822e-06
0 | 0 | 2.496e-07 | 1.574e-07 | 0 | 0 | 0.00010506 | 6.468e-05 | 0.00016217 | 5.343e-05 | 3.1953e-06 | 8.9479e-05 | 8.9091e-05 | 8.9693e-05 | 1.4718e-05 | 3.3635e-05 | 0.00010655 | 0.00010712
0 | 0 | 2.7112e-07 | 1.8369e-07 | 0 | 0 | 7.2064e-05 | 7.4178e-05 | 0.00019215 | 5.0951e-05 | 3.2151e-06 | 8.43e-05 | 8.2499e-05 | 7.6112e-05 | 9.7916e-06 | 1.258e-05 | 6.235e-05 | 7.6684e-05
0 | 0 | 2.7716e-07 | 1.6496e-07 | 0 | 0 | 3.683e-05 | 7.5767e-05 | 0.00019613 | 6.8007e-05 | 3.2432e-06 | 8.4352e-05 | 7.5381e-05 | 8.8671e-05 | 2.2402e-05 | 1.0897e-05 | 2.8542e-05 | 4.9896e-05
0 | 0 | 2.7595e-07 | 1.8615e-07 | 0 | 0 | 7.9013e-06 | 7.4993e-05 | 0.00020429 | 5.397e-05 | 3.1598e-06 | 8.3175e-05 | 6.6333e-05 | 7.7212e-05 | 1.1248e-05 | 1.1193e-05 | 3.8551e-05 | 1.9784e-06
0 | 0 | 2.6774e-07 | 1.6345e-07 | 0 | 0 | 4.5073e-06 | 7.0226e-05 | 0.00022674 | 4.98e-05 | 3.2468e-06 | 8.6236e-05 | 2.2953e-05 | 9.1374e-05 | 9.6341e-06 | 1.134e-05 | 3.969e-05 | 4.8937e-05
0 | 0 | 2.7958e-07 | 1.7707e-07 | 0 | 0 | 1.2615e-05 | 7.4366e-05 | 0.000321 | 4.8865e-05 | 3.2095e-06 | 8.752e-05 | 3.306e-05 | 9.1375e-05 | 8.2499e-06 | 1.3477e-05 | 5.5404e-05 | 1.9161e-06
0 | 0 | 2.7595e-07 | 1.7556e-07 | 0 | 0 | 1.4497e-05 | 6.8367e-05 | 0.0003533 | 7.0681e-05 | 3.2308e-06 | 8.373e-05 | 2.7532e-05 | 7.4151e-05 | 3.7671e-05 | 1.4165e-05 | 6.8857e-05 | 4.4528e-05
0 | 0 | 2.9964e-07 | 1.7707e-07 | 0 | 0 | 7.8496e-05 | 6.627e-05 | 0.00040733 | 8.3336e-05 | 6.7321e-05 | 8.8668e-05 | 4.8931e-05 | 7.8126e-05 | 4.1348e-05 | 3.9124e-05 | 0.00013825 | 2.3949e-06
0 | 0 | 3.753e-07 | 1.2864e-07 | 0 | 0 | 8.5578e-05 | 6.9164e-05 | 0.00045703 | 6.3212e-05 | 0.00010886 | 8.4343e-05 | 7.6939e-05 | 6.5451e-05 | 8.0878e-05 | 6.8456e-05 | 0.00017029 | 1.346e-05
0 | 0 | 2.9384e-07 | 1.4377e-07 | 1.2676e-06 | 0 | 0.00015189 | 6.4613e-05 | 0.00053269 | 0.00015136 | 0.00019436 | 8.7189e-05 | 9.3138e-05 | 0.00012953 | 0.00016847 | 4.4158e-05 | 0.00018381 | 3.9655e-05
0 | 0 | 2.7992e-07 | 1.5588e-07 | 2.5894e-06 | 2.0332e-05 | 0.00020495 | 8.2476e-05 | 0.00051753 | 0.00011016 | 0.0003039 | 8.6246e-05 | 9.7328e-05 | 7.5654e-05 | 9.8238e-05 | 3.3599e-05 | 0.00018824 | 7.5483e-05
6.0773e-06 | 0 | 5.0943e-07 | 1.6799e-07 | 0 | 0 | 0.0002455 | 6.45e-05 | 0.0003797 | 9.3019e-05 | 0.00037614 | 8.8249e-05 | 0.00016707 | 7.8883e-05 | 0.0001014 | 3.9545e-05 | 0.00019582 | 0.00011295
7.2928e-06 | 0 | 9.7802e-06 | 1.7858e-07 | 0 | 0 | 0.0002841 | 7.7907e-05 | 0.00023977 | 0.00055274 | 0.0003642 | 9.0323e-05 | 0.00014284 | 8.9065e-05 | 0.00014318 | 4.4546e-05 | 0.0001771 | 9.7171e-05
1.2155e-06 | 0 | 8.2618e-06 | 4.9154e-07 | 0 | 0 | 0.0002051 | 7.8901e-05 | 0.0001388 | 0.00013661 | 0.0002448 | 9.115e-05 | 0.00015028 | 7.3166e-05 | 5.0631e-05 | 3.1464e-05 | 0.00015695 | 9.2651e-05
0 | 0 | 7.3607e-06 | 2.026e-07 | 0 | 0 | 0.00022001 | 6.9477e-05 | 0.00014685 | 0.00014031 | 0.00013284 | 9.2704e-05 | 0.00011996 | 0.00026747 | 0.00014101 | 2.5516e-05 | 0.00013241 | 2.9486e-06
0 | 0 | 6.2941e-06 | 1.921e-07 | 0 | 0 | 0.00015562 | 8.0505e-05 | 0.00020783 | 0.00011336 | 6.0444e-05 | 9.3121e-05 | 0.0001716 | 0.00031671 | 0.00013225 | 2.3776e-05 | 5.9925e-05 | 8.8296e-06
2.4309e-06 | 0 | 6.8196e-06 | 2.0098e-07 | 0 | 0 | 0.00015466 | 7.7642e-05 | 0.00020489 | 9.5436e-05 | 4.2444e-05 | 0.00010396 | 0.00027197 | 0.00042408 | 0.00011143 | 2.5573e-05 | 0.00010166 | 7.527e-05
1.7017e-05 | 0 | 7.9731e-06 | 1.6789e-07 | 0 | 0 | 0.00013701 | 8.3216e-05 | 0.00024305 | 0.00014261 | 6.0481e-05 | 0.00010383 | 0.00031367 | 0.00025145 | 0.00017279 | 4.0085e-05 | 0.00014977 | 5.8207e-05
0 | 0 | 6.4598e-06 | 2.6321e-06 | 0 | 0 | 0.00017907 | 7.9505e-05 | 0.00017754 | 0.00019827 | 0.00012354 | 0.00010943 | 0.00048537 | 0.00022252 | 0.00033058 | 5.7608e-05 | 0.00017889 | 0.00012242
0 | 0 | 6.9428e-06 | 1.8161e-07 | 0 | 0 | 0.00018767 | 6.8677e-05 | 0.00028168 | 0.00019334 | 5.5712e-05 | 0.00011461 | 0.00054689 | 0.00019029 | 0.00029398 | 8.2562e-05 | 0.00020546 | 0.00020148
0 | 0 | 8.933e-06 | 1.574e-07 | 0 | 0 | 0.00018704 | 8.1947e-05 | 0.00034109 | 0.00013762 | 9.7607e-05 | 0.00011147 | 0.00025064 | 0.0001399 | 0.00013167 | 6.0262e-05 | 0.00017051 | 8.1827e-05
0 | 0 | 8.2114e-06 | 1.7838e-07 | 0 | 0 | 0.00020315 | 6.9027e-05 | 0.00037121 | 5.394e-05 | 9.7339e-05 | 0.00010261 | 0.0001986 | 0.00013845 | 6.5222e-05 | 5.7277e-05 | 0.00017034 | 6.002e-05
0 | 0 | 8.1276e-06 | 1.6627e-07 | 0 | 0 | 0.00017192 | 7.6114e-05 | 0.00025054 | 8.6858e-05 | 9.6473e-05 | 0.00010439 | 8.5337e-05 | 8.5446e-05 | 5.917e-05 | 8.1772e-05 | 0.00014021 | 7.4067e-05
0 | 0 | 7.4587e-06 | 1.6627e-07 | 0 | 0 | 0.0001473 | 7.5901e-05 | 0.00018612 | 6.3652e-05 | 9.6633e-05 | 9.8509e-05 | 4.579e-05 | 0.00010383 | 3.4718e-05 | 6.5706e-05 | 8.4264e-05 | 0.00013527
0 | 0 | 3.5272e-07 | 1.8161e-07 | 0 | 0 | 8.9178e-05 | 7.0608e-05 | 0.00022082 | 5.0328e-05 | 9.6034e-05 | 8.9991e-05 | 2.8515e-05 | 9.9611e-05 | 2.8761e-05 | 3.489e-05 | 8.2033e-05 | 4.3924e-05
0 | 0 | 2.6272e-07 | 1.8369e-07 | 0 | 0 | 6.7993e-05 | 7.476e-05 | 0.00022043 | 8.5464e-05 | 9.607e-05 | 8.8833e-05 | 1.8281e-05 | 0.00012621 | 3.0346e-05 | 1.3063e-05 | 5.0246e-05 | 1.7047e-05
0 | 0 | 2.7716e-07 | 1.7707e-07 | 0 | 0 | 1.4767e-05 | 6.7553e-05 | 0.00023726 | 3.6594e-05 | 9.5816e-05 | 8.6779e-05 | 2.2992e-05 | 8.6556e-05 | 9.3095e-06 | 1.0644e-05 | 4.5365e-05 | 5.4544e-05
0 | 0 | 2.7595e-07 | 1.7404e-07 | 0 | 0 | 7.8336e-06 | 6.5883e-05 | 0.00024076 | 3.785e-05 | 9.5722e-05 | 8.3396e-05 | 2.4962e-05 | 0.00011296 | 1.1395e-05 | 1.094e-05 | 3.3787e-05 | 1.9107e-06
0 | 0 | 2.6774e-07 | 1.6345e-07 | 0 | 0 | 2.2123e-06 | 7.2575e-05 | 0.00030647 | 3.8859e-05 | 9.5745e-05 | 8.1509e-05 | 1.604e-05 | 0.00011502 | 9.5605e-06 | 1.1846e-05 | 3.9423e-05 | 1.5095e-06
0 | 0 | 2.7958e-07 | 1.8918e-07 | 0 | 0 | 3.6646e-06 | 6.6798e-05 | 0.00034776 | 4.1331e-05 | 9.5607e-05 | 8.4279e-05 | 2.2112e-05 | 0.00012857 | 8.2744e-06 | 1.3427e-05 | 5.5067e-05 | 1.374e-06
0 | 0 | 2.8659e-07 | 1.7556e-07 | 0 | 0 | 3.8032e-05 | 6.4158e-05 | 0.00041536 | 7.0057e-05 | 0.0001265 | 8.18e-05 | 2.5733e-05 | 0.00010319 | 2.4104e-05 | 1.4022e-05 | 7.3325e-05 | 1.3686e-06
0 | 0 | 3.4219e-07 | 1.7707e-07 | 0 | 0 | 3.3797e-05 | 7.632e-05 | 0.00049679 | 0.0001154 | 0.00020105 | 7.9448e-05 | 6.3929e-05 | 9.6062e-05 | 7.8202e-05 | 3.9315e-05 | 0.0001229 | 2.0561e-06
0 | 0 | 2.7958e-07 | 1.6496e-07 | 0 | 0 | 7.4816e-05 | 6.4778e-05 | 0.00047272 | 0.0001147 | 0.00024093 | 8.322e-05 | 7.6256e-05 | 0.00011191 | 0.00020331 | 7.0858e-05 | 0.00023259 | 3.1158e-05
0 | 0 | 2.8321e-07 | 1.3167e-07 | 0 | 0 | 0.00016826 | 5.7556e-05 | 0.00048977 | 0.00015014 | 0.00029344 | 8.898e-05 | 9.3002e-05 | 0.00011338 | 0.00026891 | 3.9947e-05 | 0.0002497 | 0.00016332
0 | 0 | 2.8417e-07 | 1.4377e-07 | 0 | 0 | 0.0002878 | 7.0553e-05 | 0.00052123 | 0.00010442 | 0.00043421 | 9.2265e-05 | 0.00010495 | 9.8788e-05 | 0.00016879 | 3.7994e-05 | 0.00028119 | 0.00017318
4.9584e-06 | 4.0404e-07 | 2.7595e-07 | 1.6799e-07 | 0 | 0 | 0.00033056 | 7.3938e-05 | 0.00045002 | 0.00011006 | 0.00050563 | 8.8865e-05 | 0.00010947 | 9.4944e-05 | 0.0001197 | 3.8086e-05 | 0.0002061 | 0.00030098
0 | 0 | 6.3772e-07 | 1.7858e-07 | 0 | 0 | 0.00026148 | 6.3475e-05 | 0.00040726 | 0.00016746 | 0.00045864 | 9.7643e-05 | 0.00019015 | 0.00010961 | 0.0001358 | 2.2774e-05 | 0.00014761 | 0.00032333
0 | 0 | 9.618e-07 | 4.9154e-07 | 0 | 0 | 0.0002097 | 7.7072e-05 | 0.00033931 | 8.6263e-05 | 0.00032084 | 0.00010747 | 0.00012465 | 9.6288e-05 | 9.1655e-05 | 3.3967e-05 | 0.00012091 | 0.00024542
0 | 0 | 1.0468e-06 | 2.026e-07 | 0 | 0 | 0.00022996 | 7.5511e-05 | 0.0002798 | 6.379e-05 | 0.00022909 | 0.00010043 | 0.0002302 | 0.00030192 | 8.9258e-05 | 2.9713e-05 | 0.00013565 | 0.00022693
0 | 0 | 9.665e-07 | 1.921e-07 | 0 | 0 | 0.00018655 | 7.5216e-05 | 0.00021535 | 6.9464e-05 | 0.000138 | 9.0165e-05 | 0.00018312 | 0.00045378 | 4.743e-05 | 2.3287e-05 | 8.6953e-05 | 4.0823e-05
0 | 0 | 7.5336e-07 | 2.0098e-07 | 0 | 0 | 0.00019115 | 8.3063e-05 | 0.00013974 | 0.00010363 | 9.3276e-05 | 0.00010548 | 0.00022339 | 0.00040187 | 8.8289e-05 | 2.6189e-05 | 0.00010057 | 1.1039e-05
0 | 0 | 5.7467e-07 | 2.1412e-07 | 0 | 0 | 0.0002465 | 7.489e-05 | 0.00017901 | 0.0001278 | 9.3473e-05 | 9.9294e-05 | 0.00022613 | 0.00019451 | 0.00022151 | 4.0256e-05 | 0.00011957 | 1.9032e-05
0 | 0 | 5.1855e-06 | 1.7677e-07 | 0 | 1.1141e-06 | 0.00019401 | 7.7843e-05 | 0.00030238 | 0.00010619 | 9.2063e-05 | 0.00010162 | 0.00037519 | 0.00016906 | 0.00023149 | 4.9776e-05 | 0.00012349 | 1.4339e-05
0 | 0 | 9.9876e-06 | 1.695e-07 | 0 | 2.0611e-05 | 0.0001908 | 7.9735e-05 | 0.00043425 | 0.00021223 | 5.419e-05 | 0.00010427 | 0.00043192 | 0.00013206 | 0.00014328 | 9.9149e-05 | 0.00016904 | 6.6858e-05
0 | 0 | 8.653e-06 | 1.695e-07 | 0 | 9.1913e-06 | 0.00014022 | 7.3762e-05 | 0.00043968 | 0.00012431 | 3.2077e-06 | 0.00010294 | 0.00022525 | 0.00010896 | 5.7911e-05 | 5.924e-05 | 0.00015699 | 0.00016203
0 | 0 | 8.0846e-06 | 1.6627e-07 | 0 | 8.6343e-06 | 0.00012559 | 8.4836e-05 | 0.00053153 | 0.00010436 | 3.158e-06 | 0.00010267 | 0.00020023 | 8.0718e-05 | 5.6733e-05 | 5.9469e-05 | 0.00011295 | 0.00017757
0 | 0 | 7.8358e-06 | 1.6627e-07 | 0 | 6.9631e-06 | 0.00011995 | 7.7645e-05 | 0.00044657 | 6.2574e-05 | 3.2184e-06 | 0.00010862 | 4.722e-05 | 9.9996e-05 | 4.9119e-05 | 7.488e-05 | 0.00013599 | 5.7039e-06
0 | 0 | 7.2181e-06 | 1.6627e-07 | 0 | 2.5067e-06 | 6.5382e-05 | 7.1189e-05 | 0.00027364 | 6.1341e-05 | 3.2077e-06 | 9.4011e-05 | 8.0913e-05 | 7.4297e-05 | 1.8109e-05 | 6.4231e-05 | 0.00012332 | 3.6831e-06
0 | 0 | 4.9635e-06 | 1.695e-07 | 0 | 7.5202e-06 | 6.6279e-05 | 7.1263e-05 | 0.00024724 | 3.8821e-05 | 3.2059e-06 | 8.6705e-05 | 3.3184e-05 | 9.5961e-05 | 1.7746e-05 | 3.4837e-05 | 6.3049e-05 | 1.8216e-06
0 | 0 | 2.7535e-07 | 1.7469e-07 | 0 | 1.1141e-06 | 3.9412e-05 | 7.5518e-05 | 0.00021841 | 3.8343e-05 | 3.3551e-06 | 9.1383e-05 | 3.1487e-05 | 6.2644e-05 | 2.0862e-05 | 2.8605e-05 | 4.7848e-05 | 4.3701e-06
0 | 0 | 2.7246e-07 | 1.6604e-07 | 0 | 0 | 1.5037e-05 | 6.9067e-05 | 0.00021935 | 5.1366e-05 | 3.2574e-06 | 8.6036e-05 | 2.2688e-05 | 7.1719e-05 | 9.0283e-06 | 2.5933e-05 | 4.0823e-05 | 4.7712e-05
0 | 0 | 2.8074e-07 | 1.5913e-07 | 0 | 8.3557e-07 | 8.1609e-06 | 7.7187e-05 | 0.00018822 | 4.5869e-05 | 3.2574e-06 | 8.4032e-05 | 2.2688e-05 | 6.6193e-05 | 1.7697e-05 | 1.6407e-05 | 5.3389e-05 | 1.3144e-06
0 | 0 | 2.7535e-07 | 1.7469e-07 | 0 | 1.1141e-06 | 1.6563e-06 | 7.0161e-05 | 0.00012003 | 3.9275e-05 | 3.284e-06 | 7.7708e-05 | 4.1893e-05 | 0.00010228 | 4.3007e-05 | 1.1349e-05 | 3.5149e-05 | 1.4364e-06
0 | 0 | 3.3273e-07 | 1.695e-07 | 0 | 5.5705e-07 | 4.0435e-06 | 6.9793e-05 | 0.00015158 | 4.7243e-05 | 3.284e-06 | 8.6755e-05 | 2.127e-06 | 7.0347e-05 | 2.105e-05 | 1.1814e-05 | 4.4021e-05 | 1.2331e-06
0 | 0 | 3.6415e-07 | 1.6604e-07 | 0 | 0 | 2.8334e-05 | 7.2483e-05 | 0.00021174 | 0.00015981 | 3.1775e-06 | 8.2019e-05 | 3.2816e-06 | 8.5363e-05 | 2.253e-05 | 1.179e-05 | 4.73e-05 | 1.2196e-06
0 | 0 | 2.9964e-07 | 1.5048e-07 | 0 | 0 | 3.7463e-05 | 7.1513e-05 | 0.00036917 | 0.00018251 | 6.9728e-05 | 8.1639e-05 | 2.452e-05 | 7.2537e-05 | 2.1778e-05 | 1.1749e-05 | 7.6091e-05 | 1.9649e-06
0 | 0 | 2.9964e-07 | 1.2626e-07 | 0 | 0 | 8.105e-05 | 6.9059e-05 | 0.00041752 | 7.2006e-05 | 0.00011041 | 8.7675e-05 | 0.00011076 | 8.778e-05 | 5.9221e-05 | 2.2484e-05 | 0.00013697 | 2.1952e-06
0 | 0 | 6.0547e-07 | 1.695e-07 | 0 | 6.9631e-06 | 0.0001372 | 6.9355e-05 | 0.00056044 | 0.00023189 | 0.00028727 | 9.1201e-05 | 0.00016672 | 0.00010634 | 0.00029018 | 3.4439e-05 | 0.00017719 | 8.078e-05
0 | 0 | 2.7232e-07 | 1.6258e-07 | 0 | 3.1195e-05 | 0.00026854 | 7.6778e-05 | 0.00034467 | 0.00024706 | 0.00043338 | 9.5036e-05 | 0.0001908 | 9.3129e-05 | 0.00032845 | 8.6117e-05 | 0.00025615 | 0.00020475
0 | 0 | 8.7411e-06 | 1.8161e-07 | 0 | 3.774e-05 | 0.00040353 | 7.8268e-05 | 0.00030024 | 0.00016707 | 0.0004629 | 0.00010847 | 0.0002808 | 6.3701e-05 | 0.00016181 | 9.7018e-05 | 0.00029626 | 0.00023487
0 | 0 | 8.2026e-07 | 2.0237e-07 | 0 | 1.6851e-05 | 0.0004568 | 7.5916e-05 | 0.0001789 | 0.00020477 | 0.0004763 | 0.00011706 | 0.00044366 | 0.00012978 | 0.0002414 | 8.3434e-05 | 0.00024522 | 0.00017173
0 | 0 | 1.0384e-05 | 1.9026e-07 | 0 | 1.3926e-06 | 0.00031137 | 7.5561e-05 | 0.00014373 | 0.00024368 | 0.00033832 | 0.00012058 | 0.00039255 | 0.00010011 | 0.00048069 | 0.00010383 | 0.00026858 | 0.00015014
0 | 0 | 9.4341e-06 | 1.9026e-07 | 0 | 0 | 0.00034609 | 7.3468e-05 | 0.00023082 | 0.00012929 | 0.00021397 | 0.00010711 | 0.00032139 | 0.00022096 | 0.00032923 | 6.9402e-05 | 0.00015985 | 0.00010216
0 | 0 | 6.2524e-06 | 1.695e-07 | 0 | 2.7852e-06 | 0.00028767 | 7.5509e-05 | 0.00014058 | 0.0001306 | 0.00012925 | 0.00010823 | 0.00060146 | 0.00030309 | 0.00038336 | 5.6448e-05 | 0.0001385 | 5.4027e-05
0 | 0 | 5.8641e-06 | 1.9026e-07 | 0 | 4.3171e-06 | 0.00022804 | 8.7612e-05 | 0.00015105 | 0.00010598 | 9.1614e-05 | 0.00011064 | 0.00049132 | 0.00035785 | 0.00026879 | 5.8957e-05 | 0.00016549 | 3.1801e-05
0 | 0 | 6.1503e-06 | 1.8161e-07 | 0 | 2.3675e-06 | 0.0002861 | 8.1441e-05 | 0.00014157 | 9.2451e-05 | 8.993e-05 | 0.00010719 | 0.00042983 | 0.00022991 | 0.00025433 | 0.00011497 | 0.00020917 | 2.4315e-05
0 | 0 | 5.8509e-06 | 1.7815e-07 | 0 | 0 | 0.00017374 | 8.9593e-05 | 0.0001709 | 0.00013601 | 9.0436e-05 | 0.00010837 | 0.00063235 | 0.00022876 | 0.00043989 | 7.8743e-05 | 0.00014149 | 5.2843e-05
0 | 0 | 5.8657e-06 | 1.9026e-07 | 0 | 2.7852e-07 | 0.00011193 | 7.3632e-05 | 0.00031686 | 0.00011505 | 9.0775e-05 | 0.00011429 | 0.00054176 | 0.00019983 | 0.00024389 | 4.7507e-05 | 0.00015859 | 1.0163e-06
0 | 0 | 6.0865e-06 | 1.6604e-07 | 0 | 9.7484e-07 | 9.2469e-05 | 8.4222e-05 | 0.00026683 | 0.00020486 | 9.0973e-05 | 0.00011018 | 0.00049536 | 0.00026053 | 0.00011437 | 3.5921e-05 | 0.00015469 | 7.9882e-06
0 | 0 | 6.4628e-06 | 1.4183e-07 | 0 | 9.7484e-07 | 8.8485e-05 | 6.971e-05 | 0.00025436 | 7.2763e-05 | 9.0901e-05 | 0.000109 | 0.00019806 | 0.0002209 | 5.6441e-05 | 3.5503e-05 | 0.00013549 | 7.0212e-06
0 | 0 | 6.4917e-06 | 1.3318e-07 | 0 | 5.5705e-07 | 9.5419e-05 | 7.8575e-05 | 0.00024542 | 0.00011844 | 9.0912e-05 | 0.00010884 | 0.00013947 | 0.00015215 | 8.4542e-05 | 5.8778e-05 | 9.717e-05 | 1.0002e-05
0 | 0 | 6.4096e-06 | 1.695e-07 | 0 | 2.7852e-07 | 9.2814e-05 | 7.6314e-05 | 0.00024722 | 5.5359e-05 | 8.9851e-05 | 0.00010326 | 0.00016517 | 0.00018833 | 0.00014783 | 3.651e-05 | 0.00012581 | 7.1165e-05
0 | 0 | 6.23e-06 | 1.6604e-07 | 0 | 5.1527e-06 | 9.3034e-05 | 7.8021e-05 | 0.00020732 | 4.1036e-05 | 1.6071e-05 | 0.00010053 | 0.00013474 | 0.00014849 | 3.1583e-05 | 2.7842e-05 | 0.0001204 | 4.6119e-05
0 | 2.846e-07 | 6.3223e-06 | 1.6258e-07 | 0 | 4.3171e-06 | 9.9171e-05 | 7.623e-05 | 0.0001911 | 4.6573e-05 | 3.1953e-06 | 9.3736e-05 | 0.00010407 | 9.5445e-05 | 3.2082e-05 | 3.3922e-05 | 7.1747e-05 | 2.1159e-05
0 | 0 | 1.7145e-06 | 1.6604e-07 | 0 | 2.2282e-06 | 2.9916e-05 | 7.1493e-05 | 6.5973e-05 | 7.9304e-05 | 3.2308e-06 | 8.8353e-05 | 2.3075e-05 | 7.2764e-05 | 1.4646e-05 | 2.7185e-05 | 5.829e-05 | 1.3009e-06
0 | 0 | 2.6774e-07 | 1.7123e-07 | 0 | 2.2282e-06 | 4.8248e-06 | 6.7951e-05 | 6.8736e-05 | 4.4532e-05 | 3.2308e-06 | 8.9516e-05 | 1.918e-05 | 9.4023e-05 | 1.1122e-05 | 1.7618e-05 | 5.7167e-05 | 5.1384e-05
0 | 0 | 2.7535e-07 | 1.7469e-07 | 0 | 2.5067e-06 | 1.4155e-06 | 6.7742e-05 | 0.00014256 | 5.2066e-05 | 3.2574e-06 | 8.4572e-05 | 1.72e-05 | 7.4022e-05 | 1.2463e-05 | 1.2601e-05 | 2.457e-05 | 1.2331e-06
0 | 0 | 2.7232e-07 | 1.695e-07 | 0 | 2.2282e-06 | 1.3132e-06 | 6.2891e-05 | 0.00014112 | 6.1883e-05 | 3.2308e-06 | 8.3978e-05 | 5.8083e-05 | 9.5231e-05 | 7.0656e-06 | 1.3074e-05 | 4.8185e-05 | 1.5719e-06
0 | 0 | 2.8598e-07 | 1.6604e-07 | 0 | 1.3926e-06 | 5.0321e-06 | 6.9538e-05 | 0.00027427 | 6.701e-05 | 3.284e-06 | 8.5667e-05 | 4.5993e-05 | 7.4425e-05 | 1.7697e-05 | 1.2996e-05 | 5.8133e-05 | 1.8293e-06
0 | 0 | 3.2091e-07 | 1.1416e-07 | 0 | 2.2282e-06 | 1.0067e-05 | 7.4161e-05 | 0.00030924 | 6.7644e-05 | 6.853e-05 | 8.5351e-05 | 6.0946e-05 | 8.9265e-05 | 1.6233e-05 | 1.5244e-05 | 0.00011106 | 1.6938e-06
0 | 0 | 3.2091e-07 | 1.2626e-07 | 0 | 2.5067e-06 | 7.1757e-05 | 6.9235e-05 | 0.00055533 | 0.0001306 | 0.00010926 | 9.6223e-05 | 0.00018659 | 9.547e-05 | 0.00013367 | 2.9425e-05 | 0.00016103 | 1.7887e-06
4.8619e-06 | 0 | 3.5094e-07 | 1.8161e-07 | 0 | 5.292e-06 | 0.00013439 | 7.0218e-05 | 0.00048797 | 0.0002033 | 0.00014949 | 9.8423e-05 | 0.00033252 | 0.00010657 | 0.00032921 | 4.4415e-05 | 0.00022216 | 3.9478e-06
1.4586e-05 | 0 | 9.4046e-07 | 1.7469e-07 | 0 | 0 | 0.00020273 | 6.9383e-05 | 0.00039693 | 0.00016298 | 0.00030045 | 9.2669e-05 | 0.00045258 | 7.4224e-05 | 0.00047375 | 8.7591e-05 | 0.00023874 | 5.701e-05
7.2928e-06 | 0 | 7.2501e-06 | 1.8161e-07 | 0 | 0 | 0.00021283 | 7.1912e-05 | 0.00040045 | 0.00018096 | 0.0004198 | 9.8368e-05 | 0.00045146 | 6.4922e-05 | 0.00030517 | 8.1631e-05 | 0.00026235 | 8.4507e-05
2.4309e-06 | 0 | 7.852e-06 | 1.7815e-07 | 0 | 1.3927e-07 | 0.00019104 | 7.1135e-05 | 0.00029284 | 0.00021409 | 0.00043508 | 9.8777e-05 | 0.00053743 | 0.0001289 | 0.00023815 | 5.7758e-05 | 0.00019865 | 5.7644e-05
4.8619e-06 | 0 | 6.4827e-06 | 1.6604e-07 | 0 | 0 | 0.00017731 | 7.7721e-05 | 0.00029766 | 0.00019805 | 0.00031708 | 0.00010535 | 0.00050564 | 8.1511e-05 | 0.00039602 | 0.00010489 | 0.00020478 | 1.6881e-05
0 | 0 | 5.321e-06 | 1.7815e-07 | 0 | 0 | 0.00020385 | 8.2106e-05 | 0.00023503 | 9.4907e-05 | 0.00022821 | 0.00010524 | 0.00045914 | 0.00021804 | 0.00028824 | 6.4156e-05 | 0.00014603 | 6.4188e-05
0 | 0 | 5.4636e-06 | 1.8161e-07 | 0 | 0 | 0.0001435 | 7.6701e-05 | 0.0002267 | 0.00013328 | 9.0308e-05 | 0.00010444 | 0.00046482 | 0.00029892 | 0.00024234 | 5.602e-05 | 0.00013994 | 1.6058e-05
0 | 0 | 5.6109e-06 | 1.7815e-07 | 0 | 0 | 0.00014474 | 8.7705e-05 | 0.00021109 | 0.00014844 | 2.503e-06 | 0.00010525 | 0.00042173 | 0.00034574 | 0.00031258 | 5.7959e-05 | 9.3677e-05 | 3.0785e-05
0 | 0 | 6.0059e-06 | 1.695e-07 | 0 | 2.7852e-07 | 0.00011403 | 7.1732e-05 | 0.00021699 | 9.1342e-05 | 1.3136e-06 | 0.00010798 | 0.00057609 | 0.00020017 | 0.00022435 | 0.00010086 | 0.0001515 | 1.2322e-05
0 | 0 | 6.0271e-06 | 1.6604e-07 | 0 | 0 | 0.00010256 | 7.5332e-05 | 0.00031447 | 0.00066251 | 3.4704e-06 | 0.00010807 | 0.00044381 | 0.00015284 | 0.0002682 | 6.4138e-05 | 0.00017109 | 1.4766e-05
0 | 0 | 6.0925e-06 | 1.7815e-07 | 0 | 0 | 0.00010998 | 8.0998e-05 | 0.00027304 | 0.00015743 | 3.1864e-06 | 0.00011289 | 0.00018869 | 0.00019244 | 0.00023106 | 4.6584e-05 | 0.00020983 | 1.2873e-06
0 | 0 | 6.4538e-06 | 1.4183e-07 | 0 | 0 | 8.4706e-05 | 6.6712e-05 | 0.00027757 | 0.00010931 | 3.2308e-06 | 0.00011113 | 0.00018973 | 0.00021927 | 0.00011429 | 5.0705e-05 | 0.00015284 | 8.1914e-06
0 | 0 | 6.927e-06 | 1.4183e-07 | 0 | 0 | 0.00010515 | 8.0088e-05 | 0.00030126 | 0.00016137 | 3.1851e-06 | 0.00010621 | 0.00016913 | 0.00020642 | 0.00011244 | 4.6366e-05 | 0.00019836 | 6.8179e-06
0 | 0 | 7.0751e-06 | 1.4529e-07 | 0 | 0 | 0.00012223 | 7.6971e-05 | 0.00030358 | 9.794e-05 | 3.1801e-06 | 0.00010357 | 6.0581e-05 | 0.00011173 | 3.9587e-05 | 5.104e-05 | 0.00013278 | 6.1404e-06
0 | 0 | 6.7013e-06 | 1.695e-07 | 0 | 0 | 0.00011364 | 6.8879e-05 | 0.00029752 | 9.1709e-05 | 3.3284e-06 | 0.00010173 | 7.4182e-05 | 8.8623e-05 | 5.417e-05 | 5.2547e-05 | 9.8181e-05 | 1.4116e-05
0 | 0 | 6.9965e-06 | 1.7815e-07 | 6.4736e-07 | 0 | 0.00010254 | 7.7911e-05 | 0.00024826 | 4.5622e-05 | 3.2257e-06 | 9.6012e-05 | 4.8605e-05 | 0.00012577 | 1.1784e-05 | 2.7273e-05 | 9.4748e-05 | 6.4521e-05
0 | 0 | 7.206e-07 | 1.6258e-07 | 0 | 1.3927e-07 | 4.2744e-05 | 6.572e-05 | 0.00024376 | 6.983e-05 | 3.2219e-06 | 9.2215e-05 | 3.6211e-05 | 7.5558e-05 | 1.113e-05 | 2.9973e-05 | 6.0735e-05 | 4.0449e-06
0 | 0 | 3.5396e-07 | 1.6604e-07 | 0 | 4.1779e-07 | 1.4914e-05 | 7.1026e-05 | 0.00022572 | 4.6333e-05 | 3.2574e-06 | 8.8541e-05 | 2.9686e-05 | 7.2952e-05 | 9.1657e-06 | 2.7708e-05 | 2.7509e-05 | 1.3686e-06
0 | 0 | 2.7837e-07 | 1.5913e-07 | 0 | 0 | 3.5004e-06 | 6.6002e-05 | 0.00024829 | 4.7228e-05 | 3.2308e-06 | 8.6932e-05 | 3.0478e-06 | 7.3318e-05 | 1.124e-05 | 1.865e-05 | 4.2181e-05 | 1.0434e-06
0 | 0 | 2.6471e-07 | 1.7469e-07 | 0 | 0 | 1.3829e-06 | 6.8183e-05 | 0.00012037 | 6.2103e-05 | 3.284e-06 | 8.6615e-05 | 5.5891e-06 | 9.6464e-05 | 1.2512e-05 | 1.3976e-05 | 3.3676e-05 | 1.0976e-06
0 | 0 | 2.7232e-07 | 1.695e-07 | 0 | 0 | 1.2776e-06 | 6.8574e-05 | 0.00015913 | 6.6478e-05 | 3.2574e-06 | 9.0677e-05 | 4.1435e-06 | 7.5482e-05 | 7.0166e-06 | 1.6354e-05 | 3.9597e-05 | 1.0976e-06
0 | 0 | 2.718e-07 | 1.7815e-07 | 0 | 0 | 6.5639e-06 | 6.7684e-05 | 0.0001749 | 7.9416e-05 | 4.3065e-05 | 8.6663e-05 | 9.6682e-06 | 9.8906e-05 | 1.0607e-05 | 1.409e-05 | 5.7854e-05 | 1.0841e-06
0 | 0 | 5.0289e-07 | 1.6258e-07 | 0 | 8.1646e-07 | 4.7039e-05 | 6.7908e-05 | 0.00039079 | 7.7777e-05 | 0.00010903 | 8.2036e-05 | 3.5174e-05 | 7.4702e-05 | 3.0457e-05 | 1.3715e-05 | 6.3826e-05 | 1.3551e-06
0 | 0 | 2.7837e-07 | 1.5048e-07 | 0 | 0 | 8.8927e-05 | 6.4395e-05 | 0.00038691 | 7.9435e-05 | 0.00014963 | 8.5112e-05 | 7.9269e-05 | 7.4186e-05 | 0.00011361 | 2.8027e-05 | 0.00012227 | 1.1112e-06
0 | 0 | 3.0726e-07 | 3.0026e-07 | 0 | 0 | 0.00012488 | 6.0238e-05 | 0.00043572 | 0.00022242 | 0.00020879 | 8.8446e-05 | 9.905e-05 | 0.00013263 | 0.00017784 | 3.6167e-05 | 0.0002193 | 0.00016818
3.6464e-06 | 0 | 3.3614e-07 | 1.5048e-07 | 0 | 1.3927e-07 | 0.00019164 | 7.7307e-05 | 0.0003748 | 0.00022819 | 0.00034381 | 9.3213e-05 | 0.00018235 | 0.00016203 | 0.00022769 | 7.7969e-05 | 0.00020145 | 0.00053245
6.0773e-06 | 0 | 6.8674e-07 | 1.574e-07 | 0 | 2.0889e-06 | 0.00033265 | 6.9036e-05 | 0.00031842 | 0.00015431 | 0.00041777 | 9.7047e-05 | 0.00012445 | 0.00021603 | 0.00034479 | 8.8092e-05 | 0.00026722 | 0.00080111
0 | 0 | 1.013e-06 | 1.6604e-07 | 0 | 2.7852e-07 | 0.00038885 | 8.1675e-05 | 0.00015185 | 0.00019383 | 0.00037483 | 0.00010923 | 0.00010571 | 0.00025869 | 0.00032165 | 7.3026e-05 | 0.00025178 | 0.0012596
1.2155e-05 | 0 | 9.2231e-07 | 1.9026e-07 | 0 | 8.3557e-07 | 0.00036684 | 7.4688e-05 | 0.00012267 | 0.00016729 | 0.00025844 | 9.9681e-05 | 0.00011379 | 0.00018283 | 0.00025346 | 9.5508e-05 | 0.00018878 | 0.00061982
2.4309e-06 | 0 | 8.6143e-07 | 2.7063e-06 | 0 | 0 | 0.0003855 | 7.7069e-05 | 0.00010715 | 0.00016488 | 0.00010636 | 0.00010032 | 0.00015603 | 0.00020657 | 0.00014366 | 6.245e-05 | 0.00013344 | 0.0006436
0 | 0 | 5.3927e-06 | 3.9671e-05 | 0 | 4.1779e-07 | 0.00027282 | 8.3006e-05 | 0.00011633 | 7.8329e-05 | 4.0605e-05 | 0.00010339 | 0.00023084 | 0.00029673 | 0.00010917 | 5.3863e-05 | 0.00014114 | 0.00018357
0 | 0 | 9.5438e-06 | 1.4183e-07 | 0 | 8.3557e-07 | 0.00026404 | 7.9826e-05 | 0.00011202 | 0.0001111 | 2.5829e-06 | 0.00010173 | 0.0001669 | 0.00035303 | 0.00010334 | 4.8657e-05 | 0.00011268 | 7.9378e-05
0 | 0 | 7.8235e-06 | 1.695e-07 | 0 | 0 | 0.00027503 | 8.0494e-05 | 0.00010244 | 7.5104e-05 | 1.1539e-06 | 0.00010437 | 0.00024557 | 0.00023483 | 0.00018268 | 0.00010096 | 0.00018039 | 0.00012926
4.8619e-06 | 0 | 8.0233e-06 | 1.6604e-07 | 0 | 0 | 0.00031483 | 8.138e-05 | 0.0001358 | 0.00015443 | 6.7584e-05 | 0.00010627 | 0.00043375 | 0.00019513 | 0.000309 | 6.768e-05 | 0.00017248 | 0.00019811
4.8619e-06 | 0 | 8.8057e-06 | 1.7815e-07 | 0 | 0 | 0.00023133 | 8.377e-05 | 0.00029873 | 0.00017668 | 9.2963e-05 | 0.00010913 | 0.00033456 | 0.00018777 | 0.00032513 | 6.1095e-05 | 0.00020227 | 6.3011e-05
0 | 0 | 1.0973e-05 | 1.5394e-07 | 0 | 0 | 0.00023405 | 8.8101e-05 | 0.00029774 | 0.0001124 | 9.2443e-05 | 0.00010877 | 0.00020056 | 0.00022922 | 0.00011249 | 4.7982e-05 | 0.00021173 | 0.00011118
0 | 0 | 7.9852e-06 | 1.6604e-07 | 0 | 0 | 0.00019559 | 7.7675e-05 | 0.00038381 | 7.6785e-05 | 5.1242e-05 | 0.00011718 | 9.5615e-05 | 0.00017182 | 9.1963e-05 | 5.2932e-05 | 0.00018475 | 0.00010167
0 | 0 | 7.2263e-06 | 3.8744e-07 | 0 | 0 | 0.00015429 | 7.0656e-05 | 0.00031357 | 7.6947e-05 | 3.2866e-06 | 0.00011141 | 5.8461e-05 | 0.00013141 | 3.5132e-05 | 4.8637e-05 | 0.00017068 | 0.00020296
0 | 0 | 6.6257e-06 | 1.8161e-07 | 0 | 0 | 0.00014953 | 7.8445e-05 | 0.00025445 | 5.8657e-05 | 3.1953e-06 | 0.0001056 | 4.0061e-05 | 0.00010909 | 3.4636e-05 | 3.9024e-05 | 0.00014673 | 1.6758e-05
0 | 0 | 2.693e-07 | 1.7815e-07 | 0 | 0 | 0.00010588 | 7.1267e-05 | 0.00024384 | 7.9174e-05 | 3.2257e-06 | 0.00010519 | 4.482e-05 | 0.00010943 | 1.7309e-05 | 2.0229e-05 | 0.00015974 | 5.0738e-06
0 | 8.0836e-09 | 2.7737e-07 | 1.7235e-07 | 0 | 0 | 5.6203e-05 | 7.7531e-05 | 0.00015186 | 6.9935e-05 | 3.2417e-06 | 9.3725e-05 | 5.3329e-05 | 0.00011565 | 1.5479e-05 | 1.281e-05 | 5.5516e-05 | 2.0868e-06
0 | 0 | 2.6866e-07 | 1.6496e-07 | 0 | 0 | 7.2996e-06 | 7.4347e-05 | 0.00013589 | 5.9948e-05 | 3.2166e-06 | 8.8882e-05 | 3.9264e-05 | 9.2182e-05 | 5.4942e-05 | 1.092e-05 | 3.7964e-05 | 1.3849e-06
0 | 0 | 2.7702e-07 | 1.7404e-07 | 0 | 0 | 1.6338e-05 | 6.5801e-05 | 0.00017265 | 5.9513e-05 | 3.2663e-06 | 8.3542e-05 | 2.3415e-05 | 0.00011084 | 1.3947e-05 | 1.094e-05 | 3.7138e-05 | 1.6396e-06
0 | 0 | 2.7837e-07 | 1.7556e-07 | 0 | 0 | 6.1028e-06 | 6.9686e-05 | 0.00020006 | 6.227e-05 | 3.1935e-06 | 8.6585e-05 | 2.2623e-05 | 0.00011474 | 1.2161e-05 | 1.2046e-05 | 2.923e-05 | 1.2385e-06
0 | 0 | 2.7214e-07 | 1.7707e-07 | 0 | 0 | 1.8663e-06 | 5.8822e-05 | 0.00030781 | 6.8699e-05 | 3.2095e-06 | 8.4183e-05 | 6.4031e-06 | 9.8499e-05 | 1.0973e-05 | 1.3204e-05 | 5.1723e-05 | 1.3063e-06
0 | 0 | 2.8221e-07 | 1.7556e-07 | 0 | 0 | 8.9873e-06 | 7.4742e-05 | 0.00034776 | 7.908e-05 | 3.8858e-05 | 8.3961e-05 | 1.1017e-05 | 0.00010245 | 2.6255e-05 | 2.0696e-05 | 7.1097e-05 | 1.1654e-06
0 | 0 | 2.7837e-07 | 1.6496e-07 | 0 | 0 | 4.0283e-05 | 6.0432e-05 | 0.00040795 | 7.649e-05 | 0.00010649 | 8.4899e-05 | 4.9222e-05 | 7.1681e-05 | 2.9757e-05 | 3.8807e-05 | 0.00017008 | 1.2431e-06
0 | 0 | 2.9647e-07 | 1.1653e-07 | 0 | 1.9497e-06 | 0.00011597 | 6.425e-05 | 0.00048761 | 0.00010621 | 0.00014721 | 8.7124e-05 | 8.869e-05 | 9.3418e-05 | 0.0001321 | 7.1652e-05 | 0.00018844 | 1.2647e-05
0 | 0 | 6.6609e-07 | 1.5588e-07 | 0 | 1.3926e-06 | 0.00014508 | 6.9241e-05 | 0.00080175 | 0.00010379 | 0.00020522 | 9.3437e-05 | 9.802e-05 | 0.00010725 | 0.00011126 | 3.502e-05 | 0.00019754 | 3.7996e-06
0 | 0 | 7.2838e-07 | 1.5588e-07 | 0 | 1.5319e-06 | 0.00017858 | 7.4322e-05 | 0.00047851 | 0.00011648 | 0.00034336 | 8.8463e-05 | 7.9167e-05 | 9.2281e-05 | 9.4061e-05 | 2.3164e-05 | 0.00023403 | 7.4846e-05
7.2928e-06 | 0 | 4.2713e-07 | 1.6799e-07 | 0 | 1.3926e-06 | 0.00023255 | 6.8253e-05 | 0.00024775 | 0.00038447 | 0.00041358 | 9.2355e-05 | 0.00013122 | 6.5051e-05 | 0.00011842 | 3.2237e-05 | 0.00020815 | 0.00015535
0 | 0 | 8.0315e-07 | 1.9069e-07 | 0 | 1.5319e-06 | 0.00022336 | 6.9215e-05 | 0.00015476 | 0.00033375 | 0.00037287 | 9.0004e-05 | 0.00020374 | 5.9625e-05 | 0.00014812 | 2.2925e-05 | 0.0002127 | 0.00018257
0 | 0 | 9.3451e-07 | 1.9059e-07 | 0 | 4.4564e-06 | 0.0002384 | 6.6635e-05 | 0.00015677 | 7.1786e-05 | 0.00025614 | 9.5802e-05 | 0.00016389 | 7.1706e-05 | 7.633e-05 | 3.2578e-05 | 0.00012155 | 0.00024542
0 | 0 | 9.3506e-07 | 1.6627e-07 | 0 | 0 | 0.0002703 | 8.4283e-05 | 0.00012331 | 0.00057689 | 0.00013212 | 0.0001012 | 0.00023164 | 0.00022254 | 8.0599e-05 | 3.7726e-05 | 9.9424e-05 | 3.215e-05
0 | 0 | 9.202e-07 | 1.8e-07 | 0 | 0 | 0.00021422 | 6.6648e-05 | 0.00022395 | 0.00034957 | 2.4438e-05 | 0.00010471 | 0.00015053 | 0.00029142 | 5.0191e-05 | 1.9881e-05 | 7.808e-05 | 0.00012003
0 | 0 | 7.275e-07 | 1.6466e-07 | 0 | 0 | 0.00022292 | 8.5274e-05 | 0.0002018 | 0.00052306 | 1.0118e-06 | 0.00010147 | 0.00012042 | 0.00038142 | 0.00012953 | 2.5749e-05 | 0.00011953 | 9.084e-05
0 | 0 | 3.6832e-06 | 1.8e-07 | 0 | 0 | 0.00018044 | 7.7653e-05 | 0.00030343 | 9.0097e-05 | 1.4272e-06 | 9.6214e-05 | 0.0003608 | 0.00023149 | 0.00021234 | 3.2487e-05 | 0.00017964 | 0.00025083
0 | 0 | 1.0226e-05 | 1.8887e-07 | 0 | 0 | 0.00020631 | 7.9179e-05 | 0.00016993 | 0.00012048 | 3.2982e-06 | 0.00010426 | 0.00055882 | 0.00016981 | 0.00043219 | 4.5746e-05 | 0.00019855 | 0.00025115
0 | 0 | 8.8632e-06 | 1.695e-07 | 0 | 0 | 0.00018272 | 7.9072e-05 | 0.00024469 | 0.00014023 | 3.1669e-06 | 0.00010591 | 0.0004951 | 0.00013054 | 0.00028248 | 8.566e-05 | 0.0002244 | 0.00024699
0 | 0 | 4.7595e-06 | 1.9372e-07 | 0 | 0 | 0.00019162 | 7.2687e-05 | 0.00044436 | 0.00015403 | 3.261e-06 | 0.00010949 | 0.00025384 | 0.00012271 | 0.00014999 | 6.2762e-05 | 0.00021121 | 6.2558e-05
0 | 0 | 5.9595e-06 | 1.7838e-07 | 0 | 0 | 0.0002225 | 8.0442e-05 | 0.00039831 | 7.222e-05 | 3.1846e-06 | 9.8923e-05 | 0.00016576 | 0.00013214 | 6.8629e-05 | 5.7446e-05 | 0.00019624 | 9.4466e-05
0 | 0 | 6.2367e-06 | 1.7838e-07 | 0 | 0 | 0.00018612 | 7.5983e-05 | 0.00036031 | 0.00012589 | 3.1917e-06 | 0.00010258 | 8.1513e-05 | 0.00014017 | 5.0771e-05 | 7.4834e-05 | 0.0001697 | 8.1744e-05
0 | 0 | 3.6494e-06 | 1.7838e-07 | 0 | 0 | 0.00010734 | 7.9162e-05 | 0.00022598 | 9.6202e-05 | 3.1811e-06 | 9.5336e-05 | 3.9704e-05 | 7.9835e-05 | 2.5258e-05 | 6.8759e-05 | 0.00011436 | 9.3917e-05
0 | 0 | 5.783e-07 | 1.695e-07 | 0 | 0 | 7.0804e-05 | 7.8836e-05 | 0.00018997 | 6.0597e-05 | 8.5061e-06 | 8.981e-05 | 4.963e-06 | 7.6049e-05 | 2.8346e-05 | 4.0606e-05 | 8.7715e-05 | 8.1215e-05
0 | 0 | 5.0413e-07 | 1.8446e-07 | 0 | 0 | 3.6792e-05 | 7.5705e-05 | 0.00016306 | 5.8006e-05 | 1.8315e-05 | 8.9342e-05 | 2.498e-05 | 8.1398e-05 | 1.0273e-05 | 1.4684e-05 | 7.0193e-05 | 4.2658e-05
0 | 0 | 6.0078e-07 | 1.574e-07 | 0 | 0 | 2.5041e-06 | 6.5627e-05 | 5.2476e-05 | 6.2266e-05 | 1.7847e-05 | 8.2584e-05 | 7.0858e-06 | 7.1704e-05 | 1.0114e-05 | 1.0667e-05 | 3.8778e-05 | 1.3849e-06
0 | 0 | 5.783e-07 | 1.695e-07 | 0 | 0 | 7.8768e-06 | 7.157e-05 | 0.00011926 | 5.2546e-05 | 1.7886e-05 | 8.5284e-05 | 4.8236e-05 | 8.27e-05 | 1.1856e-05 | 1.117e-05 | 4.1674e-05 | 1.1654e-06
0 | 0 | 5.9135e-07 | 1.9372e-07 | 0 | 0 | 3.8653e-06 | 6.9258e-05 | 0.0001006 | 5.6148e-05 | 1.7828e-05 | 8.299e-05 | 7.1172e-06 | 0.00010402 | 1.0329e-05 | 1.1793e-05 | 3.101e-05 | 1.3063e-06
0 | 0 | 5.0634e-07 | 1.574e-07 | 0 | 0 | 1.8863e-06 | 7.5785e-05 | 0.000187 | 5.8887e-05 | 1.7643e-05 | 9.0469e-05 | 1.2738e-05 | 8.5119e-05 | 8.8959e-06 | 1.3163e-05 | 7.2865e-05 | 1.2385e-06
0 | 0 | 5.8456e-07 | 1.695e-07 | 0 | 0 | 5.321e-06 | 6.9806e-05 | 0.00025129 | 5.6723e-05 | 5.8135e-05 | 8.3317e-05 | 1.1376e-05 | 8.4661e-05 | 2.9316e-05 | 1.3386e-05 | 5.8401e-05 | 1.3686e-06
0 | 0 | 5.0513e-07 | 1.695e-07 | 0 | 0 | 3.0658e-05 | 7.5133e-05 | 0.00037723 | 0.00010832 | 0.00012357 | 8.3544e-05 | 2.5532e-05 | 7.5671e-05 | 3.1784e-05 | 4.5496e-05 | 0.00010456 | 2.2594e-06
0 | 0 | 5.5514e-07 | 1.2107e-07 | 0 | 0 | 7.8725e-05 | 6.7384e-05 | 0.00054958 | 0.00010237 | 0.0001586 | 8.4571e-05 | 9.1193e-05 | 0.00010371 | 8.673e-05 | 7.4495e-05 | 0.00017065 | 1.2851e-05
0 | 0 | 6.4937e-07 | 1.574e-07 | 0 | 0 | 0.00011866 | 7.099e-05 | 0.0005802 | 8.653e-05 | 0.00019615 | 9.0639e-05 | 9.833e-05 | 0.00011453 | 0.00010634 | 4.2284e-05 | 0.00020188 | 5.3124e-05
4.8619e-06 | 0 | 6.8973e-07 | 1.695e-07 | 0 | 0 | 0.00021007 | 7.9262e-05 | 0.00044387 | 9.7102e-05 | 0.00030679 | 9.2768e-05 | 0.00013764 | 8.0172e-05 | 0.00010508 | 4.7008e-05 | 0.00024816 | 5.4954e-05
2.7854e-05 | 0 | 7.3065e-07 | 1.695e-07 | 0 | 5.849e-06 | 0.00023274 | 6.5707e-05 | 0.00027184 | 0.00011083 | 0.0003768 | 9.1043e-05 | 0.00011135 | 6.9192e-05 | 0.00014264 | 4.0505e-05 | 0.0002416 | 1.6772e-05
0 | 0 | 9.3016e-07 | 1.695e-07 | 0 | 2.9245e-06 | 0.00026442 | 7.3851e-05 | 0.00023317 | 0.00026147 | 0.00033096 | 8.8005e-05 | 0.00011179 | 7.595e-05 | 0.0001796 | 2.8922e-05 | 0.00013549 | 0.00031317
0 | 0 | 2.3707e-06 | 1.695e-07 | 0 | 0 | 0.00021447 | 7.8138e-05 | 0.00017592 | 0.00022751 | 0.00021956 | 9.264e-05 | 0.00014412 | 6.0769e-05 | 6.2745e-05 | 2.6276e-05 | 0.00013325 | 0.00023526
0 | 0 | 1.0618e-05 | 1.4529e-07 | 0 | 0 | 0.00026566 | 7.537e-05 | 9.0303e-05 | 7.0877e-05 | 0.00010486 | 9.4748e-05 | 0.00014827 | 0.00022231 | 9.5349e-05 | 2.2243e-05 | 0.00010911 | 0.00019193
0 | 0 | 3.044e-06 | 1.574e-07 | 0 | 4.1779e-07 | 0.00026548 | 7.1268e-05 | 9.1591e-05 | 8.0003e-05 | 3.097e-05 | 9.3196e-05 | 0.00014784 | 0.00027669 | 7.8342e-05 | 2.2164e-05 | 8.3492e-05 | 3.0538e-05
0 | 0 | 8.5706e-07 | 1.695e-07 | 0 | 0 | 0.00025305 | 8.0596e-05 | 0.0001151 | 8.7303e-05 | 1.025e-05 | 9.2104e-05 | 0.00017153 | 0.00027224 | 0.00015397 | 2.3536e-05 | 0.00013341 | 6.1177e-05
0 | 0 | 2.1289e-06 | 1.9093e-05 | 0 | 2.7852e-07 | 0.00025122 | 8.0347e-05 | 0.00015502 | 0.00010951 | 1.2125e-05 | 9.6882e-05 | 0.0002983 | 0.00021538 | 0.00032209 | 3.2421e-05 | 0.0001391 | 4.5063e-05
0 | 0 | 1.0099e-05 | 1.1877e-05 | 0 | 0 | 0.00025616 | 7.7083e-05 | 0.00020837 | 0.00011035 | 1.8627e-05 | 0.00010268 | 0.0003747 | 0.00020308 | 0.00044136 | 5.8576e-05 | 0.00016199 | 0.00017664
0 | 0 | 8.9624e-06 | 1.9372e-07 | 0 | 0 | 0.00019801 | 7.7877e-05 | 0.00028699 | 0.00023388 | 1.4196e-05 | 0.00010287 | 0.00035131 | 0.00019878 | 0.00035917 | 8.4199e-05 | 0.00019416 | 0.00022682
0 | 0 | 8.0546e-06 | 1.574e-07 | 0 | 0 | 0.00018799 | 8.3521e-05 | 0.00024413 | 0.0001751 | 1.4075e-05 | 0.00010626 | 0.00013856 | 0.00013843 | 0.00015191 | 6.3039e-05 | 0.00020615 | 0.00015099
0 | 0 | 7.8397e-06 | 1.8161e-07 | 0 | 0 | 0.00020207 | 7.8829e-05 | 0.00034168 | 8.5273e-05 | 1.6768e-05 | 0.0001005 | 0.00014156 | 0.00014913 | 6.9424e-05 | 5.7799e-05 | 0.00022586 | 0.00021763
0 | 0 | 6.7233e-06 | 1.695e-07 | 0 | 0 | 0.00021282 | 6.994e-05 | 0.0002669 | 8.4104e-05 | 1.4627e-05 | 0.00010567 | 3.817e-05 | 0.00015655 | 4.3519e-05 | 7.5861e-05 | 0.00016106 | 8.2808e-05
0 | 0 | 6.0905e-06 | 1.3318e-07 | 0 | 0 | 0.0001323 | 7.5666e-05 | 0.00023065 | 0.0001015 | 1.3245e-05 | 9.7173e-05 | 6.5491e-05 | 9.5468e-05 | 3.8771e-05 | 7.0223e-05 | 0.00010824 | 7.0082e-05
0 | 0 | 2.7595e-07 | 1.9372e-07 | 0 | 0 | 0.00010178 | 6.824e-05 | 0.00019323 | 6.637e-05 | 1.3472e-05 | 9.2566e-05 | 6.6945e-05 | 7.8755e-05 | 1.7191e-05 | 4.9116e-05 | 7.2975e-05 | 3.2785e-05
0 | 0 | 2.7737e-07 | 1.7235e-07 | 0 | 0 | 3.4612e-05 | 6.8119e-05 | 0.00012202 | 6.2505e-05 | 1.8368e-05 | 9.0777e-05 | 2.9216e-05 | 0.00011605 | 1.5796e-05 | 1.423e-05 | 4.6491e-05 | 1.0705e-06
0 | 0 | 2.6653e-07 | 1.8161e-07 | 0 | 0 | 1.0271e-05 | 7.5527e-05 | 8.3539e-05 | 7.6096e-05 | 1.7847e-05 | 8.753e-05 | 2.4792e-05 | 8.959e-05 | 1.0236e-05 | 1.1437e-05 | 3.5831e-05 | 1.6559e-06
0 | 0 | 2.7595e-07 | 1.695e-07 | 0 | 0 | 1.6801e-06 | 7.2872e-05 | 9.6366e-05 | 7.2833e-05 | 1.7886e-05 | 8.3331e-05 | 2.6086e-05 | 8.9094e-05 | 1.22e-05 | 1.1903e-05 | 3.3109e-05 | 1.2331e-06
0 | 0 | 2.6774e-07 | 1.574e-07 | 0 | 0 | 4.2088e-06 | 6.8682e-05 | 0.00012841 | 8.9601e-05 | 1.7802e-05 | 8.2287e-05 | 2.2647e-05 | 0.00011638 | 1.4843e-05 | 1.4786e-05 | 4.0014e-05 | 1.1708e-06
0 | 0 | 2.7958e-07 | 1.8161e-07 | 0 | 0 | 6.7167e-06 | 7.3968e-05 | 0.00018563 | 6.8007e-05 | 1.7776e-05 | 8.125e-05 | 3.805e-05 | 9.101e-05 | 1.0834e-05 | 1.4903e-05 | 3.9676e-05 | 1.2385e-06
0 | 0 | 2.8221e-07 | 1.8161e-07 | 0 | 0 | 1.5038e-05 | 6.4102e-05 | 0.00027428 | 7.0886e-05 | 5.691e-05 | 8.3213e-05 | 4.3696e-05 | 0.00011624 | 3.3236e-05 | 1.6006e-05 | 5.9409e-05 | 1.3686e-06
0 | 0 | 3.1028e-07 | 1.8161e-07 | 0 | 0 | 4.4177e-05 | 5.8852e-05 | 0.00042436 | 8.1035e-05 | 0.00012296 | 7.9576e-05 | 6.2651e-05 | 8.0291e-05 | 4.0574e-05 | 5.0285e-05 | 0.00013108 | 1.7851e-06
0 | 0 | 3.4965e-07 | 1.0897e-07 | 0 | 0 | 9.403e-05 | 6.2732e-05 | 0.00055699 | 0.00012114 | 0.00015858 | 8.3811e-05 | 0.00010107 | 0.00012322 | 0.00011035 | 8.0334e-05 | 0.00022209 | 1.2986e-05
0 | 0 | 9.5666e-07 | 1.574e-07 | 0 | 0 | 0.00013032 | 7.0842e-05 | 0.00047908 | 0.00012925 | 0.00020308 | 8.6863e-05 | 6.2823e-05 | 0.00011378 | 0.00019912 | 3.8429e-05 | 0.0002812 | 0.00010028
0 | 0 | 1.0331e-06 | 1.695e-07 | 0 | 6.9631e-07 | 0.00016958 | 6.3021e-05 | 0.00044653 | 0.0001251 | 0.00035347 | 9.1236e-05 | 0.00013531 | 8.0286e-05 | 0.00025655 | 2.6352e-05 | 0.00025168 | 4.2555e-05
0 | 0 | 1.6124e-06 | 1.695e-07 | 0 | 1.1141e-06 | 0.00029316 | 7.3603e-05 | 0.00036718 | 0.00010086 | 0.00042657 | 8.9918e-05 | 8.4108e-05 | 7.332e-05 | 0.0001945 | 4.0453e-05 | 0.0002594 | 0.00093812
0 | 0 | 1.3042e-06 | 1.8161e-07 | 0 | 0 | 0.00026682 | 7.2586e-05 | 0.0003378 | 7.5248e-05 | 0.00037705 | 0.00010002 | 0.0001063 | 9.7448e-05 | 0.00011109 | 3.9967e-05 | 0.00021934 | 0.00038831
0 | 0 | 9.3451e-07 | 1.9372e-07 | 0 | 0 | 0.00019862 | 6.9735e-05 | 0.00025217 | 5.2147e-05 | 0.00028162 | 9.5077e-05 | 0.00013418 | 7.5054e-05 | 0.00019207 | 3.4962e-05 | 0.00012336 | 0.00049214
0 | 0 | 9.2477e-07 | 1.8161e-07 | 0 | 0 | 0.00013489 | 7.027e-05 | 0.0002011 | 6.001e-05 | 0.00016848 | 9.5876e-05 | 0.00013956 | 0.00022166 | 7.7458e-05 | 2.7685e-05 | 7.4053e-05 | 4.9008e-05
0 | 0 | 9.9979e-07 | 1.695e-07 | 0 | 1.3927e-07 | 0.00019193 | 7.434e-05 | 0.00015547 | 7.6119e-05 | 5.1633e-05 | 9.4637e-05 | 9.0244e-05 | 0.00027069 | 9.2689e-05 | 2.4053e-05 | 7.1854e-05 | 4.8547e-05
0 | 0 | 9.281e-07 | 1.4529e-07 | 0 | 0 | 0.00019563 | 7.7647e-05 | 0.00017034 | 7.1524e-05 | 9.7712e-06 | 9.1942e-05 | 0.00012136 | 0.00029852 | 5.385e-05 | 2.1692e-05 | 0.0001084 | 1.1039e-05
0 | 0 | 5.4742e-06 | 1.695e-07 | 0 | 0 | 0.00017379 | 7.7591e-05 | 0.00016854 | 0.00010515 | 1.2045e-05 | 9.9625e-05 | 0.00028194 | 0.00021387 | 0.00020293 | 2.6337e-05 | 0.00013382 | 8.6252e-06
7.2928e-06 | 0 | 9.6664e-06 | 1.9372e-07 | 0 | 0 | 0.00020733 | 8.2053e-05 | 0.00023119 | 0.00034076 | 1.9133e-05 | 0.0001094 | 0.00041901 | 0.00022769 | 0.00037001 | 4.1857e-05 | 0.00014887 | 0.00019849
4.8619e-06 | 0 | 8.8006e-06 | 1.8161e-07 | 0 | 0 | 0.00017868 | 7.3964e-05 | 0.00029235 | 0.00075515 | 1.4356e-05 | 0.00010806 | 0.00036164 | 0.00019697 | 0.00028942 | 8.3075e-05 | 0.00021086 | 7.2916e-05
0 | 0 | 7.8385e-06 | 1.8161e-07 | 0 | 0 | 0.00015322 | 6.9853e-05 | 0.00029243 | 0.00026191 | 1.4075e-05 | 0.00011545 | 0.00014884 | 0.00015571 | 0.00015766 | 6.0431e-05 | 0.00019812 | 5.5368e-06
9.7237e-06 | 0 | 7.9908e-06 | 1.8161e-07 | 0 | 0 | 0.00015448 | 7.4411e-05 | 0.00042888 | 0.00012484 | 1.6901e-05 | 0.00010093 | 6.6415e-05 | 0.00017392 | 0.00016968 | 5.6814e-05 | 0.00014056 | 1.5235e-05
9.7237e-06 | 0 | 6.1836e-06 | 1.8161e-07 | 0 | 0 | 8.8136e-05 | 6.7477e-05 | 0.00033194 | 6.7418e-05 | 1.484e-05 | 9.6924e-05 | 6.0738e-05 | 0.00014878 | 3.7394e-05 | 7.5234e-05 | 0.00015274 | 5.6362e-06
1.2155e-06 | 0 | 2.81e-07 | 1.4529e-07 | 0 | 1.5319e-06 | 6.5805e-05 | 6.5821e-05 | 0.00031051 | 9.1608e-05 | 1.3192e-05 | 9.3369e-05 | 7.6475e-05 | 0.00010024 | 2.5453e-05 | 7.1601e-05 | 0.00012353 | 6.3333e-05
0 | 0 | 2.665e-07 | 1.8161e-07 | 0 | 0 | 4.826e-05 | 6.8895e-05 | 0.00027974 | 7.2338e-05 | 1.3552e-05 | 8.7839e-05 | 2.9405e-05 | 0.00010215 | 1.3569e-05 | 3.6949e-05 | 8.5784e-05 | 4.7162e-05
0 | 0 | 2.7961e-07 | 1.7235e-07 | 0 | 0 | 1.4928e-05 | 6.8089e-05 | 0.00024209 | 7.1582e-05 | 1.8315e-05 | 8.3227e-05 | 7.1629e-06 | 0.00012142 | 1.1171e-05 | 1.4319e-05 | 5.1215e-05 | 1.3415e-06
0 | 0 | 2.6653e-07 | 1.8161e-07 | 0 | 0 | 2.4994e-06 | 6.8888e-05 | 0.00018003 | 6.9341e-05 | 1.7847e-05 | 8.2595e-05 | 7.4817e-06 | 0.00010954 | 1.096e-05 | 1.1138e-05 | 4.7373e-05 | 1.1816e-06
0 | 0 | 2.7595e-07 | 1.574e-07 | 0 | 0 | 1.4626e-06 | 6.4716e-05 | 0.00021208 | 7.1747e-05 | 1.7859e-05 | 8.1812e-05 | 7.6885e-06 | 0.00011795 | 1.2813e-05 | 1.173e-05 | 2.4659e-05 | 1.3686e-06
0 | 0 | 2.6774e-07 | 1.695e-07 | 0 | 0 | 2.2846e-06 | 6.2462e-05 | 0.0002671 | 7.0279e-05 | 1.7775e-05 | 7.6551e-05 | 3.9368e-06 | 9.3376e-05 | 1.1311e-05 | 1.2592e-05 | 3.8914e-05 | 1.9838e-06
0 | 0 | 2.7958e-07 | 1.8161e-07 | 0 | 0 | 2.1703e-06 | 6.6816e-05 | 0.00033199 | 7.4641e-05 | 1.7776e-05 | 8.3814e-05 | 4.6904e-06 | 0.00012099 | 1.1128e-05 | 1.4058e-05 | 5.1588e-05 | 1.1708e-06
0 | 0 | 3.0348e-07 | 1.695e-07 | 0 | 0 | 1.978e-05 | 5.2947e-05 | 0.00039606 | 7.195e-05 | 5.6271e-05 | 8.0422e-05 | 1.6754e-05 | 0.00013011 | 2.2299e-05 | 1.7111e-05 | 5.6363e-05 | 1.2331e-06
0 | 0 | 2.6774e-07 | 1.9372e-07 | 0 | 0 | 4.5797e-05 | 5.9789e-05 | 0.00056969 | 9.886e-05 | 0.00012325 | 7.8031e-05 | 5.3598e-05 | 8.4318e-05 | 2.9224e-05 | 4.1982e-05 | 8.9065e-05 | 1.6496e-06
0 | 0 | 3.2838e-07 | 1.2107e-07 | 0 | 0 | 6.9217e-05 | 6.1723e-05 | 0.00072663 | 0.0001038 | 0.0001593 | 7.7511e-05 | 8.8502e-05 | 9.5332e-05 | 8.8037e-05 | 7.2474e-05 | 0.00020074 | 1.2851e-05
0 | 0 | 3.4816e-07 | 1.574e-07 | 0 | 0 | 0.00011602 | 7.1634e-05 | 0.00057191 | 0.0001504 | 0.00019775 | 8.8861e-05 | 0.00014258 | 0.00014986 | 0.00015502 | 3.9469e-05 | 0.00018362 | 4.1384e-06
1.2155e-06 | 0 | 5.8839e-07 | 1.574e-07 | 0 | 2.7852e-07 | 0.00022059 | 6.5431e-05 | 0.00056654 | 0.00071107 | 0.00033363 | 8.8278e-05 | 8.4712e-05 | 8.4049e-05 | 0.0001109 | 2.3341e-05 | 0.00022493 | 0.00015183
0 | 0 | 8.6284e-06 | 5.2062e-07 | 0 | 0 | 0.0002942 | 5.9618e-05 | 0.0004782 | 0.00010873 | 0.00038526 | 9.1853e-05 | 0.00011899 | 8.2496e-05 | 0.00010478 | 3.4077e-05 | 0.00019417 | 0.00028463
4.8619e-06 | 0 | 1.0299e-05 | 2.0363e-07 | 0 | 0 | 0.00026909 | 7.0056e-05 | 0.00030835 | 9.2697e-05 | 0.00034374 | 8.6675e-05 | 0.00011528 | 0.00020577 | 0.00016943 | 3.5922e-05 | 0.00013796 | 3.5156e-05
0 | 0 | 8.1908e-06 | 1.8161e-07 | 0 | 0 | 0.00016561 | 6.9311e-05 | 0.00019764 | 0.00038277 | 0.00024157 | 8.6892e-05 | 8.8698e-05 | 0.00019532 | 0.00013636 | 2.8274e-05 | 0.00014935 | 9.5736e-05
4.8619e-06 | 0 | 7.1985e-06 | 1.8161e-07 | 0 | 0 | 0.0002226 | 6.2554e-05 | 0.00016528 | 9.8391e-05 | 0.00015508 | 9.3394e-05 | 7.0926e-05 | 0.00030287 | 9.2903e-05 | 3.5451e-05 | 0.00014735 | 0.00012577
0 | 0 | 6.8377e-06 | 1.8161e-07 | 0 | 0 | 0.00021056 | 7.4855e-05 | 0.00016047 | 7.3978e-05 | 5.1766e-05 | 8.8105e-05 | 5.7048e-05 | 0.00042885 | 5.3295e-05 | 2.1303e-05 | 0.00012023 | 0.00015939
1.5801e-05 | 0 | 6.5886e-06 | 1.695e-07 | 0 | 2.7852e-07 | 0.00016987 | 8.7442e-05 | 0.00016726 | 6.0551e-05 | 9.7179e-06 | 8.9409e-05 | 5.8003e-05 | 0.00035099 | 5.6353e-05 | 2.1922e-05 | 0.00011719 | 6.0188e-05
3.6464e-06 | 0 | 6.0925e-06 | 1.8161e-07 | 0 | 5.5705e-07 | 0.00023786 | 7.5743e-05 | 0.00023415 | 0.00019128 | 1.2152e-05 | 9.0681e-05 | 0.00021629 | 0.0001493 | 0.0002022 | 4.0511e-05 | 0.00011689 | 9.0317e-06
0 | 0 | 7.3019e-06 | 1.3631e-05 | 0 | 2.7852e-07 | 0.00017805 | 7.7054e-05 | 0.00024136 | 0.00023519 | 1.8893e-05 | 9.9561e-05 | 0.00045022 | 0.00013424 | 0.00022203 | 4.9946e-05 | 0.00015265 | 5.4571e-05
0 | 0 | 7.7424e-06 | 1.9505e-05 | 0 | 4.1779e-07 | 0.00015334 | 7.8492e-05 | 0.00028811 | 0.00026945 | 1.4622e-05 | 0.00010192 | 0.00042433 | 0.00012961 | 0.00029419 | 8.862e-05 | 0.0001712 | 5.5096e-05
0 | 0 | 7.0283e-06 | 1.695e-07 | 0 | 2.7852e-07 | 0.00013127 | 7.2276e-05 | 0.00034935 | 0.00022258 | 1.4128e-05 | 0.00010073 | 0.00017923 | 0.00014176 | 0.00017151 | 6.635e-05 | 0.00019745 | 0.00010592
0 | 0 | 7.4724e-06 | 1.4529e-07 | 0 | 2.7852e-07 | 0.00010793 | 7.255e-05 | 0.00048816 | 0.00015584 | 1.6848e-05 | 9.9902e-05 | 8.4602e-05 | 0.00012927 | 0.0001105 | 5.7087e-05 | 0.00016435 | 2.6286e-05
1.0939e-05 | 0 | 7.6847e-06 | 1.574e-07 | 0 | 2.7852e-07 | 9.44e-05 | 6.8928e-05 | 0.000464 | 7.5739e-05 | 1.4627e-05 | 9.8938e-05 | 4.7074e-05 | 9.2507e-05 | 5.7437e-05 | 7.5257e-05 | 0.00012684 | 5.5007e-06
0 | 0 | 2.9372e-06 | 1.695e-07 | 0 | 0 | 4.13e-05 | 6.7921e-05 | 0.0003474 | 8.7452e-05 | 1.3165e-05 | 9.2418e-05 | 4.3328e-05 | 0.00010142 | 2.9227e-05 | 8.3478e-05 | 9.376e-05 | 4.1032e-06
0 | 0 | 2.7595e-07 | 1.8161e-07 | 0 | 0 | 6.5025e-05 | 7.1925e-05 | 0.00025639 | 0.00010189 | 1.3498e-05 | 9.0148e-05 | 1.3921e-05 | 7.4589e-05 | 3.3494e-05 | 4.1244e-05 | 7.4072e-05 | 6.1147e-05
0 | 0 | 2.7535e-07 | 1.574e-07 | 0 | 0 | 2.0908e-05 | 6.4528e-05 | 0.00027694 | 0.00014985 | 3.2219e-06 | 8.4759e-05 | 1.0015e-05 | 0.00010004 | 7.7008e-05 | 3.118e-05 | 6.6222e-05 | 3.5706e-06
0 | 0 | 2.6774e-07 | 1.695e-07 | 0 | 0 | 3.7273e-05 | 6.1555e-05 | 0.00028772 | 8.6557e-05 | 3.2042e-06 | 8.3683e-05 | 4.1987e-06 | 7.4828e-05 | 5.345e-05 | 2.7065e-05 | 4.8081e-05 | 1.5041e-06
0 | 0 | 2.7837e-07 | 1.8161e-07 | 0 | 0 | 3.7519e-06 | 6.6013e-05 | 0.00025432 | 8.35e-05 | 3.284e-06 | 8.4018e-05 | 3.9593e-06 | 0.00011477 | 2.8396e-05 | 1.7748e-05 | 3.6993e-05 | 1.5854e-06
0 | 0 | 2.6471e-07 | 1.4529e-07 | 0 | 0 | 1.5486e-06 | 6.3725e-05 | 0.00028978 | 8.4613e-05 | 3.2042e-06 | 8.3011e-05 | 4.1987e-06 | 9.9057e-05 | 1.3763e-05 | 1.2512e-05 | 3.4982e-05 | 1.2331e-06
0 | 0 | 2.7232e-07 | 1.8161e-07 | 0 | 2.7852e-07 | 1.4142e-06 | 5.9741e-05 | 0.00032052 | 8.453e-05 | 3.6036e-06 | 8.0564e-05 | 4.4952e-05 | 7.3141e-05 | 8.1206e-06 | 1.2945e-05 | 5.0607e-05 | 1.3686e-06
0 | 0 | 3.403e-07 | 1.8161e-07 | 0 | 0 | 7.1556e-06 | 7.011e-05 | 0.00036317 | 8.053e-05 | 4.3651e-05 | 8.3767e-05 | 4.6683e-06 | 9.4199e-05 | 1.2643e-05 | 1.2902e-05 | 5.1185e-05 | 1.2196e-06
0 | 0 | 2.9964e-07 | 1.0897e-07 | 0 | 0 | 2.9047e-05 | 6.2244e-05 | 0.00037579 | 9.3857e-05 | 0.00010895 | 7.7055e-05 | 2.3216e-05 | 7.007e-05 | 2.665e-05 | 1.2574e-05 | 8.3772e-05 | 1.5583e-06
0 | 0 | 3.5282e-07 | 1.4529e-07 | 0 | 0 | 5.0353e-05 | 6.7945e-05 | 0.00058949 | 0.00013026 | 0.00014843 | 8.007e-05 | 7.8614e-05 | 8.7855e-05 | 0.00011412 | 2.0057e-05 | 0.00013567 | 3.3294e-05
0 | 0 | 3.9037e-07 | 1.574e-07 | 0 | 0 | 0.0001336 | 5.5274e-05 | 0.00073418 | 0.00020692 | 0.00020567 | 8.7372e-05 | 0.00014454 | 0.00011052 | 0.00018224 | 2.9126e-05 | 0.00018648 | 6.7094e-05
0 | 0 | 2.936e-07 | 1.574e-07 | 0 | 0 | 0.00020376 | 6.7732e-05 | 0.00070804 | 0.00024387 | 0.00033548 | 8.5204e-05 | 0.00016865 | 9.5369e-05 | 0.00010605 | 9.6443e-05 | 0.00016702 | 0.00014906
0 | 0 | 2.8598e-07 | 1.9372e-07 | 0 | 4.1779e-07 | 0.00035661 | 6.7981e-05 | 0.00049071 | 0.00017876 | 0.00042367 | 9.0714e-05 | 0.0001829 | 7.148e-05 | 0.00011471 | 9.0315e-05 | 0.00020798 | 3.0887e-05
0 | 0 | 2.8008e-07 | 1.695e-07 | 0 | 6.9631e-07 | 0.00040234 | 6.3811e-05 | 0.00038427 | 0.00024877 | 0.00038592 | 0.00011008 | 0.00020029 | 0.00015584 | 0.00023256 | 8.0365e-05 | 0.00014145 | 0.00030927
0 | 0 | 2.693e-07 | 1.9372e-07 | 0 | 0 | 0.00040509 | 6.4951e-05 | 0.00032091 | 0.00023277 | 0.00028832 | 9.7984e-05 | 0.00018153 | 0.00010288 | 0.00017703 | 9.9076e-05 | 0.00016163 | 0.00024036
0 | 0 | 6.0762e-07 | 2.1793e-07 | 0 | 0 | 0.00040882 | 6.9818e-05 | 0.00027689 | 0.00013188 | 0.00018867 | 0.00010135 | 0.00027763 | 0.00022693 | 0.00016312 | 8.0213e-05 | 0.00015756 | 0.00017213
0 | 0 | 4.8845e-07 | 1.8161e-07 | 0 | 0 | 0.00037479 | 7.601e-05 | 0.00026835 | 0.0001234 | 7.0538e-05 | 9.8365e-05 | 0.00023522 | 0.00029731 | 7.6764e-05 | 4.8519e-05 | 0.00012585 | 0.00019241
0 | 0 | 4.9606e-07 | 2.1793e-07 | 0 | 0 | 0.00027639 | 6.9362e-05 | 0.000412 | 0.00012958 | 1.591e-05 | 9.7166e-05 | 0.00024915 | 0.00034729 | 0.00013247 | 6.6395e-05 | 0.00011381 | 0.00025783
0 | 0 | 5.6863e-07 | 1.695e-07 | 0 | 6.9631e-07 | 0.00034177 | 8.153e-05 | 0.00037275 | 9.7597e-05 | 2.0049e-05 | 0.00010134 | 0.00025004 | 0.00023465 | 0.00024914 | 0.00010689 | 0.0001725 | 5.4858e-05
0 | 0 | 7.1477e-06 | 1.695e-07 | 0 | 0 | 0.00021766 | 7.5976e-05 | 0.00051026 | 0.00015924 | 3.0621e-05 | 0.00010742 | 0.00041234 | 0.00025148 | 0.00032279 | 6.8959e-05 | 0.00016768 | 9.2032e-05
0 | 0 | 1.1071e-05 | 1.695e-07 | 0 | 0 | 0.00019164 | 7.0081e-05 | 0.0004526 | 0.00011303 | 3.2024e-05 | 0.00010411 | 0.00039567 | 0.00022599 | 0.00031879 | 4.7905e-05 | 0.00023429 | 4.1181e-05
0 | 0 | 1.047e-05 | 1.8161e-07 | 0 | 0 | 0.00014018 | 7.8105e-05 | 0.00034534 | 6.3738e-05 | 3.3483e-05 | 0.00010072 | 0.00027241 | 0.00022606 | 0.0001699 | 5.0778e-05 | 0.00018764 | 8.1914e-06
0 | 0 | 9.5725e-06 | 1.8161e-07 | 0 | 0 | 9.4676e-05 | 7.9584e-05 | 0.00035055 | 6.5959e-05 | 2.7124e-05 | 0.00010298 | 0.00012812 | 0.00022943 | 0.00012343 | 4.0189e-05 | 0.00019022 | 8.0098e-05
0 | 0 | 9.0404e-06 | 1.695e-07 | 0 | 0 | 7.6006e-05 | 6.7455e-05 | 0.00031073 | 0.00029535 | 2.162e-05 | 0.00010764 | 8.3376e-05 | 0.00013152 | 0.00010614 | 4.0353e-05 | 0.00013311 | 1.2331e-06
0 | 0 | 6.7769e-06 | 1.695e-07 | 0 | 4.1779e-07 | 6.5611e-05 | 7.1308e-05 | 0.00022478 | 9.6644e-05 | 2.1639e-05 | 9.3745e-05 | 5.9232e-05 | 0.00011962 | 5.8299e-05 | 4.8542e-05 | 0.00010862 | 1.3009e-06
0 | 0 | 6.7698e-06 | 1.695e-07 | 0 | 6.9631e-07 | 5.8208e-05 | 6.5608e-05 | 0.00021633 | 4.3868e-05 | 1.3362e-05 | 8.8085e-05 | 1.4638e-05 | 0.00012974 | 2.3339e-05 | 2.4624e-05 | 7.152e-05 | 1.328e-06
0 | 6.165e-07 | 1.0392e-06 | 2.189e-06 | 0 | 0 | 3.5056e-05 | 9.4085e-05 | 0.00011264 | 9.3803e-05 | 4.327e-05 | 0.00010126 | 1.1129e-05 | 0.00024552 | 2.6288e-05 | 2.4726e-05 | 5.9284e-05 | 1.2085e-06
0 | 6.165e-07 | 7.3331e-07 | 3.1084e-06 | 0 | 0 | 1.5531e-05 | 9.1786e-05 | 0.00012363 | 6.5778e-05 | 4.3136e-05 | 9.4027e-05 | 7.3779e-06 | 0.00024733 | 7.4186e-06 | 1.8814e-05 | 5.7395e-05 | 1.2085e-06
0 | 5.6045e-07 | 1.2249e-06 | 3.0509e-06 | 0 | 0 | 1.7171e-05 | 8.7522e-05 | 7.4605e-05 | 0.00011967 | 4.3216e-05 | 9.6384e-05 | 6.4419e-06 | 0.00024648 | 9.0037e-06 | 1.2819e-05 | 3.6986e-05 | 1.3993e-06
0 | 6.165e-07 | 7.5892e-07 | 2.8785e-06 | 0 | 0 | 5.9193e-06 | 8.4843e-05 | 7.6917e-05 | 9.576e-05 | 4.3243e-05 | 9.6511e-05 | 4.5475e-06 | 0.00024631 | 9.5967e-06 | 1.2794e-05 | 3.2946e-05 | 1.2085e-06
0 | 6.165e-07 | 9.6338e-07 | 2.6573e-06 | 0 | 0 | 2.5649e-06 | 8.8898e-05 | 0.00012338 | 0.00011882 | 4.295e-05 | 9.2527e-05 | 5.3618e-06 | 0.00024646 | 1.0503e-05 | 1.1765e-05 | 3.7342e-05 | 1.5774e-06
0 | 5.6045e-07 | 6.0938e-07 | 3.0998e-06 | 0 | 0 | 2.9002e-06 | 9.0855e-05 | 9.8572e-05 | 7.9659e-05 | 4.3003e-05 | 8.797e-05 | 1.1669e-05 | 0.00024687 | 8.4538e-06 | 1.1365e-05 | 6.6218e-05 | 2.0354e-06
0 | 6.165e-07 | 7.6101e-07 | 3.2233e-06 | 0 | 0 | 5.3926e-06 | 9.7686e-05 | 0.00011317 | 0.00013185 | 4.287e-05 | 9.2503e-05 | 3.8045e-05 | 0.00024189 | 2.2086e-05 | 2.7025e-05 | 8.3509e-05 | 2.2898e-06
0 | 1.0915e-06 | 7.0279e-07 | 3.1744e-06 | 0 | 0 | 2.7256e-05 | 9.0656e-05 | 0.00018998 | 9.1703e-05 | 5.4799e-05 | 9.3043e-05 | 6.8273e-05 | 0.00023104 | 6.8913e-05 | 4.0009e-05 | 0.00011407 | 2.4043e-06
0 | 6.165e-07 | 7.089e-07 | 3.2405e-06 | 0 | 0 | 7.7581e-05 | 8.8565e-05 | 0.00038419 | 0.00024657 | 7.7166e-05 | 9.0257e-05 | 0.00017381 | 0.00047588 | 0.00018492 | 2.5072e-05 | 0.00019039 | 6.4994e-05
0 | 6.165e-07 | 6.8308e-07 | 3.2894e-06 | 0 | 0 | 0.0001934 | 8.2814e-05 | 0.00037849 | 0.00017786 | 8.8723e-05 | 0.00010296 | 0.00012846 | 4.4151e-05 | 0.00030842 | 3.1612e-05 | 0.00026585 | 0.00020457
0 | 6.165e-07 | 1.0949e-06 | 3.2722e-06 | 0 | 0 | 0.00026012 | 9.1423e-05 | 0.00024031 | 0.00015101 | 0.00022098 | 0.00010959 | 0.00019969 | 3.8531e-05 | 0.00022841 | 4.3318e-05 | 0.00027726 | 0.00026655
0 | 9.5277e-07 | 1.7882e-06 | 4.944e-06 | 0 | 0 | 0.00033362 | 9.2051e-05 | 0.00035457 | 0.00022009 | 0.00020856 | 0.00010219 | 0.00020997 | 0.00022693 | 0.00015124 | 8.4647e-05 | 0.00025688 | 0.00033909
0 | 6.165e-07 | 1.6074e-06 | 3.4328e-06 | 0 | 0 | 0.00037046 | 9.6863e-05 | 0.00015775 | 0.0001313 | 0.00039878 | 0.00011134 | 0.00018066 | 0.00039642 | 0.00023251 | 4.1495e-05 | 0.00017278 | 0.00054926
0 | 6.165e-07 | 1.7478e-06 | 6.2104e-06 | 0 | 0 | 0.00040668 | 0.0001067 | 0.00014562 | 0.00017017 | 0.00040738 | 0.0001122 | 0.00010122 | 0.00072754 | 0.0002327 | 3.7119e-05 | 0.00010565 | 0.00084361
0 | 6.165e-07 | 2.1019e-06 | 5.1281e-06 | 0 | 0 | 0.00038453 | 9.6925e-05 | 0.00012147 | 0.00015783 | 0.0003114 | 0.00010916 | 8.8086e-05 | 0.00024311 | 0.0002732 | 5.5297e-05 | 0.00013181 | 0.0003648
0 | 6.165e-07 | 1.8074e-06 | 4.2576e-06 | 0 | 0 | 0.00039291 | 9.9056e-05 | 0.00011523 | 0.0001957 | 0.00023259 | 0.00010809 | 0.00011867 | 0.00026785 | 0.00019582 | 0.00021313 | 0.0001106 | 6.0425e-05
0 | 8.9672e-07 | 1.9716e-06 | 3.8812e-06 | 0 | 0 | 0.00035491 | 0.00010024 | 0.00011124 | 0.00015903 | 0.00021237 | 0.00011131 | 0.00023525 | 0.00021084 | 0.00023704 | 0.00017363 | 0.00016363 | 4.1994e-06
0 | 6.165e-07 | 1.3185e-06 | 3.4043e-06 | 0 | 0 | 0.00035942 | 0.00010321 | 0.00021862 | 0.00028755 | 0.00013425 | 0.00011575 | 0.00041636 | 0.00035724 | 0.00045486 | 9.6164e-05 | 0.00017343 | 0.00043085
0 | 5.6045e-07 | 1.7922e-06 | 3.3468e-06 | 0 | 0 | 0.00032001 | 0.00010561 | 0.00021565 | 0.00025469 | 6.774e-05 | 0.00011896 | 0.00040208 | 0.00031945 | 0.00040826 | 0.00010792 | 0.00025288 | 0.00021997
0 | 9.5277e-07 | 1.3174e-06 | 3.6341e-06 | 0 | 0 | 0.00031741 | 0.00010071 | 0.00019874 | 0.00019454 | 6.7926e-05 | 0.00012416 | 0.0002649 | 0.00024064 | 0.0002735 | 9.53e-05 | 0.00025659 | 4.5033e-05
0 | 5.6045e-07 | 1.5385e-06 | 4.0622e-06 | 0 | 0 | 0.00030395 | 0.00010212 | 0.00021924 | 0.00018265 | 6.8033e-05 | 0.00012878 | 0.00011408 | 0.00027879 | 0.00015375 | 6.3876e-05 | 0.00020758 | 1.9875e-05
0 | 6.165e-07 | 1.7686e-06 | 3.8554e-06 | 0 | 0 | 0.00023273 | 0.00010087 | 0.00018032 | 0.00014666 | 6.7847e-05 | 0.00011313 | 4.721e-05 | 0.00046876 | 0.00010211 | 8.3296e-05 | 0.00014448 | 2.3852e-05
0 | 6.165e-07 | 1.2906e-06 | 2.3614e-06 | 0 | 0 | 0.00014178 | 9.6653e-05 | 0.00015993 | 0.00014799 | 6.782e-05 | 0.00011074 | 3.2243e-05 | 6.1596e-05 | 5.328e-05 | 6.5898e-05 | 9.3007e-05 | 5.1851e-05
0 | 6.165e-07 | 1.1698e-06 | 1.2902e-07 | 0 | 0 | 9.7193e-05 | 9.6312e-05 | 0.0001311 | 0.00013086 | 6.7607e-05 | 0.00010203 | 1.0108e-05 | 5.5111e-05 | 3.4613e-05 | 2.6879e-05 | 0.00011431 | 1.7046e-06
0 | 5.6045e-07 | 1.1415e-06 | 2.7195e-06 | 0 | 0 | 3.6515e-05 | 9.485e-05 | 6.2519e-05 | 0.00011095 | 6.774e-05 | 0.0001005 | 9.0019e-06 | 5.4084e-05 | 1.1538e-05 | 1.8197e-05 | 5.6575e-05 | 1.2085e-06
0 | 6.165e-07 | 6.1267e-07 | 6.9503e-07 | 0 | 0 | 2.1901e-05 | 8.8672e-05 | 6.6766e-05 | 0.00013458 | 6.766e-05 | 9.3355e-05 | 1.1098e-05 | 5.1819e-05 | 1.1796e-05 | 1.5306e-05 | 6.5478e-05 | 1.1322e-06
0 | 6.165e-07 | 7.2049e-07 | 1.2902e-07 | 0 | 0 | 7.4564e-06 | 9.8486e-05 | 9.9665e-05 | 9.4556e-05 | 9.4474e-05 | 9.5018e-05 | 9.0182e-06 | 5.5111e-05 | 9.7261e-06 | 1.0958e-05 | 3.393e-05 | 1.1322e-06
0 | 6.165e-07 | 6.1432e-07 | 1.1182e-07 | 0 | 0 | 7.2578e-06 | 8.615e-05 | 0.0001345 | 0.00010929 | 0.00011005 | 9.7837e-05 | 2.8348e-05 | 5.412e-05 | 1.0524e-05 | 1.0697e-05 | 3.4276e-05 | 1.2721e-06
0 | 5.6045e-07 | 7.426e-07 | 7.6109e-07 | 0 | 0 | 6.2795e-06 | 9.3727e-05 | 0.00015739 | 0.00014714 | 0.00010984 | 9.5848e-05 | 7.1889e-05 | 5.2534e-05 | 2.2359e-05 | 1.0664e-05 | 3.8114e-05 | 1.2594e-06
0 | 6.165e-07 | 6.1267e-07 | 1.6144e-06 | 0 | 0 | 2.7661e-05 | 8.8466e-05 | 0.00023715 | 8.8725e-05 | 0.00011002 | 9.3042e-05 | 3.7239e-05 | 5.3454e-05 | 5.3747e-05 | 1.0851e-05 | 0.00012819 | 1.5138e-06
0 | 6.165e-07 | 1.1546e-06 | 1.1633e-06 | 0 | 0 | 7.7005e-05 | 8.6829e-05 | 0.00028519 | 0.0001285 | 0.00010973 | 0.0001054 | 5.8017e-05 | 5.5875e-05 | 5.8929e-05 | 2.1644e-05 | 0.00017449 | 1.7046e-06
0 | 6.165e-07 | 4.656e-06 | 1.4995e-06 | 0 | 0 | 0.0001008 | 9.3973e-05 | 0.00034329 | 0.00015375 | 0.00011932 | 0.00010053 | 0.0001097 | 5.7277e-05 | 0.00017364 | 6.7252e-05 | 0.00031865 | 5.0037e-06
0 | 6.165e-07 | 4.191e-06 | 2.0338e-06 | 0 | 0 | 0.00018341 | 9.0236e-05 | 0.00029747 | 0.0001583 | 0.00012392 | 0.00010067 | 9.4376e-05 | 0.00040947 | 0.00011913 | 4.988e-05 | 0.00025408 | 1.4703e-05
0 | 6.165e-07 | 3.0383e-06 | 2.5424e-06 | 0 | 0 | 0.00025664 | 9.4247e-05 | 0.0002005 | 0.00018454 | 0.00013399 | 9.9122e-05 | 7.8503e-05 | 4.614e-05 | 8.431e-05 | 3.3909e-05 | 0.00025185 | 7.3183e-05
1.6558e-06 | 6.165e-07 | 3.269e-06 | 1.9678e-06 | 0 | 0 | 0.00029052 | 8.8764e-05 | 0.00021824 | 0.00049771 | 0.00017601 | 9.3379e-05 | 9.9834e-05 | 4.0271e-05 | 4.3358e-05 | 3.9197e-05 | 0.00021601 | 0.00032795
0 | 6.165e-07 | 2.994e-06 | 1.9017e-06 | 0 | 0 | 0.00028975 | 0.00010263 | 0.00012192 | 0.00024555 | 0.00018159 | 0.00011214 | 0.00010033 | 0.00016934 | 0.00010823 | 4.8019e-05 | 0.00021604 | 0.00036069
0 | 6.165e-07 | 2.4533e-06 | 1.9103e-06 | 0 | 0 | 0.00022148 | 8.6476e-05 | 0.00012821 | 0.00039104 | 0.00030553 | 0.00011582 | 0.00014125 | 0.00026996 | 0.00013989 | 3.8078e-05 | 0.00014403 | 0.00062466
0 | 6.165e-07 | 3.1084e-06 | 1.1059e-06 | 0 | 0 | 0.00014216 | 9.7203e-05 | 0.00010177 | 0.0001685 | 0.00027593 | 0.00010899 | 0.00011353 | 0.00071149 | 0.00013939 | 3.1076e-05 | 0.00015673 | 9.7303e-06
0 | 6.165e-07 | 2.9957e-06 | 1.8614e-06 | 0 | 0 | 0.00023322 | 0.00010062 | 7.5046e-05 | 0.00015416 | 0.00024036 | 0.00011345 | 0.00014552 | 0.00040995 | 7.7779e-05 | 2.3992e-05 | 7.794e-05 | 0.00052729
0 | 6.165e-07 | 1.6979e-06 | 1.057e-06 | 0 | 0 | 0.00021604 | 9.9852e-05 | 0.00010661 | 0.00015167 | 0.00013279 | 0.00010961 | 0.00022239 | 0.00039379 | 4.8923e-05 | 4.7269e-05 | 9.6978e-05 | 0.00025639
0 | 6.165e-07 | 1.3803e-06 | 1.8931e-06 | 0 | 0 | 0.0001894 | 9.3643e-05 | 0.00010098 | 0.00013708 | 0.00013248 | 0.00011263 | 0.00031453 | 0.0002047 | 0.00026454 | 6.6862e-05 | 0.00011634 | 0.00060194
0 | 6.165e-07 | 1.6072e-06 | 9.9954e-07 | 0 | 0 | 0.00018208 | 0.0001067 | 0.00023566 | 0.00035534 | 6.6222e-05 | 0.00012343 | 0.00058028 | 0.00021388 | 0.00069084 | 7.1486e-05 | 0.00016292 | 1.3484e-06
0 | 6.165e-07 | 1.2247e-06 | 6.7054e-06 | 0 | 0 | 0.00018649 | 9.4918e-05 | 0.00039878 | 0.00026795 | 3.1953e-07 | 0.0001283 | 0.00054822 | 0.00019962 | 0.00076992 | 8.0219e-05 | 0.00022766 | 1.2085e-06
0 | 6.165e-07 | 1.4824e-06 | 7.0243e-06 | 0 | 0 | 0.00019548 | 9.612e-05 | 0.00040926 | 0.00024257 | 3.1953e-07 | 0.00012735 | 0.00026399 | 0.0001783 | 0.00021836 | 6.884e-05 | 0.00023548 | 0.00058819
0 | 6.165e-07 | 1.2751e-06 | 4.7259e-06 | 0 | 0 | 0.00016676 | 0.00010209 | 0.00039223 | 0.0001641 | 3.9941e-07 | 0.00013055 | 0.00012493 | 6.549e-05 | 6.3356e-05 | 5.8408e-05 | 0.00026596 | 8.4595e-05
0 | 6.165e-07 | 1.3343e-06 | 4.0278e-06 | 0 | 0 | 0.00018251 | 9.4434e-05 | 0.00028948 | 0.00011593 | 3.1953e-07 | 0.00012399 | 4.8208e-05 | 5.3567e-05 | 6.666e-05 | 3.7736e-05 | 0.00011851 | 3.5619e-06
0 | 6.165e-07 | 1.2199e-06 | 3.6513e-06 | 0 | 0 | 0.00011035 | 9.8759e-05 | 0.00031089 | 0.00014133 | 3.1953e-07 | 0.00012627 | 4.2078e-05 | 5.0318e-05 | 9.7828e-05 | 3.2248e-05 | 9.4667e-05 | 2.7707e-05
0 | 6.165e-07 | 1.3508e-06 | 1.3271e-06 | 0 | 0 | 8.92e-05 | 9.6623e-05 | 0.00031096 | 0.00017138 | 3.1953e-07 | 0.00010863 | 1.292e-05 | 5.3341e-05 | 1.7488e-05 | 1.7248e-05 | 0.00010403 | 2.0748e-05
0 | 5.6045e-07 | 1.1415e-06 | 2.7195e-06 | 0 | 0 | 3.6515e-05 | 9.485e-05 | 6.2519e-05 | 0.00011095 | 6.774e-05 | 0.0001005 | 9.0019e-06 | 5.4084e-05 | 1.1538e-05 | 1.8197e-05 | 5.6575e-05 | 1.2085e-06
0 | 6.165e-07 | 6.1267e-07 | 6.9503e-07 | 0 | 0 | 2.1901e-05 | 8.8672e-05 | 6.6766e-05 | 0.00013458 | 6.766e-05 | 9.3355e-05 | 1.1098e-05 | 5.1819e-05 | 1.1796e-05 | 1.5306e-05 | 6.5478e-05 | 1.1322e-06
0 | 6.165e-07 | 7.2049e-07 | 1.2902e-07 | 0 | 0 | 7.4564e-06 | 9.8486e-05 | 9.9665e-05 | 9.4556e-05 | 9.4474e-05 | 9.5018e-05 | 9.0182e-06 | 5.5111e-05 | 9.7261e-06 | 1.0958e-05 | 3.393e-05 | 1.1322e-06
0 | 6.165e-07 | 6.1432e-07 | 1.1182e-07 | 0 | 0 | 7.2578e-06 | 8.615e-05 | 0.0001345 | 0.00010929 | 0.00011005 | 9.7837e-05 | 2.8348e-05 | 5.412e-05 | 1.0524e-05 | 1.0697e-05 | 3.4276e-05 | 1.2721e-06
0 | 5.6045e-07 | 7.426e-07 | 7.6109e-07 | 0 | 0 | 6.2795e-06 | 9.3727e-05 | 0.00015739 | 0.00014714 | 0.00010984 | 9.5848e-05 | 7.1889e-05 | 5.2534e-05 | 2.2359e-05 | 1.0664e-05 | 3.8114e-05 | 1.2594e-06
0 | 6.165e-07 | 6.1267e-07 | 1.6144e-06 | 0 | 0 | 2.7661e-05 | 8.8466e-05 | 0.00023715 | 8.8725e-05 | 0.00011002 | 9.3042e-05 | 3.7239e-05 | 5.3454e-05 | 5.3747e-05 | 1.0851e-05 | 0.00012819 | 1.5138e-06
0 | 6.165e-07 | 1.1546e-06 | 1.1633e-06 | 0 | 0 | 7.7005e-05 | 8.6829e-05 | 0.00028519 | 0.0001285 | 0.00010973 | 0.0001054 | 5.8017e-05 | 5.5875e-05 | 5.8929e-05 | 2.1644e-05 | 0.00017449 | 1.7046e-06
0 | 6.165e-07 | 4.656e-06 | 1.4995e-06 | 0 | 0 | 0.0001008 | 9.3973e-05 | 0.00034329 | 0.00015375 | 0.00011932 | 0.00010053 | 0.0001097 | 5.7277e-05 | 0.00017364 | 6.7252e-05 | 0.00031865 | 5.0037e-06
0 | 6.165e-07 | 4.191e-06 | 2.0338e-06 | 0 | 0 | 0.00018341 | 9.0236e-05 | 0.00029747 | 0.0001583 | 0.00012392 | 0.00010067 | 9.4376e-05 | 0.00040947 | 0.00011913 | 4.988e-05 | 0.00025408 | 1.4703e-05
0 | 6.165e-07 | 3.0383e-06 | 2.5424e-06 | 0 | 0 | 0.00025664 | 9.4247e-05 | 0.0002005 | 0.00018454 | 0.00013399 | 9.9122e-05 | 7.8503e-05 | 4.614e-05 | 8.431e-05 | 3.3909e-05 | 0.00025185 | 7.3183e-05
1.6558e-06 | 6.165e-07 | 3.269e-06 | 1.9678e-06 | 0 | 0 | 0.00029052 | 8.8764e-05 | 0.00021824 | 0.00049771 | 0.00017601 | 9.3379e-05 | 9.9834e-05 | 4.0271e-05 | 4.3358e-05 | 3.9197e-05 | 0.00021601 | 0.00032795
0 | 6.165e-07 | 2.994e-06 | 1.9017e-06 | 0 | 0 | 0.00028975 | 0.00010263 | 0.00012192 | 0.00024555 | 0.00018159 | 0.00011214 | 0.00010033 | 0.00016934 | 0.00010823 | 4.8019e-05 | 0.00021604 | 0.00036069
0 | 6.165e-07 | 2.4533e-06 | 1.9103e-06 | 0 | 0 | 0.00022148 | 8.6476e-05 | 0.00012821 | 0.00039104 | 0.00030553 | 0.00011582 | 0.00014125 | 0.00026996 | 0.00013989 | 3.8078e-05 | 0.00014403 | 0.00062466
0 | 6.165e-07 | 3.1084e-06 | 1.1059e-06 | 0 | 0 | 0.00014216 | 9.7203e-05 | 0.00010177 | 0.0001685 | 0.00027593 | 0.00010899 | 0.00011353 | 0.00071149 | 0.00013939 | 3.1076e-05 | 0.00015673 | 9.7303e-06
0 | 6.165e-07 | 2.9957e-06 | 1.8614e-06 | 0 | 0 | 0.00023322 | 0.00010062 | 7.5046e-05 | 0.00015416 | 0.00024036 | 0.00011345 | 0.00014552 | 0.00040995 | 7.7779e-05 | 2.3992e-05 | 7.794e-05 | 0.00052729
0 | 6.165e-07 | 1.6979e-06 | 1.057e-06 | 0 | 0 | 0.00021604 | 9.9852e-05 | 0.00010661 | 0.00015167 | 0.00013279 | 0.00010961 | 0.00022239 | 0.00039379 | 4.8923e-05 | 4.7269e-05 | 9.6978e-05 | 0.00025639
0 | 6.165e-07 | 1.3803e-06 | 1.8931e-06 | 0 | 0 | 0.0001894 | 9.3643e-05 | 0.00010098 | 0.00013708 | 0.00013248 | 0.00011263 | 0.00031453 | 0.0002047 | 0.00026454 | 6.6862e-05 | 0.00011634 | 0.00060194
0 | 6.165e-07 | 1.6072e-06 | 9.9954e-07 | 0 | 0 | 0.00018208 | 0.0001067 | 0.00023566 | 0.00035534 | 6.6222e-05 | 0.00012343 | 0.00058028 | 0.00021388 | 0.00069084 | 7.1486e-05 | 0.00016292 | 1.3484e-06
0 | 6.165e-07 | 1.2247e-06 | 6.7054e-06 | 0 | 0 | 0.00018649 | 9.4918e-05 | 0.00039878 | 0.00026795 | 3.1953e-07 | 0.0001283 | 0.00054822 | 0.00019962 | 0.00076992 | 8.0219e-05 | 0.00022766 | 1.2085e-06
0 | 6.165e-07 | 1.4824e-06 | 7.0243e-06 | 0 | 0 | 0.00019548 | 9.612e-05 | 0.00040926 | 0.00024257 | 3.1953e-07 | 0.00012735 | 0.00026399 | 0.0001783 | 0.00021836 | 6.884e-05 | 0.00023548 | 0.00058819
0 | 6.165e-07 | 1.2751e-06 | 4.7259e-06 | 0 | 0 | 0.00016676 | 0.00010209 | 0.00039223 | 0.0001641 | 3.9941e-07 | 0.00013055 | 0.00012493 | 6.549e-05 | 6.3356e-05 | 5.8408e-05 | 0.00026596 | 8.4595e-05
0 | 6.165e-07 | 1.3343e-06 | 4.0278e-06 | 0 | 0 | 0.00018251 | 9.4434e-05 | 0.00028948 | 0.00011593 | 3.1953e-07 | 0.00012399 | 4.8208e-05 | 5.3567e-05 | 6.666e-05 | 3.7736e-05 | 0.00011851 | 3.5619e-06
0 | 6.165e-07 | 1.2199e-06 | 3.6513e-06 | 0 | 0 | 0.00011035 | 9.8759e-05 | 0.00031089 | 0.00014133 | 3.1953e-07 | 0.00012627 | 4.2078e-05 | 5.0318e-05 | 9.7828e-05 | 3.2248e-05 | 9.4667e-05 | 2.7707e-05
0 | 6.165e-07 | 1.3508e-06 | 1.3271e-06 | 0 | 0 | 8.92e-05 | 9.6623e-05 | 0.00031096 | 0.00017138 | 3.1953e-07 | 0.00010863 | 1.292e-05 | 5.3341e-05 | 1.7488e-05 | 1.7248e-05 | 0.00010403 | 2.0748e-05