## Export
PROGRAM NAME | SDG&E Portfolio
BUDGET
Administrative Costs
Overhead and G&A | 116520478.855
Other Administrative Costs | 13627854.6256
Marketing/Outreach | 0
Incentives and Rebates
d.i. User Input Incentive | 0
d.ii. Rebate | 91377175.4934
d.iii. Direct Install Labor | 2968256.17
d.iv. Direct Install Materials | 1306931.66
d.v. Upstream payments | 54707090.6295
Activity | 0
Installation | 0
Hardware & Materials | 0
Rebate Processing & Inspection | 0
EM&V Costs | 11120000.0665
Budget | 291627787.5
Costs recovered from other sources | 0
Budget (plus other costs) | 291627787.5
PROGRAM IMPACTS
Program Reductions for Measures installed through 2011
User Entered kW (kW) | 104643.4837
Net Jul-Sept Peak (kW) | 110203.9679
Net Dec-Feb Peak (kW) | 56602.1409
Net NCP (kW) | 139920.9004
Net CEC (kW) | 109980.9137
Annual Net kWh | 506824486.9903
Lifecycle Net kWh | 4666780685.3794
Annual Net Therms | 9105351.4411
Lifecycle Net Therms | 167770710.6196
Cost Effectiveness for all measures installed through 2015
TRC
Costs | 330951437.0283
Electric Benefits | 368724812.5568 | 448078178.515
Gas Benefits | 79353365.9582
Net Benefits (NPV) | 117126741.4867
BC Ratio | 1.3539
PAC
Costs | 272965207.7601
Electric Benefits | 368724812.5568
Gas Benefits | 79353365.9582
Net Benefits (NPV) | 175112970.7549
BC Ratio | 1.6415
Levelized Cost
Levelized Cost TRC ($/kWh )
Discounted kWh | 2796741863.3325
Cost | 0.089849
Benefits | 0.13184
Benefit-Cost | 0.041992
Levelized Cost PAC ($/kWh)
Discounted kWh | 2796741863.3325
Cost | 0.077535
Benefits | 0.13184
Benefit-Cost | 0.054306
Levelized Cost TRC ($/therm)
Discounted Therms | 84890161.0877
Cost | 0.84751
Benefits | 0.93478
Benefit-Cost | 0.087266
Levelized Cost PAC ($/therm)
Discounted Therms | 84890161.0877
Cost | 0.65792
Benefits | 0.93478
Benefit-Cost | 0.27686
Emission Annual Reductions (2009-2011)
Electric Annual CO2 (tons) - 2009 | 82274.7445
2010 | 84729.3499
2011 | 88468.3402
Electric Lifecycle CO2 (tons) - 2009 | 752466.3399
2010 | 776392.487
2011 | 791926.5276
Electric Annual NOX (tons) - 2009 | 11.0288
2010 | 11.3615
2011 | 11.8748
Electric Lifecycle NOX (tons) - 2009 | 101.5826
2010 | 104.8387
2011 | 106.9706
Electric Annual SO2 (lbs) - 2009
2010
2011
Electric Lifecycle SO2 (lbs) - 2009
2010
2011
Gas Annual CO2 (tons) - 2009 | 18020.9889
2010 | 17952.8328
2011 | 17292.4843
Gas Lifecycle CO2 (tons) - 2009 | 327395.5279
2010 | 328369.7158
2011 | 325693.4135
Gas Annual NOX (tons) - 2009 | 21.7335
2010 | 21.691
2011 | 21.1802
Gas Lifecycle NOX (tons) - 2009 | 374.5182
2010 | 375.4514
2011 | 373.4734
Gas Annual SO2 (lbs) - 2009
2010
2011
Gas Lifecycle SO2 (lbs) - 2009
2010
2011
Data below not currently used in Energy Division workbook
Levelized Cost RIM ($/therm)
Discounted Therms | 84890161.0877
Cost | 1.3733
Benefits | 0.93478
Benefit-Cost | -0.43852
Levelized Cost RIM ($/kWh)
Discounted kWh | 2796741863.3325
Cost | 0.19369
Benefits | 0.13184
Benefit-Cost | -0.43852
RIM
Costs | 658279282.3888
Electric Benefits | 368724812.5568
Gas Benefits | 79353365.9582
Net Benefits (NPV) | -210201103.8738
BC Ratio | 0.68068
Impacts for all programs installed trhough 2015
Net July-Sept Peak (kW)
Clothes Dryer | 0
Clothes Washer | 164.8369
Consumer Electronics | 0
Cooking | 0
Dishwasher | 69.9561
Net Dec-Feb Pk (kW)
Clothes Dryer | 0
Clothes Washer | 164.837
Consumer Electronics | 0
Cooking | 0
Dishwasher | 69.9597
Net CEC (kW)
Clothes Dryer | 0
Clothes Washer | 255.4965
Consumer Electronics | 0
Cooking | 0
Dishwasher | 59.129
Annual Net kWh
Clothes Dryer | 0
Clothes Washer | 1177403.3466
Consumer Electronics | 0
Cooking | 0
Dishwasher | 272484
Lifecycle Net kWh
Clothes Dryer | 0
Clothes Washer | 12951436.8129
Consumer Electronics | 0
Cooking | 0
Dishwasher | 2997324
Annual Net Therms
Clothes Dryer | 0
Clothes Washer | 637506.3276
Consumer Electronics | 0
Cooking | 0
Dishwasher | 47432.4
Lifecycle Net Therms
Clothes Dryer | 0
Clothes Washer | 7012569.6033
Consumer Electronics | 0
Cooking | 0
Dishwasher | 521756.4

## Output by Measure
SDG&E
SDG&E Portfolio
SDG&E | [8 empty] | Levelized Benefits less Costs (TRC) |  |  |  | Levelized Benefits less Costs (PAC) |  |  |  | Benefit Cost Ratios
Net Impacts by Measure | [8 empty] | No Allocated Admin |  | w/ Allocated Admin |  | No Allocated Admin |  | w/ Allocated Admin |  | No Allocated Admin |  | w/ Allocated Admin
| Net Avg Jul-Sep (kW) | Net Dec-Feb Pk (kW) | Net CEC (kW) | Net User Entered kW | Annual kWh adj for Net to gross | Lifecycle kWh (Annual * Measure Life) | Annual Therms | Lifecycle Therms | Electric ($/kWh) | Gas ($/Th) | Electric ($/kWh) | Gas ($/Th) | Electric ($/kWh) | Gas ($/Th) | Electric ($/kWh) | Gas ($/Th) | TRC | PAC | TRC | PAC
Total or Average | 110203.9679 | 56602.1409 | 109980.9137 | 104643.4837 | 506824486.9903 | 4666780685.3794 | 9105351.4411 | 167770710.6196 | 0.081596 | 0.44665 | 0.041992 | 0.087266 | 0.093909 | 0.63624 | 0.054306 | 0.27686
0 | 0 | 0 | 0 | 0 | 0 | 0 | 0 | 0 | 0 | 0 | 0 | 0 | 0 | 0 | 0 | 0 | 0 | 0 | 0 | 0
0 | 0 | 0 | 0 | 0 | 0 | 0 | 0 | 0 | 0 | 0 | 0 | 0 | 0 | 0 | 0 | 0 | 0 | 0 | 0 | 0
0 | 0 | 0 | 0 | 0 | 0 | 0 | 0 | 0 | 0 | 0 | 0 | 0 | 0 | 0 | 0 | 0 | 0 | 0 | 0 | 0
Residential | 0 | 0 | 0 | 0 | 0 | 0 | 0 | 0 | 0 | 0 | 0 | 0 | 0 | 0 | 0 | 0 | 0 | 0 | 0 | 0
0 | 0 | 0 | 0 | 0 | 0 | 0 | 0 | 0 | 0 | 0 | 0 | 0 | 0 | 0 | 0 | 0 | 0 | 0 | 0 | 0
Deemed Measures | 0 | 0 | 0 | 0 | 0 | 0 | 0 | 0 | 0 | 0 | 0 | 0 | 0 | 0 | 0 | 0 | 0 | 0 | 0 | 0
0 | 0 | 0 | 0 | 0 | 0 | 0 | 0 | 0 | 0 | 0 | 0 | 0 | 0 | 0 | 0 | 0 | 0 | 0 | 0 | 0
Appliances | 0 | 0 | 0 | 0 | 0 | 0 | 0 | 0 | 0 | 0 | 0 | 0 | 0 | 0 | 0 | 0 | 0 | 0 | 0 | 0
421007-Water Heating - Clothes Washer - Tier III MEF=1.80 | 164.8369 | 164.837 | 255.4965 | 158.6034 | 1177403.3466 | 12951436.8129 | 637506.3276 | 7012569.6033 | 0.055186 | 0.37474 | 0.013671 | 0.092832 | 0.10293 | 0.69895 | 0.061415 | 0.41704 | 1.7214 | 4.5803 | 1.1158 | 1.874
421008-Dishwasher 15% above Energy Star (0.65 EF +) | 69.9561 | 69.9597 | 59.129 | 90.828 | 272484 | 2997324 | 47432.4 | 521756.4 | -0.57631 | -3.4794 | -0.623 | -3.7613 | 0.058892 | 0.35556 | 0.012198 | 0.073646 | 0.20445 | 1.6601 | 0.19207 | 1.0898
421003-Motor - Pool Pump (two-speed) - Placeholder for Variable Speed | 26.7368 | 26.7379 | 106.2784 | 188.9082 | 489762 | 4897620 | 0 | 0 | 0.09415 | 0 | 0.056144 | 0 | 0.09415 | 0 | 0.056144 | 0 | 4.5666 | 4.5666 | 1.8718 | 1.8718
426001-Intelligent Electronic Power Strips | 82.11 | 82.1082 | 130.9053 | 88.9313 | 603250.3125 | 12065006.25 | 0 | 0 | 0.031363 | 0 | -0.010522 | 0 | 0.031363 | 0 | -0.010522 | 0 | 1.309 | 1.309 | 0.92661 | 0.92661
0 | 0 | 0 | 0 | 0 | 0 | 0 | 0 | 0 | 0 | 0 | 0 | 0 | 0 | 0 | 0 | 0 | 0 | 0 | 0 | 0
Appliance Recycling | 0 | 0 | 0 | 0 | 0 | 0 | 0 | 0 | 0 | 0 | 0 | 0 | 0 | 0 | 0 | 0 | 0 | 0 | 0 | 0
408001-EE Refrigerator Recycling - using ED weights | 4555.8297 | 2730.8832 | 5190.6048 | 4495.7564 | 23919837.7448 | 119599188.7238 | -355091.312 | -1775456.5601 | 0.075238 | 0.99774 | 0.039908 | 0.99774 | 0.075238 | 0.99774 | 0.039908 | 0.99774 | 2.1703 | 2.1703 | 1.2886 | 1.2886
408002-EE Freezer Recycling - using ED weights | 1341.8592 | 804.3454 | 1528.8238 | 1297.8672 | 7045270.9507 | 28181083.8026 | -99188.2403 | -396752.961 | 0.043679 | 1.0047 | 0.0081103 | 1.0047 | 0.043679 | 1.0047 | 0.0081103 | 1.0047 | 1.3546 | 1.3546 | 0.94923 | 0.94923
0 | 0 | 0 | 0 | 0 | 0 | 0 | 0 | 0 | 0 | 0 | 0 | 0 | 0 | 0 | 0 | 0 | 0 | 0 | 0 | 0
Water Heating | 0 | 0 | 0 | 0 | 0 | 0 | 0 | 0 | 0 | 0 | 0 | 0 | 0 | 0 | 0 | 0 | 0 | 0 | 0 | 0
422003-High Efficiency Small Gas Instantaneous Water Heater | 0 | 0 | 0 | 0 | 0 | 0 | 13893.9748 | 277879.4964 | 0 | 0.73751 | 0 | 0.42649 | 0 | 0.73751 | 0 | 0.42649 | 3.9622 | 3.9622 | 1.7616 | 1.7616
422004-High Efficiency Small Gas Storage Water Heater - 40 Gal , 0.62 EF | 0 | 0 | 0 | 0 | 0 | 0 | 3662.7835 | 40290.6187 | 0 | 0.28173 | 0 | -0.00017829 | 0 | 0.5381 | 0 | 0.25619 | 1.46 | 2.5112 | 0.9998 | 1.4016
422006-Low Flow Showerhead/Self Install 1.5 gpm - Kits | 0 | 0 | 0 | 0 | 0 | 0 | 7801.962 | 78019.62 | 0 | 0.55229 | 0 | 0.27344 | 0 | 0.55229 | 0 | 0.27344 | 2.6626 | 2.6626 | 1.4475 | 1.4475
422007-Faucet Aerators - Kit & Lav Self Install | 0 | 0 | 0 | 0 | 0 | 0 | 13169.205 | 131692.05 | 0 | 0.79459 | 0 | 0.51574 | 0 | 0.79459 | 0 | 0.51574 | 9.8407 | 9.8407 | 2.3987 | 2.3987
423009-Low Flow Showerhead/Self Install 1.5 gpm - Kits | 6.6984 | 6.6987 | 11.2791 | 11.435 | 51977.2834 | 519772.8337 | 0 | 0 | 0.10117 | 0 | 0.061799 | 0 | 0.10117 | 0 | 0.061799 | 0 | 5.266 | 5.266 | 1.9795 | 1.9795
423010-Faucet Aerators/Self Install | 5.0238 | 5.0241 | 8.4593 | 8.5763 | 38982.9625 | 389829.6252 | 0 | 0 | 0.11045 | 0 | 0.071074 | 0 | 0.11045 | 0 | 0.071074 | 0 | 8.6479 | 8.6479 | 2.3207 | 2.3207
420002-Water Heating - Faucet Aerator - Low Flow | 0 | 0 | 0 | 0 | 0 | 0 | 27907.6131 | 279076.131 | 0 | 0.68176 | 0 | 0.40291 | 0 | 0.68176 | 0 | 0.40291 | 4.3632 | 4.3632 | 1.8367 | 1.8367
420003-Water Heating - Showerhead | 0 | 0 | 0 | 0 | 0 | 0 | 93008.6268 | 930086.2682 | 0 | 0.55158 | 0 | 0.27273 | 0 | 0.55158 | 0 | 0.27273 | 2.6569 | 2.6569 | 1.4458 | 1.4458
421005-Water Heating - Tankless | 0 | 0 | 0 | 0 | 0 | 0 | 211741.563 | 4234831.2594 | 0 | 0.78019 | 0 | 0.46918 | 0 | 0.78019 | 0 | 0.46918 | 4.782 | 4.782 | 1.907 | 1.907
421006-Water Heating -High EF Unit | 0 | 0 | 0 | 0 | 0 | 0 | 46250.9664 | 508760.6309 | 0 | 0.28173 | 0 | -0.00018518 | 0 | 0.5381 | 0 | 0.25619 | 1.46 | 2.5112 | 0.99979 | 1.4016
421010-Low Flow Showerhead/Self Install 1.5 gpm - Kits | 0 | 0 | 0 | 0 | 0 | 0 | 285601.3818 | 2856013.818 | 0 | 0.55221 | 0 | 0.27336 | 0 | 0.55221 | 0 | 0.27336 | 2.662 | 2.662 | 1.4473 | 1.4473
421011-Faucet Aerators/Self Install - Kits | 0 | 0 | 0 | 0 | 0 | 0 | 482188.455 | 4821884.55 | 0 | 0.79459 | 0 | 0.51574 | 0 | 0.79459 | 0 | 0.51574 | 9.8407 | 9.8407 | 2.3987 | 2.3987
429001-Water Heating Controls NR - 3P | 0 | 0 | 0 | 0 | 0 | 0 | 344253 | 3442530 | 0 | 0.7625 | 0 | 0.48364 | 0 | 0.7625 | 0 | 0.48364 | 7.2512 | 7.2512 | 2.2066 | 2.2066
0 | 0 | 0 | 0 | 0 | 0 | 0 | 0 | 0 | 0 | 0 | 0 | 0 | 0 | 0 | 0 | 0 | 0 | 0 | 0 | 0
0 | 0 | 0 | 0 | 0 | 0 | 0 | 0 | 0 | 0 | 0 | 0 | 0 | 0 | 0 | 0 | 0 | 0 | 0 | 0 | 0
HVAC | 0 | 0 | 0 | 0 | 0 | 0 | 0 | 0 | 0 | 0 | 0 | 0 | 0 | 0 | 0 | 0 | 0 | 0 | 0 | 0
422001-Ceiling Vintage to R-30 Insulation-Batts | 24.3315 | 0.22784 | 3.8347 | 21.4788 | 17671.4925 | 353429.8505 | 5054.5134 | 101090.268 | -0.20218 | -0.66982 | -0.31069 | -1.0293 | -0.20218 | -0.66982 | -0.31069 | -1.0293 | 0.62997 | 0.62997 | 0.52558 | 0.52558
422002-Wall Blow-In R-0 to R-13 Insulation | 20.8224 | 0.19498 | 3.2817 | 12.2448 | 15122.9218 | 302458.4358 | 6512.3575 | 130247.1498 | 0.069024 | 0.22868 | -0.039495 | -0.13085 | 0.069024 | 0.22868 | -0.039495 | -0.13085 | 1.2508 | 1.2508 | 0.89707 | 0.89707
422005-High Efficiency Furnace 92 AFUE(1.08 HIR) | 0 | 0 | 0 | 0 | 0 | 0 | 2230.3402 | 44606.8046 | 0 | -0.48737 | 0 | -0.8469 | 0 | -0.48737 | 0 | -0.8469 | 0.70058 | 0.70058 | 0.57384 | 0.57384
422008-14 SEER(12.15 EER) Split-System Air Conditioner | 143.7861 | 0.67079 | 29.5449 | 214.1984 | 136151.786 | 2042276.79 | -793.8744 | -11908.1166 | 0.0975 | 1.0852 | 0.013171 | 1.0852 | 0.1822 | 1.0852 | 0.097869 | 1.0852 | 1.5171 | 2.9199 | 1.0263 | 1.5203
422009-A/C - Room unit - Energy Star | 97.8731 | 0.9165 | 15.4251 | 42.6888 | 71083.32 | 639749.88 | 0 | 0 | 0.28325 | 0 | 0.17189 | 0 | 0.30443 | 0 | 0.19307 | 0 | 5.0484 | 7.2394 | 1.948 | 2.2055
423001-A/C - Room unit - Energy Star CZ15 | 73.8316 | 0.69137 | 11.6361 | 24.1164 | 53622.45 | 482602.05 | 0 | 0 | 0.14991 | 0 | 0.038553 | 0 | 0.31668 | 0 | 0.20532 | 0 | 1.7374 | 9.6668 | 1.1225 | 2.3882
423002-18 SEER (13.37 EER) Split-System Air Conditioner | 293.6247 | 1.3698 | 60.3335 | 222.4654 | 278034.7338 | 4170521.0064 | 0 | 0 | -0.5333 | 0 | -0.61962 | 0 | 0.18444 | 0 | 0.09812 | 0 | 0.33924 | 3.0641 | 0.30646 | 1.5585
423003-Attic Insulation - Ceiling Vintage to R-38 Insulation-Batts -CZ15 | 151.1809 | 1.4157 | 23.8265 | 72.9933 | 109799.7005 | 2195994.0091 | 0 | 0 | 0.15242 | 0 | 0.032829 | 0 | 0.15242 | 0 | 0.032829 | 0 | 1.6718 | 1.6718 | 1.0948 | 1.0948
423004-Wall Blow-In R-0 to R-13 Insulation | 96.7562 | 0.90604 | 15.2491 | 44.5545 | 70272.1504 | 1405443.0072 | 0 | 0 | 0.1944 | 0 | 0.074813 | 0 | 0.1944 | 0 | 0.074813 | 0 | 2.0513 | 2.0513 | 1.2457 | 1.2457
420007-Ceiling Vintage to R-30 Insulation-Batts - MF | 50.5867 | 0.4737 | 7.9726 | 38.6852 | 36740.1195 | 734802.39 | 10004.1905 | 200083.8092 | -0.52511 | -1.7397 | -0.63363 | -2.0993 | -0.52511 | -1.7397 | -0.63363 | -2.0993 | 0.39595 | 0.39595 | 0.35201 | 0.35201
421001-A/C - Room unit - Energy Star | 2613.9747 | 24.4776 | 411.9698 | 1140.1236 | 1898478.54 | 17086306.86 | 0 | 0 | 0.28325 | 0 | 0.17189 | 0 | 0.30443 | 0 | 0.19307 | 0 | 5.0484 | 7.2394 | 1.948 | 2.2055
421002-Attic Insulation - Ceiling Vintage to R-30 Insulation-Batts | 273.4952 | 2.561 | 43.1036 | 241.4296 | 198634.1663 | 3972683.3255 | 56814.6156 | 1136292.312 | -0.20218 | -0.66982 | -0.31069 | -1.0293 | -0.20218 | -0.66982 | -0.31069 | -1.0293 | 0.62997 | 0.62997 | 0.52558 | 0.52558
421004-Wall R-0 to R-13 Insulation | 206.8907 | 1.9374 | 32.6066 | 121.6642 | 150260.6644 | 3005213.2871 | 64706.4884 | 1294129.7672 | 0.097128 | 0.32179 | -0.011392 | -0.037741 | 0.1627 | 0.53904 | 0.054183 | 0.17951 | 1.3931 | 1.8964 | 0.96796 | 1.1868
421009-Heating - Gas 92% AFUE | 0 | 0 | 0 | 0 | 0 | 0 | 20988.0298 | 419760.5954 | 0 | -1.1656 | 0 | -1.5251 | 0 | -1.1656 | 0 | -1.5251 | 0.49453 | 0.49453 | 0.42783 | 0.42783
428003-Ceiling Vintage to R-30 Insulation-Batts | 0 | 0 | 0.36836 | 2.0632 | 1697.5018 | 33950.0351 | 485.5303 | 9710.6063 | 0 | -2.5801 | 0 | -2.9396 | 0 | -2.5801 | 0 | -2.9396 | 0.30651 | 0.30651 | 0.2795 | 0.2795
428004-Wall Blow-In R-0 to R-13 Insulation | 0 | 0 | 0.53567 | 1.9987 | 2468.5175 | 49370.3492 | 1063.0134 | 21260.2675 | 0 | -0.41019 | 0 | -0.76977 | 0 | -0.41019 | 0 | -0.76977 | 0.73548 | 0.73548 | 0.59704 | 0.59704
428011-Duct Sealing (Total Leakage Reduced from 24% of AHU flow to 12%) | 557.6392 | 27.2835 | 121.8073 | 796.8215 | 561323.763 | 10103827.734 | 67583.4705 | 1216502.469 | -0.36071 | -1.5665 | -0.44197 | -1.9194 | -0.36071 | -1.5665 | -0.44197 | -1.9194 | 0.41675 | 0.41675 | 0.36836 | 0.36836
428012-Duct Sealing (Total Leakage Reduced from 40% of AHU flow to 12%) | 577.7928 | 28.2696 | 126.2095 | 838.2968 | 581610.51 | 10468989.18 | 71022.744 | 1278409.392 | 0.0031811 | 0.013815 | -0.07808 | -0.33908 | 0.0031811 | 0.013815 | -0.07808 | -0.33908 | 1.0125 | 1.0125 | 0.7675 | 0.7675
406001-Increase Refrigerant Charge - Typical (< 20% rated charge) | 494.964 | 23.672 | 97.3443 | 750.7295 | 448591.1351 | 6728867.0269 | -153.9146 | -2308.7183 | 0.11851 | 1.0852 | 0.022987 | 1.0852 | 0.11851 | 1.0852 | 0.022987 | 1.0852 | 1.6391 | 1.6391 | 1.0807 | 1.0807
406002-Residential AC SEER 14 | 1493.741 | 13.9876 | 235.4178 | 1706.76 | 1084874.7889 | 16273121.833 | -6325.6928 | -94885.3915 | 0.14961 | 1.0852 | 0.035697 | 1.0852 | 0.14961 | 1.0852 | 0.035697 | 1.0852 | 1.6572 | 1.6572 | 1.0885 | 1.0885
406003-Residential Condensor Coil Cleaning - Tune-up 3P SF | 3218.6743 | 30.1401 | 507.2722 | 3085.7112 | 2337660 | 7012980 | 0 | 0 | 0.17207 | 0 | 0.063842 | 0 | 0.17207 | 0 | 0.063842 | 0 | 2.0051 | 2.0051 | 1.2285 | 1.2285
407001-Residential Duct Test and Seal 3P Mobile Home | 369.1397 | 3.4567 | 58.1775 | 380.5771 | 268098.9211 | 4825780.5796 | 32279.1528 | 581024.7507 | -0.34371 | -0.88709 | -0.46189 | -1.1921 | -0.34371 | -0.88709 | -0.46189 | -1.1921 | 0.52166 | 0.52166 | 0.44798 | 0.44798
407002-Residential Condensor Coil Cleaning/Tune-up 3P Mobile Home | 3276.3784 | 30.6804 | 516.3666 | 3141.0316 | 2379569.4 | 7138708.2 | 0 | 0 | 0.17588 | 0 | 0.067665 | 0 | 0.17588 | 0 | 0.067665 | 0 | 2.0509 | 2.0509 | 1.2456 | 1.2456
0 | 0 | 0 | 0 | 0 | 0 | 0 | 0 | 0 | 0 | 0 | 0 | 0 | 0 | 0 | 0 | 0 | 0 | 0 | 0 | 0
0 | 0 | 0 | 0 | 0 | 0 | 0 | 0 | 0 | 0 | 0 | 0 | 0 | 0 | 0 | 0 | 0 | 0 | 0 | 0 | 0
Lighting | 0 | 0 | 0 | 0 | 0 | 0 | 0 | 0 | 0 | 0 | 0 | 0 | 0 | 0 | 0 | 0 | 0 | 0 | 0 | 0
0 | 0 | 0 | 0 | 0 | 0 | 0 | 0 | 0 | 0 | 0 | 0 | 0 | 0 | 0 | 0 | 0 | 0 | 0 | 0 | 0
422010-Screw-in CFL (18 watt - Median) Specialty CFL/LED - Direct Install/Verified | 35.0409 | 35.2261 | 53.3684 | 33.0039 | 245937.4256 | 1303468.3559 | -4811.5876 | -25501.4142 | -0.0054299 | 0.99642 | -0.039599 | 0.99642 | -0.0054299 | 0.99642 | -0.039599 | 0.99642 | 0.81303 | 0.81303 | 0.64714 | 0.64714
423005-Screw-in CFL (18 watt - Median) Specialty CFL/LED -Direct Install/Verified CZ15 - No SDG&E Gas | 12.6956 | 12.7627 | 19.3357 | 14.7955 | 89104.7795 | 757390.6261 | 0 | 0 | 0.042693 | 0 | 0.0022455 | 0 | 0.042693 | 0 | 0.0022455 | 0 | 1.4988 | 1.4988 | 1.0178 | 1.0178
419001-Screw-in CFL (23 watt) Turn-in - ISR = 0.76 | 458.2253 | 460.6474 | 697.8918 | 431.591 | 3216091.2602 | 17045283.679 | -62917.9719 | -333465.2509 | 0.1057 | 0.99642 | 0.071533 | 0.99642 | 0.1143 | 0.99642 | 0.080132 | 0.99642 | 4.8885 | 7.9858 | 1.9237 | 2.2702
419002-Screw-in CFL (23 watt ) - Median CFL Measure 10,000 hour (Upstream) ISR=0.76 | 13023.7425 | 13092.5851 | 19835.5789 | 12266.7397 | 91408197.8522 | 484463448.6166 | -1788263.4402 | -9477796.2333 | 0.1057 | 0.99642 | 0.071533 | 0.99642 | 0.1143 | 0.99642 | 0.080132 | 0.99642 | 4.8885 | 7.9858 | 1.9237 | 2.2702
419003-Screw-in CFL (13 watt ) - CFL Measure 10,000 hour (Upstream) ISR=0.76 | 4461.3639 | 4484.9463 | 6794.8007 | 4201.6093 | 31312445.7564 | 165955962.5089 | -612580.5578 | -3246676.9564 | 0.10371 | 0.99642 | 0.069538 | 0.99642 | 0.10866 | 0.99642 | 0.074494 | 0.99642 | 4.485 | 5.6422 | 1.8579 | 2.0304
419004-Screw-in CFL (18 watt ) - CFL Measure 10,000 hour (Upstream) ISR=0.76 | 5250.68 | 5278.4347 | 7996.9546 | 4944.9114 | 36852325.2569 | 195317323.8615 | -720960.0474 | -3821088.2514 | 0.10903 | 0.99642 | 0.074863 | 0.99642 | 0.11053 | 0.99642 | 0.076362 | 0.99642 | 5.7527 | 6.2498 | 2.0445 | 2.104
424001-Screw-in CFL (16 watt - Median) Specialty CFL Measure 10,000 hour (Upstream) ISR=0.76 | 1913.755 | 1923.8709 | 2914.7104 | 1802.3827 | 13431845.1586 | 71188779.3407 | -262773.5661 | -1392699.9003 | 0.037101 | 0.99642 | 0.0029317 | 0.99642 | 0.073247 | 0.99642 | 0.039078 | 0.99642 | 1.194 | 1.9841 | 0.86744 | 1.2206
420005-T-8 or T-5 Premium Lamp and Electronic, 4-foot lamp installed | 149.1995 | 149.1962 | 237.8638 | 300.4669 | 1096146.5652 | 16442198.4774 | -991.3375 | -14870.0631 | 0.0087663 | 1.0852 | -0.031497 | 1.0852 | 0.0087663 | 1.0852 | -0.031497 | 1.0852 | 1.0649 | 1.0649 | 0.79725 | 0.79725
420006-Int. CFL screw-in (23 Watt median) - verified installation | 1108.8671 | 1114.7285 | 1688.8403 | 1044.5264 | 7782674.1561 | 41248173.0276 | -152262.3991 | -806990.7151 | 0.089253 | 0.99642 | 0.055084 | 0.99642 | 0.08925 | 0.99642 | 0.055081 | 0.99642 | 2.8063 | 2.8061 | 1.4889 | 1.4889
430002-CFL, 18W lamp, Integral or Modular, Tube or Spiral or Flood (Reflector)- 3P DI | 901.72 | 772.011 | 945.4722 | 1032.4612 | 4357014.8568 | 13419605.7589 | -3124.4997 | -9623.459 | 0.103 | 1.0139 | 0.057062 | 1.0139 | 0.103 | 1.0139 | 0.057062 | 1.0139 | 3.3543 | 3.3543 | 1.6303 | 1.6303
0 | 0 | 0 | 0 | 0 | 0 | 0 | 0 | 0 | 0 | 0 | 0 | 0 | 0 | 0 | 0 | 0 | 0 | 0 | 0 | 0
0 | 0 | 0 | 0 | 0 | 0 | 0 | 0 | 0 | 0 | 0 | 0 | 0 | 0 | 0 | 0 | 0 | 0 | 0 | 0 | 0
0 | 0 | 0 | 0 | 0 | 0 | 0 | 0 | 0 | 0 | 0 | 0 | 0 | 0 | 0 | 0 | 0 | 0 | 0 | 0 | 0
0 | 0 | 0 | 0 | 0 | 0 | 0 | 0 | 0 | 0 | 0 | 0 | 0 | 0 | 0 | 0 | 0 | 0 | 0 | 0 | 0
0 | 0 | 0 | 0 | 0 | 0 | 0 | 0 | 0 | 0 | 0 | 0 | 0 | 0 | 0 | 0 | 0 | 0 | 0 | 0 | 0
0 | 0 | 0 | 0 | 0 | 0 | 0 | 0 | 0 | 0 | 0 | 0 | 0 | 0 | 0 | 0 | 0 | 0 | 0 | 0 | 0
0 | 0 | 0 | 0 | 0 | 0 | 0 | 0 | 0 | 0 | 0 | 0 | 0 | 0 | 0 | 0 | 0 | 0 | 0 | 0 | 0
Customized Measures | 0 | 0 | 0 | 0 | 0 | 0 | 0 | 0 | 0 | 0 | 0 | 0 | 0 | 0 | 0 | 0 | 0 | 0 | 0 | 0
0 | 0 | 0 | 0 | 0 | 0 | 0 | 0 | 0 | 0 | 0 | 0 | 0 | 0 | 0 | 0 | 0 | 0 | 0 | 0 | 0
Water Heating | 0 | 0 | 0 | 0 | 0 | 0 | 0 | 0 | 0 | 0 | 0 | 0 | 0 | 0 | 0 | 0 | 0 | 0 | 0 | 0
0 | 0 | 0 | 0 | 0 | 0 | 0 | 0 | 0 | 0 | 0 | 0 | 0 | 0 | 0 | 0 | 0 | 0 | 0 | 0 | 0
420001-Gas Wtr Htr Controller (>30 Units) - Calculated | 0 | 0 | 0 | 0 | 0 | 0 | 475672.5 | 4756725 | 0 | 0.76543 | 0 | 0.48658 | 0 | 0.76543 | 0 | 0.48658 | 7.4298 | 7.4298 | 2.2229 | 2.2229
420004-Gas Wtr Htr Controller (<30 Units) - Calculated | 0 | 0 | 0 | 0 | 0 | 0 | 101209.5 | 1012095 | 0 | 0.59985 | 0 | 0.321 | 0 | 0.59985 | 0 | 0.321 | 3.1076 | 3.1076 | 1.5697 | 1.5697
0 | 0 | 0 | 0 | 0 | 0 | 0 | 0 | 0 | 0 | 0 | 0 | 0 | 0 | 0 | 0 | 0 | 0 | 0 | 0 | 0
0 | 0 | 0 | 0 | 0 | 0 | 0 | 0 | 0 | 0 | 0 | 0 | 0 | 0 | 0 | 0 | 0 | 0 | 0 | 0 | 0
Whole Building New Construction | 0 | 0 | 0 | 0 | 0 | 0 | 0 | 0 | 0 | 0 | 0 | 0 | 0 | 0 | 0 | 0 | 0 | 0 | 0 | 0
418001-Whole Bldg - Elec | 400.8495 | 3.7536 | 63.175 | 349.3549 | 291129.12 | 5240324.16 | 0 | 0 | 0.0029319 | 0 | -0.10433 | 0 | 0.0029319 | 0 | -0.10433 | 0 | 1.0087 | 1.0087 | 0.76531 | 0.76531
418002-Whole Bldg - Th | 0 | 0 | 0 | 0 | 0 | 0 | 58386.24 | 1167724.8 | 0 | -0.30383 | 0 | -0.61485 | 0 | -0.30383 | 0 | -0.61485 | 0.76453 | 0.76453 | 0.61604 | 0.61604
0 | 0 | 0 | 0 | 0 | 0 | 0 | 0 | 0 | 0 | 0 | 0 | 0 | 0 | 0 | 0 | 0 | 0 | 0 | 0 | 0
0 | 0 | 0 | 0 | 0 | 0 | 0 | 0 | 0 | 0 | 0 | 0 | 0 | 0 | 0 | 0 | 0 | 0 | 0 | 0 | 0
0 | 0 | 0 | 0 | 0 | 0 | 0 | 0 | 0 | 0 | 0 | 0 | 0 | 0 | 0 | 0 | 0 | 0 | 0 | 0 | 0
Nonresidential | 0 | 0 | 0 | 0 | 0 | 0 | 0 | 0 | 0 | 0 | 0 | 0 | 0 | 0 | 0 | 0 | 0 | 0 | 0 | 0
0 | 0 | 0 | 0 | 0 | 0 | 0 | 0 | 0 | 0 | 0 | 0 | 0 | 0 | 0 | 0 | 0 | 0 | 0 | 0 | 0
Deemed Measures | 0 | 0 | 0 | 0 | 0 | 0 | 0 | 0 | 0 | 0 | 0 | 0 | 0 | 0 | 0 | 0 | 0 | 0 | 0 | 0
0 | 0 | 0 | 0 | 0 | 0 | 0 | 0 | 0 | 0 | 0 | 0 | 0 | 0 | 0 | 0 | 0 | 0 | 0 | 0 | 0
Agricultural | 0 | 0 | 0 | 0 | 0 | 0 | 0 | 0 | 0 | 0 | 0 | 0 | 0 | 0 | 0 | 0 | 0 | 0 | 0 | 0
410001-Heating - Greenhouse Heat Curtain | 0 | 0 | 0 | 0 | 0 | 0 | 537868.8 | 2689344 | 0 | 0.65396 | 0 | 0.31534 | 0 | 0.86556 | 0 | 0.52694 | 2.5568 | 5.1519 | 1.4156 | 1.9632
410002-Heating - Infrared Film for Greenhouse | 0 | 0 | 0 | 0 | 0 | 0 | 157779.9657 | 788899.8285 | 0 | 0.86981 | 0 | 0.5312 | 0 | 0.86981 | 0 | 0.5312 | 5.2592 | 5.2592 | 1.9786 | 1.9786
0 | 0 | 0 | 0 | 0 | 0 | 0 | 0 | 0 | 0 | 0 | 0 | 0 | 0 | 0 | 0 | 0 | 0 | 0 | 0 | 0
0 | 0 | 0 | 0 | 0 | 0 | 0 | 0 | 0 | 0 | 0 | 0 | 0 | 0 | 0 | 0 | 0 | 0 | 0 | 0 | 0
0 | 0 | 0 | 0 | 0 | 0 | 0 | 0 | 0 | 0 | 0 | 0 | 0 | 0 | 0 | 0 | 0 | 0 | 0 | 0 | 0
Refrigeration | 0 | 0 | 0 | 0 | 0 | 0 | 0 | 0 | 0 | 0 | 0 | 0 | 0 | 0 | 0 | 0 | 0 | 0 | 0 | 0
412004-Refrigeration -Cooler/Freezer Door Gaskets - Glass Doors | 711.1175 | 594.7017 | 1164.637 | 613.4437 | 5366990.61 | 21467962.44 | 0 | 0 | 0.10373 | 0 | 0.065453 | 0 | 0.10373 | 0 | 0.065453 | 0 | 6.8663 | 6.8663 | 2.1696 | 2.1696
412005-Refrigeration -Strip Curtains for Walk-ins | 493.2163 | 353.1592 | 712.2581 | 374.1111 | 3282295.5 | 13129182 | 0 | 0 | 0.11048 | 0 | 0.071413 | 0 | 0.11048 | 0 | 0.071413 | 0 | 9.2283 | 9.2283 | 2.3605 | 2.3605
412006-Refrigeration - Efficient Evap Fan Motor Electronically Commutated Motor (ECM) | 331.0781 | 276.8779 | 542.2251 | 340.2312 | 2498733.3525 | 37481000.2875 | -2475.4114 | -37131.1714 | 0.11738 | 0.98137 | 0.077776 | 0.98137 | 0.11738 | 0.98137 | 0.077776 | 0.98137 | 13.6461 | 13.6461 | 2.5736 | 2.5736
412009-Food Service - Ice Machine Air-Cooled 501-1000 | 339.0269 | 266.8264 | 542.0295 | 285.1406 | 2497831.875 | 29973982.5 | 0 | 0 | 0.036905 | 0 | -0.0024856 | 0 | 0.036905 | 0 | -0.0024856 | 0 | 1.4192 | 1.4192 | 0.98049 | 0.98049
412010-Energy Star Clothes Washer MEF = 1.80 - Commercial | 77.4736 | 85.5341 | 123.5082 | 242.403 | 569162.244 | 5691622.44 | 217400.862 | 2174008.62 | -0.11808 | -0.87146 | -0.15768 | -1.1637 | -0.11808 | -0.87146 | -0.15768 | -1.1637 | 0.51542 | 0.51542 | 0.44337 | 0.44337
0 | 0 | 0 | 0 | 0 | 0 | 0 | 0 | 0 | 0 | 0 | 0 | 0 | 0 | 0 | 0 | 0 | 0 | 0 | 0 | 0
0 | 0 | 0 | 0 | 0 | 0 | 0 | 0 | 0 | 0 | 0 | 0 | 0 | 0 | 0 | 0 | 0 | 0 | 0 | 0 | 0
0 | 0 | 0 | 0 | 0 | 0 | 0 | 0 | 0 | 0 | 0 | 0 | 0 | 0 | 0 | 0 | 0 | 0 | 0 | 0 | 0
0 | 0 | 0 | 0 | 0 | 0 | 0 | 0 | 0 | 0 | 0 | 0 | 0 | 0 | 0 | 0 | 0 | 0 | 0 | 0 | 0
HVAC | 0 | 0 | 0 | 0 | 0 | 0 | 0 | 0 | 0 | 0 | 0 | 0 | 0 | 0 | 0 | 0 | 0 | 0 | 0 | 0
416001-Motors - VFD - HVAC Fans (per Hp) | 832.1302 | 485.5262 | 871.3358 | 0 | 4015372.5 | 60230587.5 | 0 | 0 | 0.087279 | 0 | 0.043425 | 0 | 0.087279 | 0 | 0.043425 | 0 | 2.6843 | 2.6843 | 1.4539 | 1.4539
413003-Commercial HVAC Diagnostic/Tune-up | 49.2114 | 19.632 | 32.8156 | 117.8479 | 151223.7703 | 1512237.7034 | -7.2472 | -72.4723 | -0.014297 | 1.1074 | -0.069391 | 1.1074 | -0.014297 | 1.1074 | -0.069391 | 1.1074 | 0.92412 | 0.92412 | 0.71562 | 0.71562
413004-Commercial Condensor Coil Cleaning | 0 | 0 | 19.1394 | 69.09 | 88200 | 264600 | 0 | 0 | 0 | 0 | 0 | 0 | 0 | 0 | 0 | 0 | 0 | 0 | 0 | 0
427001-Comm. EE AC Units < 65kBtuh EER=12.04 | 7455.9318 | 3426.1058 | 4174.3723 | 7714.3114 | 19236738.78 | 288551081.7 | -4043.4269 | -60651.4041 | 0.17043 | 1.1691 | 0.10953 | 1.1691 | 0.17043 | 1.1691 | 0.10953 | 1.1691 | 8.4051 | 8.4051 | 2.3028 | 2.3028
404001-Commercial HVAC Diagnostic/Tune-up - Sm Comm 3P DI | 902.0717 | 25.931 | 248.8806 | 893.7853 | 1146915.2797 | 11469152.7966 | -54.9647 | -549.6466 | 0.10461 | 1.1074 | 0.02255 | 1.1074 | 0.1046 | 1.1074 | 0.022545 | 1.1074 | 1.6714 | 1.6714 | 1.0946 | 1.0946
404002-Commercial Condensor Coil Cleaning 3P DI | 307.3177 | 122.5992 | 204.9283 | 739.7565 | 944370 | 2833110 | 0 | 0 | -0.25739 | 0 | -0.31156 | 0 | -0.25739 | 0 | -0.31156 | 0 | 0.40035 | 0.40035 | 0.35548 | 0.35548
0 | 0 | 0 | 0 | 0 | 0 | 0 | 0 | 0 | 0 | 0 | 0 | 0 | 0 | 0 | 0 | 0 | 0 | 0 | 0 | 0
Lighting | 0 | 0 | 0 | 0 | 0 | 0 | 0 | 0 | 0 | 0 | 0 | 0 | 0 | 0 | 0 | 0 | 0 | 0 | 0 | 0
Screw-in CFL | 0 | 0 | 0 | 0 | 0 | 0 | 0 | 0 | 0 | 0 | 0 | 0 | 0 | 0 | 0 | 0 | 0 | 0 | 0 | 0
412003-Lighting - Screw in 14-26 Watt Lamp (Specialty) | 264.1107 | 163.8048 | 309.5696 | 279.4432 | 1426588.1879 | 3378539.2253 | -2617.9664 | -6200.0389 | 0.10102 | 1.0946 | 0.059211 | 1.0946 | 0.10102 | 1.0946 | 0.059211 | 1.0946 | 3.9474 | 3.9474 | 1.7587 | 1.7587
412012-Lighting - Screw in >= 27 Watt Lamp -28 watt | 417.1513 | 268.9902 | 457.1168 | 412.6315 | 2106529.0141 | 4988819.4531 | -3865.7423 | -9155.1031 | 0.11181 | 1.0946 | 0.069134 | 1.0946 | 0.11181 | 1.0946 | 0.069134 | 1.0946 | 5.2949 | 5.2949 | 1.9836 | 1.9836
431002-CFL, 18W lamp, Integral or Modular, Tube or Spiral or Flood - 3P DI | 427.9787 | 366.4156 | 448.7446 | 255.7254 | 2067947.4504 | 10960121.4869 | -7.7417 | -41.0308 | 0.10286 | 1.0729 | 0.056688 | 1.0729 | 0.10286 | 1.0729 | 0.056688 | 1.0729 | 3.3591 | 3.3591 | 1.6314 | 1.6314
0 | 0 | 0 | 0 | 0 | 0 | 0 | 0 | 0 | 0 | 0 | 0 | 0 | 0 | 0 | 0 | 0 | 0 | 0 | 0 | 0
0 | 0 | 0 | 0 | 0 | 0 | 0 | 0 | 0 | 0 | 0 | 0 | 0 | 0 | 0 | 0 | 0 | 0 | 0 | 0 | 0
0 | 0 | 0 | 0 | 0 | 0 | 0 | 0 | 0 | 0 | 0 | 0 | 0 | 0 | 0 | 0 | 0 | 0 | 0 | 0 | 0
Linear fixtures | 0 | 0 | 0 | 0 | 0 | 0 | 0 | 0 | 0 | 0 | 0 | 0 | 0 | 0 | 0 | 0 | 0 | 0 | 0 | 0
412001-Lighting - Hardwire Incan Base >90 watt Fluorescent Fixture | 1282.1911 | 801.7351 | 1438.9011 | 1013.9456 | 6630880.5921 | 96810856.6449 | 0 | 0 | 0.13175 | 0 | 0.086909 | 0 | 0.13496 | 0 | 0.090117 | 0 | 13.5719 | 19.5602 | 2.571 | 2.7293
412002-Lighting - Remove 4 Ft T-8 (De-Lamp) | 5510.693 | 3445.7548 | 6184.2123 | 7845.1827 | 28498674.0444 | 427480110.6662 | -34863.0289 | -522945.434 | 0.12052 | 1.1691 | 0.076007 | 1.1691 | 0.1302 | 1.1691 | 0.085687 | 1.1691 | 6.3906 | 11.3744 | 2.1197 | 2.4802
412013-Interior LED New Technology Measure | 319.299 | 205.8924 | 349.8897 | 358.6134 | 1612394.784 | 25798316.544 | 0 | 0 | 0.13116 | 0 | 0.085515 | 0 | 0.13742 | 0 | 0.091773 | 0 | 10.6305 | 19.6664 | 2.4429 | 2.7313
412014-Premium T8 with 34 Watt Baseline | 653.9737 | 408.9201 | 733.9026 | 927.0557 | 3382039.7754 | 50730596.631 | -3056.1648 | -45842.472 | 0.038214 | 1.1691 | -0.0064145 | 1.1691 | 0.086169 | 1.1691 | 0.041541 | 1.1691 | 1.3559 | 2.508 | 0.94987 | 1.4006
413002-Premium T8 with T12 40 Watt Baseline | 3311.2862 | 2070.4983 | 3715.9931 | 4694.0011 | 17124391.9356 | 256865879.0334 | -15487.0281 | -232305.4211 | 0.039636 | 1.1691 | -0.0049917 | 1.1691 | 0.039644 | 1.1691 | -0.0049842 | 1.1691 | 1.3747 | 1.3748 | 0.95902 | 0.95907
430001-FL, (2) 48in, T8 lamp, Premium IS EB, NLO (BF: .85-.95), Lumens=5346, W/fixt=54 (Retrofit) - 3P DI | 282.0592 | 241.4861 | 295.745 | 213.8123 | 1362879.985 | 20443199.7755 | -35597.3511 | -533960.2668 | 0.099192 | 1.1691 | 0.060618 | 1.1691 | 0.099192 | 1.1691 | 0.060618 | 1.1691 | 2.2787 | 2.2787 | 1.326 | 1.326
431001-FL, (2) 48in, T8 lamp, Premium IS EB, NLO (BF: .85-.95), Lumens=5346, W/fixt=54 (Retrofit) | 137.4961 | 117.7178 | 144.1676 | 96.6239 | 664366.6056 | 9965499.0836 | -6896.8788 | -103453.1822 | 0.02071 | 1.1691 | -0.023665 | 1.1691 | 0.02071 | 1.1691 | -0.023665 | 1.1691 | 1.0649 | 1.0649 | 0.79722 | 0.79722
0 | 0 | 0 | 0 | 0 | 0 | 0 | 0 | 0 | 0 | 0 | 0 | 0 | 0 | 0 | 0 | 0 | 0 | 0 | 0 | 0
0 | 0 | 0 | 0 | 0 | 0 | 0 | 0 | 0 | 0 | 0 | 0 | 0 | 0 | 0 | 0 | 0 | 0 | 0 | 0 | 0
Other Lighting Measures | 0 | 0 | 0 | 0 | 0 | 0 | 0 | 0 | 0 | 0 | 0 | 0 | 0 | 0 | 0 | 0 | 0 | 0 | 0 | 0
416002-Lighting - Occupancy Sensor - High-Bay Sensor | 1249.4738 | 774.9393 | 1464.5342 | 1596.9478 | 6749005.536 | 53992044.288 | 0 | 0 | 0.11982 | 0 | 0.077194 | 0 | 0.1255 | 0 | 0.082876 | 0 | 8.7888 | 13.9372 | 2.3307 | 2.5838
416004-Lighting-Interior High Bay Linear Fluorescent Fixtures <= 244 Watts replacing 400 Watts | 772.1548 | 497.9058 | 846.1318 | 829.8007 | 3899224.6839 | 58488370.2585 | -14949.3769 | -224240.6533 | 0.050387 | 1.1691 | 0.0064583 | 1.1691 | 0.091329 | 1.1691 | 0.0474 | 1.1691 | 1.4913 | 2.6546 | 1.0144 | 1.4451
0 | 0 | 0 | 0 | 0 | 0 | 0 | 0 | 0 | 0 | 0 | 0 | 0 | 0 | 0 | 0 | 0 | 0 | 0 | 0 | 0
0 | 0 | 0 | 0 | 0 | 0 | 0 | 0 | 0 | 0 | 0 | 0 | 0 | 0 | 0 | 0 | 0 | 0 | 0 | 0 | 0
Process | 0 | 0 | 0 | 0 | 0 | 0 | 0 | 0 | 0 | 0 | 0 | 0 | 0 | 0 | 0 | 0 | 0 | 0 | 0 | 0
416003-Pipe Insulation - Low Pressure Steam Applic. (LF) 1 in | 0 | 0 | 0 | 0 | 0 | 0 | 219500.04 | 2414500.44 | 0 | 0.85953 | 0 | 0.56408 | 0 | 0.85953 | 0 | 0.56408 | 12.0789 | 12.0789 | 2.5122 | 2.5122
412007-Food Service - French Fryer-Gas | 0 | 0 | 0 | 0 | 0 | 0 | 447531 | 5370372 | 0 | -0.12531 | 0 | -0.42416 | 0 | 0.5016 | 0 | 0.20275 | 0.88324 | 2.1239 | 0.69086 | 1.2721
412008-Food Service - Steamer-Gas | 0 | 0 | 0 | 0 | 0 | 0 | 83151.6 | 997819.2 | 0 | 0.47095 | 0 | 0.1721 | 0 | 0.60151 | 0 | 0.30266 | 1.9874 | 2.7366 | 1.2218 | 1.4691
412011-Food Service-Commercial Gas Rack Oven- Double, Cooking Efficiency >= 50% | 0 | 0 | 0 | 0 | 0 | 0 | 26510.4 | 318124.8 | 0 | 0.3005 | 0 | 0.0016491 | 0 | 0.5016 | 0 | 0.20275 | 1.4642 | 2.1239 | 1.0017 | 1.2721
0 | 0 | 0 | 0 | 0 | 0 | 0 | 0 | 0 | 0 | 0 | 0 | 0 | 0 | 0 | 0 | 0 | 0 | 0 | 0 | 0
0 | 0 | 0 | 0 | 0 | 0 | 0 | 0 | 0 | 0 | 0 | 0 | 0 | 0 | 0 | 0 | 0 | 0 | 0 | 0 | 0
Customized Measures | 0 | 0 | 0 | 0 | 0 | 0 | 0 | 0 | 0 | 0 | 0 | 0 | 0 | 0 | 0 | 0 | 0 | 0 | 0 | 0
0 | 0 | 0 | 0 | 0 | 0 | 0 | 0 | 0 | 0 | 0 | 0 | 0 | 0 | 0 | 0 | 0 | 0 | 0 | 0 | 0
Agricultural | 0 | 0 | 0 | 0 | 0 | 0 | 0 | 0 | 0 | 0 | 0 | 0 | 0 | 0 | 0 | 0 | 0 | 0 | 0 | 0
425001-Gas - SPC Strategy | 0 | 0 | 0 | 0 | 0 | 0 | 487382.4 | 7310736 | 0 | 0.13387 | 0 | -0.17553 | 0 | 0.6363 | 0 | 0.3269 | 1.158 | 2.844 | 0.84828 | 1.4995
425002-Other - SPC Strategy | 143.6163 | 158.5585 | 228.9528 | 87.8884 | 1055082.24 | 15826233.6 | 0 | 0 | -0.072291 | 0 | -0.11314 | 0 | -0.072291 | 0 | -0.11314 | 0 | 0.64189 | 0.64189 | 0.53385 | 0.53385
0 | 0 | 0 | 0 | 0 | 0 | 0 | 0 | 0 | 0 | 0 | 0 | 0 | 0 | 0 | 0 | 0 | 0 | 0 | 0 | 0
0 | 0 | 0 | 0 | 0 | 0 | 0 | 0 | 0 | 0 | 0 | 0 | 0 | 0 | 0 | 0 | 0 | 0 | 0 | 0 | 0
0 | 0 | 0 | 0 | 0 | 0 | 0 | 0 | 0 | 0 | 0 | 0 | 0 | 0 | 0 | 0 | 0 | 0 | 0 | 0 | 0
New Construction | 0 | 0 | 0 | 0 | 0 | 0 | 0 | 0 | 0 | 0 | 0 | 0 | 0 | 0 | 0 | 0 | 0 | 0 | 0 | 0
417002-Whole Bldg - Elec | 3218.1463 | 1283.8248 | 2145.9524 | 4119.833 | 9889181.4 | 148337721 | 0 | 0 | 0.11779 | 0 | 0.064095 | 0 | 0.13877 | 0 | 0.085075 | 0 | 3.2424 | 5.3986 | 1.6034 | 1.998
417003-Whole Bldg - Th | 0 | 0 | 0 | 0 | 0 | 0 | 1211035.77 | 24220715.4 | 0 | 0.92693 | 0 | 0.53995 | 0 | 1.1234 | 0 | 0.7364 | 4.0845 | 11.7958 | 1.7854 | 2.4997
0 | 0 | 0 | 0 | 0 | 0 | 0 | 0 | 0 | 0 | 0 | 0 | 0 | 0 | 0 | 0 | 0 | 0 | 0 | 0 | 0
HVAC&R | 0 | 0 | 0 | 0 | 0 | 0 | 0 | 0 | 0 | 0 | 0 | 0 | 0 | 0 | 0 | 0 | 0 | 0 | 0 | 0
Packaged Units | 0 | 0 | 0 | 0 | 0 | 0 | 0 | 0 | 0 | 0 | 0 | 0 | 0 | 0 | 0 | 0 | 0 | 0 | 0 | 0
411003-Pkg AC EER = 10.0 (240-759 kBtuh) - SPC Strategy | 424.035 | 99.8723 | 210.5364 | 498.8524 | 970214.0524 | 14553210.7855 | 0 | 0 | -0.20447 | 0 | -0.26476 | 0 | -0.050054 | 0 | -0.11034 | 0 | 0.48324 | 0.79253 | 0.41935 | 0.63409
409010-Pkg AC EER = 10.0 (240-759 kBtuh) - Bid Strategy | 1255.1984 | 295.635 | 623.2151 | 2215.1307 | 2871959.1742 | 43079387.6133 | 0 | 0 | -0.14811 | 0 | -0.21485 | 0 | 0.0060944 | 0 | -0.060645 | 0 | 0.58835 | 1.0296 | 0.49629 | 0.77731
0 | 0 | 0 | 0 | 0 | 0 | 0 | 0 | 0 | 0 | 0 | 0 | 0 | 0 | 0 | 0 | 0 | 0 | 0 | 0 | 0
0 | 0 | 0 | 0 | 0 | 0 | 0 | 0 | 0 | 0 | 0 | 0 | 0 | 0 | 0 | 0 | 0 | 0 | 0 | 0 | 0
Chillers | 0 | 0 | 0 | 0 | 0 | 0 | 0 | 0 | 0 | 0 | 0 | 0 | 0 | 0 | 0 | 0 | 0 | 0 | 0 | 0
411004-Water cooled VSD centrifugal chiller (150-299 tons, 0.507 kW/ton), load control tower - SPC Strategy | 483.9833 | 127.8821 | 262.8741 | 507.4414 | 1211401.5527 | 24228031.0531 | -0.11373 | -2.2747 | 0.13584 | 1.2274 | 0.076395 | 1.2274 | 0.15642 | 1.2274 | 0.096969 | 1.2274 | 3.5768 | 5.8659 | 1.6811 | 2.0587
409011-Water cooled VSD centrifugal chiller (150-299 tons, 0.507 kW/ton), load control tower - Bid Strategy | 1950.0022 | 515.2458 | 1059.1381 | 1777.4758 | 4880820.9252 | 97616418.5034 | 0.034778 | 0.69556 | 0.14748 | 0.86554 | 0.081541 | 0.47856 | 0.16803 | 0.98617 | 0.1021 | 0.59919 | 3.3917 | 5.0875 | 1.639 | 1.9537
415005-Water cooled VSD centrifugal chiller (150-299 tons, 0.507 kW/ton), load control tower - Bid Strategy | 1417.1159 | 147.705 | 631.7151 | 1101.1171 | 2911129.5168 | 58222590.336 | 0 | 0 | 0.1562 | 0 | 0.094571 | 0 | 0.17152 | 0 | 0.1099 | 0 | 4.9773 | 8.1627 | 1.9373 | 2.2842
0 | 0 | 0 | 0 | 0 | 0 | 0 | 0 | 0 | 0 | 0 | 0 | 0 | 0 | 0 | 0 | 0 | 0 | 0 | 0 | 0
Other HVAC&R | 0 | 0 | 0 | 0 | 0 | 0 | 0 | 0 | 0 | 0 | 0 | 0 | 0 | 0 | 0 | 0 | 0 | 0 | 0 | 0
409003-HVAC Gas - Bid Strategy - spillover savings from Electric HVAC Projects (no additional cost) | 0 | 0 | 0 | 0 | 0 | 0 | 1344414.72 | 20166220.8 | 0 | 1.1691 | 0 | 0.80049 | 0 | 1.1691 | 0 | 0.80049 | 0 | 0 | 3.1718 | 3.1718
405001-Nonresidential Retro-Commissioning | 2108.6546 | 108.9248 | 1102.0498 | 0 | 5078570.4 | 50785704 | 152357.112 | 1523571.12 | 0.15531 | 0.89372 | 0.094633 | 0.54458 | 0.15531 | 0.89372 | 0.094633 | 0.54458 | 5.1821 | 5.1821 | 1.9675 | 1.9675
409004-Refrigeration - Bid Strategy | 1289.2729 | 1078.2083 | 2111.5144 | 1167.6578 | 9730481.28 | 77843850.24 | 0 | 0 | 0.029741 | 0 | -0.0086027 | 0 | 0.065595 | 0 | 0.027252 | 0 | 1.3237 | 2.1709 | 0.93394 | 1.2888
0 | 0 | 0 | 0 | 0 | 0 | 0 | 0 | 0 | 0 | 0 | 0 | 0 | 0 | 0 | 0 | 0 | 0 | 0 | 0 | 0
Lighting | 0 | 0 | 0 | 0 | 0 | 0 | 0 | 0 | 0 | 0 | 0 | 0 | 0 | 0 | 0 | 0 | 0 | 0 | 0 | 0
Screw-in CFL & CFL Fixtures | 0 | 0 | 0 | 0 | 0 | 0 | 0 | 0 | 0 | 0 | 0 | 0 | 0 | 0 | 0 | 0 | 0 | 0 | 0 | 0
409008-CFL, 15W lamp, Pin Based - Bid | 87.5471 | 54.2978 | 102.6157 | 83.6153 | 472883.6322 | 7093254.4836 | -1235.4209 | -18531.3128 | 0.1078 | 1.1691 | 0.06438 | 1.1691 | 0.12066 | 1.1691 | 0.077244 | 1.1691 | 4.1769 | 6.8496 | 1.8028 | 2.1679
409009-CFL, 28W lamp, Pin Based - Bid | 87.56 | 54.3058 | 102.6309 | 83.6276 | 472953.5572 | 7094303.3582 | -1235.6035 | -18534.053 | 0.11939 | 1.1691 | 0.075968 | 1.1691 | 0.12773 | 1.1691 | 0.08431 | 1.1691 | 6.4407 | 10.5613 | 2.1252 | 2.4393
411008-CFL, 15W lamp, Specialty - SPC | 22.6659 | 14.6156 | 24.8374 | 29.2769 | 114458.0198 | 346711.1544 | -2743.8484 | -8311.5439 | 0.099078 | 1.0896 | 0.06395 | 1.0896 | 0.10963 | 1.0896 | 0.074499 | 1.0896 | 2.897 | 3.9918 | 1.5141 | 1.7674
411009-CFL, 28W lamp, Integral or Modular, Tube or Spiral or Flood - SPC | 22.659 | 14.6111 | 24.8298 | 29.2679 | 114423.2026 | 346605.6874 | -2743.0096 | -8309.0031 | 0.10586 | 1.0896 | 0.070734 | 1.0896 | 0.10961 | 1.0896 | 0.074487 | 1.0896 | 3.5174 | 3.9901 | 1.6678 | 1.7671
0 | 0 | 0 | 0 | 0 | 0 | 0 | 0 | 0 | 0 | 0 | 0 | 0 | 0 | 0 | 0 | 0 | 0 | 0 | 0 | 0
Linear fixtures | 0 | 0 | 0 | 0 | 0 | 0 | 0 | 0 | 0 | 0 | 0 | 0 | 0 | 0 | 0 | 0 | 0 | 0 | 0 | 0
409005-FL, (6) 46in, T5HO lamp, (3) Programmed Start Ballast, (BF: 1.00), Lumens=28500, W/fixt=351 (Replace) - Bid | 490.1833 | 304.0178 | 574.554 | 563.4647 | 2647714.4198 | 39715716.2976 | -10151.167 | -152267.5043 | 0.035856 | 1.1691 | -0.0071113 | 1.1691 | 0.076798 | 1.1691 | 0.03383 | 1.1691 | 1.2991 | 2.1305 | 0.9216 | 1.2744
409006-FL, (2) 48in, T8 lamp, Premium IS EB, NLO (BF: .85-.95), Lumens=5346, W/fixt=54 (Retrofit) - Bid | 700.1844 | 434.2631 | 820.7007 | 804.8003 | 3782030.8937 | 56730463.4057 | -12328.5899 | -184928.8482 | 0.060715 | 1.1691 | 0.017536 | 1.1691 | 0.091951 | 1.1691 | 0.048772 | 1.1691 | 1.7108 | 2.8055 | 1.1114 | 1.4887
411005-FL, (6) 46in, T5HO lamp, (3) Programmed Start Ballast, (BF: 1.00), Lumens=28500, W/fixt=351 (Replace) - SPC | 122.7224 | 70.0246 | 132.5287 | 149.2302 | 610731.3254 | 9160969.8816 | -200.8916 | -3013.374 | 0.019307 | 1.1691 | -0.024443 | 1.1691 | 0.066077 | 1.1691 | 0.022327 | 1.1691 | 1.1579 | 1.899 | 0.84824 | 1.1878
411006-FL, (2) 48in, T8 lamp, Premium IS EB, NLO (BF: .85-.95), Lumens=5346, W/fixt=54 (Retrofit) - SPC | 120.9277 | 77.9774 | 132.5133 | 152.8282 | 610660.512 | 9159907.68 | -14649.6197 | -219744.2952 | 0.02862 | 1.1691 | -0.0078799 | 1.1691 | 0.073569 | 1.1691 | 0.037069 | 1.1691 | 1.005 | 1.648 | 0.76317 | 1.0845
415004-FL, (6) 46in, T5HO lamp, (3) Programmed Start Ballast, (BF: 1.00), Lumens=28500, W/fixt=351 (Replace) - Bid | 161.7867 | 92.3144 | 174.7144 | 196.7322 | 805135.6282 | 12077034.4224 | -264.8382 | -3972.5729 | 0.019307 | 1.1691 | -0.024443 | 1.1691 | 0.066077 | 1.1691 | 0.022327 | 1.1691 | 1.1579 | 1.899 | 0.84824 | 1.1878
0 | 0 | 0 | 0 | 0 | 0 | 0 | 0 | 0 | 0 | 0 | 0 | 0 | 0 | 0 | 0 | 0 | 0 | 0 | 0 | 0
0 | 0 | 0 | 0 | 0 | 0 | 0 | 0 | 0 | 0 | 0 | 0 | 0 | 0 | 0 | 0 | 0 | 0 | 0 | 0 | 0
Other Lighting Measures | 0 | 0 | 0 | 0 | 0 | 0 | 0 | 0 | 0 | 0 | 0 | 0 | 0 | 0 | 0 | 0 | 0 | 0 | 0 | 0
417001-Lighting | 634.6494 | 396.8369 | 712.2165 | 548.1113 | 3282103.8 | 45949453.2 | 0 | 0 | 0.11904 | 0 | 0.074381 | 0 | 0.11904 | 0 | 0.074381 | 0 | 6.2629 | 6.2629 | 2.1055 | 2.1055
411007-Metal Halide, (1) 32W lamp, Lumens=1300, W/fixt=43 (Replace) - SPC | 15.1764 | 9.7862 | 16.6304 | 19.1886 | 76637.8061 | 1149567.0912 | -1409.8136 | -21147.2047 | 0.058539 | 1.1691 | 0.019977 | 1.1691 | 0.091818 | 1.1691 | 0.053256 | 1.1691 | 1.4343 | 2.3522 | 0.98766 | 1.3506
409007-Metal Halide, (1) 32W lamp, Lumens=1300, W/fixt=43 (Replace) - Bid | 720.0235 | 446.5675 | 843.9545 | 827.5662 | 3889191.0758 | 58337866.1376 | -8101.4789 | -121522.1834 | 0.077927 | 1.1691 | 0.034314 | 1.1691 | 0.10245 | 1.1691 | 0.058837 | 1.1691 | 2.2013 | 3.6101 | 1.2995 | 1.6884
0 | 0 | 0 | 0 | 0 | 0 | 0 | 0 | 0 | 0 | 0 | 0 | 0 | 0 | 0 | 0 | 0 | 0 | 0 | 0 | 0
0 | 0 | 0 | 0 | 0 | 0 | 0 | 0 | 0 | 0 | 0 | 0 | 0 | 0 | 0 | 0 | 0 | 0 | 0 | 0 | 0
0 | 0 | 0 | 0 | 0 | 0 | 0 | 0 | 0 | 0 | 0 | 0 | 0 | 0 | 0 | 0 | 0 | 0 | 0 | 0 | 0
Process | 0 | 0 | 0 | 0 | 0 | 0 | 0 | 0 | 0 | 0 | 0 | 0 | 0 | 0 | 0 | 0 | 0 | 0 | 0 | 0
415001-Gas - SPC Strategy | 0 | 0 | 0 | 0 | 0 | 0 | 1173083.52 | 17596252.8 | 0 | 0.13387 | 0 | -0.17553 | 0 | 0.6363 | 0 | 0.3269 | 1.158 | 2.844 | 0.84828 | 1.4995
415002-Other - SPC Strategy | 308.516 | 340.6147 | 491.8356 | 188.8014 | 2266523.52 | 33997852.8 | 0 | 0 | -0.072291 | 0 | -0.11314 | 0 | -0.072291 | 0 | -0.11314 | 0 | 0.64189 | 0.64189 | 0.53385 | 0.53385
415003-Steam Traps - Bid or SPC Strategy | 0 | 0 | 0 | 0 | 0 | 0 | 789110.4 | 11836656 | 0 | 0.80883 | 0 | 0.49943 | 0 | 0.80883 | 0 | 0.49943 | 5.6879 | 5.6879 | 2.0363 | 2.0363
409001-Other (Electric) - Bid Strategy | 2784.8165 | 2323.8329 | 4543.2742 | 1465.5723 | 20936747.52 | 314051212.8 | 0 | 0 | 0.054141 | 0 | 0.01379 | 0 | 0.076226 | 0 | 0.035875 | 0 | 1.7332 | 2.4727 | 1.1208 | 1.3895
409002-Other Gas - Bid Strategy | 0 | 0 | 0 | 0 | 0 | 0 | 2709601.28 | 40644019.2 | 0 | 0.74259 | 0 | 0.43319 | 0 | 0.80885 | 0 | 0.49944 | 4.1098 | 5.688 | 1.7902 | 2.0363
432001-Other Industrial - Custom 3P projects | 0 | 0 | 33.5769 | 12.8892 | 154732.16 | 2320982.4 | 0 | 0 | 0 | 0 | 0 | 0 | 0 | 0 | 0 | 0 | 0 | 0 | 0 | 0
432002-Gas - Custom 3P Projects | 0 | 0 | 0 | 0 | 0 | 0 | 192000 | 2880000 | 0 | 0.07176 | 0 | -0.23764 | 0 | 0.46376 | 0 | 0.15436 | 1.0789 | 1.896 | 0.80505 | 1.1866
0 | 0 | 0 | 0 | 0 | 0 | 0 | 0 | 0 | 0 | 0 | 0 | 0 | 0 | 0 | 0 | 0 | 0 | 0 | 0 | 0
Codes & Standards | 0 | 0 | 0 | 0 | 0 | 0 | 0 | 0 | 0 | 0 | 0 | 0 | 0 | 0 | 0 | 0 | 0 | 0 | 0 | 0
401004-2003 Title 24 (50%) KWH HMG Whitepaper 10-28-2009 | 0 | 0 | 1012.6791 | 0 | 4666724 | 60667412 | 0 | 0 | 0 | 0 | 0 | 0 | 0 | 0 | 0 | 0 | 0 | 0 | 0 | 0
401011-2003 Title 24 (50%) KW HMG Whitepaper 10-28-2009 | 0 | 0 | 0 | 2058.6428 | 0 | 0 | 0 | 0 | 0 | 0 | 0 | 0 | 0 | 0 | 0 | 0 | 0 | 0 | 0 | 0
401018-2003 Title 24 (50%) Therm HMG Whitepaper 10-28-2009 | 0 | 0 | 0 | 0 | 0 | 0 | -13429.6871 | -174585.9328 | 0 | 1.1423 | 0 | 0.78214 | 0 | 1.1423 | 0 | 0.78214 | 0 | 0 | 3.1718 | 3.1718
401006-2006 Title 20 Tier II Lighting (50%) KWH HMG Whitepaper 10-28-2009 | 0 | 0 | 2618.1638 | 0 | 12065271 | 72391626 | 0 | 0 | 0 | 0 | 0 | 0 | 0 | 0 | 0 | 0 | 0 | 0 | 0 | 0
401008-2008 Title 20 (100%) KWH HMG Whitepaper 10-28-2009 | 1067.4455 | 1067.4222 | 1701.7934 | 0 | 7842366 | 23527098 | 0 | 0 | 0.057608 | 0 | 0.018693 | 0 | 0.12343 | 0 | 0.084515 | 0 | 1.8752 | 0 | 1.1785 | 3.1718
401012-2004 Title 20 (50%) KW HMG Whitepaper 10-28-2009 | 0 | 0 | 0 | 3036.3765 | 0 | 0 | 0 | 0 | 0 | 0 | 0 | 0 | 0 | 0 | 0 | 0 | 0 | 0 | 0 | 0
401014-2008 Title 20 (100%) KW HMG Whitepaper 10-28-2009 | 0 | 0 | 0 | 922.4774 | 0 | 0 | 0 | 0 | 0 | 0 | 0 | 0 | 0 | 0 | 0 | 0 | 0 | 0 | 0 | 0
401016-2010 Title 20 (100%) KW HMG Whitepaper 10-28-2009 | 0 | 0 | 0 | 880.9844 | 0 | 0 | 0 | 0 | 0 | 0 | 0 | 0 | 0 | 0 | 0 | 0 | 0 | 0 | 0 | 0
401017-2006 Title 20 Tier II Lighting (50%) KW HMG Whitepaper 10-28-2009 | 0 | 0 | 0 | 1579.0788 | 0 | 0 | 0 | 0 | 0 | 0 | 0 | 0 | 0 | 0 | 0 | 0 | 0 | 0 | 0 | 0
401020-2006 Title 20 Tier II Lighting (50%) Therm HMG Whitepaper 10-28-2009 | 0 | 0 | 0 | 0 | 0 | 0 | -279914.2872 | -1679485.7232 | 0 | 0.99706 | 0 | 0.68271 | 0 | 0.99706 | 0 | 0.68271 | 0 | 0 | 3.1718 | 3.1718
401022-2008 Title 20 (100%) Therm HMG Whitepaper 10-28-2009 | 0 | 0 | 0 | 0 | 0 | 0 | -141162.588 | -423487.764 | 0 | 1.0143 | 0 | 0.69453 | 0 | 1.0143 | 0 | 0.69453 | 0 | 0 | 3.1718 | 3.1718
401005-2004 Title 20 (50%) KWH HMG Whitepaper 10-28-2009 | 0 | 0 | 3529.1456 | 0 | 16263343.9 | 130106751.2 | 0 | 0 | 0 | 0 | 0 | 0 | 0 | 0 | 0 | 0 | 0 | 0 | 0 | 0
401007-2008 Title 24 (80%) HMG KWH Whitepaper 10-28-2009 | 1277.9375 | 509.8115 | 852.1654 | 0 | 3927029.6 | 58905444 | 0 | 0 | 0.13196 | 0 | 0.080146 | 0 | 0.16434 | 0 | 0.11253 | 0 | 5.075 | 0 | 1.9519 | 3.1718
401009-2009 Title 20 (100%) KWH HMG Whitepaper 10-28-2009 | 5124.6627 | 47.988 | 807.6614 | 0 | 3721942 | 37219420 | 0 | 0 | 0.29967 | 0 | 0.19713 | 0 | 0.32522 | 0 | 0.22269 | 0 | 12.7272 | 0 | 2.539 | 3.1718
401010-2010 Title 20 (100%) KWH HMG Whitepaper 10-28-2009 | 10033.3633 | 93.9537 | 1581.2866 | 0 | 7287035 | 32791657.5 | 0 | 0 | 0.31394 | 0 | 0.21373 | 0 | 0.31786 | 0 | 0.21765 | 0 | 81.024 | 0 | 3.0523 | 3.1718
401013-2008 Title 24 (80%) HMG KW Whitepaper 10-28-2009 | 0 | 0 | 0 | 1058.3403 | 0 | 0 | 0 | 0 | 0 | 0 | 0 | 0 | 0 | 0 | 0 | 0 | 0 | 0 | 0 | 0
401015-2009 Title 20 (100%) KW HMG Whitepaper 10-28-2009 | 0 | 0 | 0 | 442.9294 | 0 | 0 | 0 | 0 | 0 | 0 | 0 | 0 | 0 | 0 | 0 | 0 | 0 | 0 | 0 | 0
401019-2004 Title 20 (50%) Therm HMG Whitepaper 10-28-2009 | 0 | 0 | 0 | 0 | 0 | 0 | -1789.9709 | -14319.7672 | 0 | 0.86724 | 0 | 0.59382 | 0 | 0.86724 | 0 | 0.59382 | 0 | 0 | 3.1718 | 3.1718
401021-2008 Title 24 (80%) HMG Therm Whitepaper 10-28-2009 | 0 | 0 | 0 | 0 | 0 | 0 | 126333.0682 | 1894996.0224 | 0 | 1.1752 | 0 | 0.80467 | 0 | 1.1752 | 0 | 0.80467 | 0 | 0 | 3.1718 | 3.1718
401023-2009 Title 20 (100%) Therm HMG Whitepaper 10-28-2009 | 0 | 0 | 0 | 0 | 0 | 0 | -68855.927 | -688559.27 | 0 | 1.0316 | 0 | 0.70638 | 0 | 1.0316 | 0 | 0.70638 | 0 | 0 | 3.1718 | 3.1718
401024-2010 Title 20 (100%) Therm HMG Whitepaper 10-28-2009 | 0 | 0 | 0 | 0 | 0 | 0 | -135538.851 | -609924.8295 | 0 | 0.98201 | 0 | 0.67241 | 0 | 0.98201 | 0 | 0.67241 | 0 | 0 | 3.1718 | 3.1718
0 | 0 | 0 | 0 | 0 | 0 | 0 | 0 | 0 | 0 | 0 | 0 | 0 | 0 | 0 | 0 | 0 | 0 | 0 | 0 | 0
Low-Income | 0 | 0 | 0 | 0 | 0 | 0 | 0 | 0 | 0 | 0 | 0 | 0 | 0 | 0 | 0 | 0 | 0 | 0 | 0 | 0
402001-Therm Placeholder for LIEE | 0 | 0 | 0 | 0 | 0 | 0 | 931776 | 13976640 | 0 | 0 | 0 | 0 | 0 | 0 | 0 | 0 | 0 | 0 | 0 | 0
402002-kW Placeholder for LIEE | 0 | 0 | 0 | 2457 | 0 | 0 | 0 | 0 | 0 | 0 | 0 | 0 | 0 | 0 | 0 | 0 | 0 | 0 | 0 | 0
402003-kWh Placeholder for LIEE | 0 | 0 | 4884.3671 | 0 | 22508604 | 337629060 | 0 | 0 | 0 | 0 | 0 | 0 | 0 | 0 | 0 | 0 | 0 | 0 | 0 | 0
0 | 0 | 0 | 0 | 0 | 0 | 0 | 0 | 0 | 0 | 0 | 0 | 0 | 0 | 0 | 0 | 0 | 0 | 0 | 0 | 0
0 | 0 | 0 | 0 | 0 | 0 | 0 | 0 | 0 | 0 | 0 | 0 | 0 | 0 | 0 | 0 | 0 | 0 | 0 | 0 | 0
0 | 0 | 0 | 0 | 0 | 0 | 0 | 0 | 0 | 0 | 0 | 0 | 0 | 0 | 0 | 0 | 0 | 0 | 0 | 0 | 0
0 | 0 | 0 | 0 | 0 | 0 | 0 | 0 | 0 | 0 | 0 | 0 | 0 | 0 | 0 | 0 | 0 | 0 | 0 | 0 | 0
0 | 0 | 0 | 0 | 0 | 0 | 0 | 0 | 0 | 0 | 0 | 0 | 0 | 0 | 0 | 0 | 0 | 0 | 0 | 0 | 0
0 | 0 | 0 | 0 | 0 | 0 | 0 | 0 | 0 | 0 | 0 | 0 | 0 | 0 | 0 | 0 | 0 | 0 | 0 | 0 | 0
0 | 0 | 0 | 0 | 0 | 0 | 0 | 0 | 0 | 0 | 0 | 0 | 0 | 0 | 0 | 0 | 0 | 0 | 0 | 0 | 0
0 | 0 | 0 | 0 | 0 | 0 | 0 | 0 | 0 | 0 | 0 | 0 | 0 | 0 | 0 | 0 | 0 | 0 | 0 | 0 | 0
0 | 0 | 0 | 0 | 0 | 0 | 0 | 0 | 0 | 0 | 0 | 0 | 0 | 0 | 0 | 0 | 0 | 0 | 0 | 0 | 0
0 | 0 | 0 | 0 | 0 | 0 | 0 | 0 | 0 | 0 | 0 | 0 | 0 | 0 | 0 | 0 | 0 | 0 | 0 | 0 | 0
0 | 0 | 0 | 0 | 0 | 0 | 0 | 0 | 0 | 0 | 0 | 0 | 0 | 0 | 0 | 0 | 0 | 0 | 0 | 0 | 0
0 | 0 | 0 | 0 | 0 | 0 | 0 | 0 | 0 | 0 | 0 | 0 | 0 | 0 | 0 | 0 | 0 | 0 | 0 | 0 | 0
0 | 0 | 0 | 0 | 0 | 0 | 0 | 0 | 0 | 0 | 0 | 0 | 0 | 0 | 0 | 0 | 0 | 0 | 0 | 0 | 0
0 | 0 | 0 | 0 | 0 | 0 | 0 | 0 | 0 | 0 | 0 | 0 | 0 | 0 | 0 | 0 | 0 | 0 | 0 | 0 | 0
0 | 0 | 0 | 0 | 0 | 0 | 0 | 0 | 0 | 0 | 0 | 0 | 0 | 0 | 0 | 0 | 0 | 0 | 0 | 0 | 0
0 | 0 | 0 | 0 | 0 | 0 | 0 | 0 | 0 | 0 | 0 | 0 | 0 | 0 | 0 | 0 | 0 | 0 | 0 | 0 | 0
0 | 0 | 0 | 0 | 0 | 0 | 0 | 0 | 0 | 0 | 0 | 0 | 0 | 0 | 0 | 0 | 0 | 0 | 0 | 0 | 0
0 | 0 | 0 | 0 | 0 | 0 | 0 | 0 | 0 | 0 | 0 | 0 | 0 | 0 | 0 | 0 | 0 | 0 | 0 | 0 | 0
0 | 0 | 0 | 0 | 0 | 0 | 0 | 0 | 0 | 0 | 0 | 0 | 0 | 0 | 0 | 0 | 0 | 0 | 0 | 0 | 0
0 | 0 | 0 | 0 | 0 | 0 | 0 | 0 | 0 | 0 | 0 | 0 | 0 | 0 | 0 | 0 | 0 | 0 | 0 | 0 | 0
0 | 0 | 0 | 0 | 0 | 0 | 0 | 0 | 0 | 0 | 0 | 0 | 0 | 0 | 0 | 0 | 0 | 0 | 0 | 0 | 0
0 | 0 | 0 | 0 | 0 | 0 | 0 | 0 | 0 | 0 | 0 | 0 | 0 | 0 | 0 | 0 | 0 | 0 | 0 | 0 | 0
0 | 0 | 0 | 0 | 0 | 0 | 0 | 0 | 0 | 0 | 0 | 0 | 0 | 0 | 0 | 0 | 0 | 0 | 0 | 0 | 0
0 | 0 | 0 | 0 | 0 | 0 | 0 | 0 | 0 | 0 | 0 | 0 | 0 | 0 | 0 | 0 | 0 | 0 | 0 | 0 | 0
0 | 0 | 0 | 0 | 0 | 0 | 0 | 0 | 0 | 0 | 0 | 0 | 0 | 0 | 0 | 0 | 0 | 0 | 0 | 0 | 0
0 | 0 | 0 | 0 | 0 | 0 | 0 | 0 | 0 | 0 | 0 | 0 | 0 | 0 | 0 | 0 | 0 | 0 | 0 | 0 | 0
0 | 0 | 0 | 0 | 0 | 0 | 0 | 0 | 0 | 0 | 0 | 0 | 0 | 0 | 0 | 0 | 0 | 0 | 0 | 0 | 0
0 | 0 | 0 | 0 | 0 | 0 | 0 | 0 | 0 | 0 | 0 | 0 | 0 | 0 | 0 | 0 | 0 | 0 | 0 | 0 | 0
0 | 0 | 0 | 0 | 0 | 0 | 0 | 0 | 0 | 0 | 0 | 0 | 0 | 0 | 0 | 0 | 0 | 0 | 0 | 0 | 0
0 | 0 | 0 | 0 | 0 | 0 | 0 | 0 | 0 | 0 | 0 | 0 | 0 | 0 | 0 | 0 | 0 | 0 | 0 | 0 | 0
0 | 0 | 0 | 0 | 0 | 0 | 0 | 0 | 0 | 0 | 0 | 0 | 0 | 0 | 0 | 0 | 0 | 0 | 0 | 0 | 0
0 | 0 | 0 | 0 | 0 | 0 | 0 | 0 | 0 | 0 | 0 | 0 | 0 | 0 | 0 | 0 | 0 | 0 | 0 | 0 | 0
0 | 0 | 0 | 0 | 0 | 0 | 0 | 0 | 0 | 0 | 0 | 0 | 0 | 0 | 0 | 0 | 0 | 0 | 0 | 0 | 0
0 | 0 | 0 | 0 | 0 | 0 | 0 | 0 | 0 | 0 | 0 | 0 | 0 | 0 | 0 | 0 | 0 | 0 | 0 | 0 | 0
0 | 0 | 0 | 0 | 0 | 0 | 0 | 0 | 0 | 0 | 0 | 0 | 0 | 0 | 0 | 0 | 0 | 0 | 0 | 0 | 0
0 | 0 | 0 | 0 | 0 | 0 | 0 | 0 | 0 | 0 | 0 | 0 | 0 | 0 | 0 | 0 | 0 | 0 | 0 | 0 | 0
0 | 0 | 0 | 0 | 0 | 0 | 0 | 0 | 0 | 0 | 0 | 0 | 0 | 0 | 0 | 0 | 0 | 0 | 0 | 0 | 0
0 | 0 | 0 | 0 | 0 | 0 | 0 | 0 | 0 | 0 | 0 | 0 | 0 | 0 | 0 | 0 | 0 | 0 | 0 | 0 | 0
0 | 0 | 0 | 0 | 0 | 0 | 0 | 0 | 0 | 0 | 0 | 0 | 0 | 0 | 0 | 0 | 0 | 0 | 0 | 0 | 0
0 | 0 | 0 | 0 | 0 | 0 | 0 | 0 | 0 | 0 | 0 | 0 | 0 | 0 | 0 | 0 | 0 | 0 | 0 | 0 | 0
0 | 0 | 0 | 0 | 0 | 0 | 0 | 0 | 0 | 0 | 0 | 0 | 0 | 0 | 0 | 0 | 0 | 0 | 0 | 0 | 0
0 | 0 | 0 | 0 | 0 | 0 | 0 | 0 | 0 | 0 | 0 | 0 | 0 | 0 | 0 | 0 | 0 | 0 | 0 | 0 | 0
0 | 0 | 0 | 0 | 0 | 0 | 0 | 0 | 0 | 0 | 0 | 0 | 0 | 0 | 0 | 0 | 0 | 0 | 0 | 0 | 0
0 | 0 | 0 | 0 | 0 | 0 | 0 | 0 | 0 | 0 | 0 | 0 | 0 | 0 | 0 | 0 | 0 | 0 | 0 | 0 | 0
0 | 0 | 0 | 0 | 0 | 0 | 0 | 0 | 0 | 0 | 0 | 0 | 0 | 0 | 0 | 0 | 0 | 0 | 0 | 0 | 0
0 | 0 | 0 | 0 | 0 | 0 | 0 | 0 | 0 | 0 | 0 | 0 | 0 | 0 | 0 | 0 | 0 | 0 | 0 | 0 | 0
0 | 0 | 0 | 0 | 0 | 0 | 0 | 0 | 0 | 0 | 0 | 0 | 0 | 0 | 0 | 0 | 0 | 0 | 0 | 0 | 0
0 | 0 | 0 | 0 | 0 | 0 | 0 | 0 | 0 | 0 | 0 | 0 | 0 | 0 | 0 | 0 | 0 | 0 | 0 | 0 | 0
0 | 0 | 0 | 0 | 0 | 0 | 0 | 0 | 0 | 0 | 0 | 0 | 0 | 0 | 0 | 0 | 0 | 0 | 0 | 0 | 0
0 | 0 | 0 | 0 | 0 | 0 | 0 | 0 | 0 | 0 | 0 | 0 | 0 | 0 | 0 | 0 | 0 | 0 | 0 | 0 | 0
0 | 0 | 0 | 0 | 0 | 0 | 0 | 0 | 0 | 0 | 0 | 0 | 0 | 0 | 0 | 0 | 0 | 0 | 0 | 0 | 0
0 | 0 | 0 | 0 | 0 | 0 | 0 | 0 | 0 | 0 | 0 | 0 | 0 | 0 | 0 | 0 | 0 | 0 | 0 | 0 | 0
0 | 0 | 0 | 0 | 0 | 0 | 0 | 0 | 0 | 0 | 0 | 0 | 0 | 0 | 0 | 0 | 0 | 0 | 0 | 0 | 0
0 | 0 | 0 | 0 | 0 | 0 | 0 | 0 | 0 | 0 | 0 | 0 | 0 | 0 | 0 | 0 | 0 | 0 | 0 | 0 | 0
0 | 0 | 0 | 0 | 0 | 0 | 0 | 0 | 0 | 0 | 0 | 0 | 0 | 0 | 0 | 0 | 0 | 0 | 0 | 0 | 0
0 | 0 | 0 | 0 | 0 | 0 | 0 | 0 | 0 | 0 | 0 | 0 | 0 | 0 | 0 | 0 | 0 | 0 | 0 | 0 | 0
0 | 0 | 0 | 0 | 0 | 0 | 0 | 0 | 0 | 0 | 0 | 0 | 0 | 0 | 0 | 0 | 0 | 0 | 0 | 0 | 0
0 | 0 | 0 | 0 | 0 | 0 | 0 | 0 | 0 | 0 | 0 | 0 | 0 | 0 | 0 | 0 | 0 | 0 | 0 | 0 | 0
0 | 0 | 0 | 0 | 0 | 0 | 0 | 0 | 0 | 0 | 0 | 0 | 0 | 0 | 0 | 0 | 0 | 0 | 0 | 0 | 0
0 | 0 | 0 | 0 | 0 | 0 | 0 | 0 | 0 | 0 | 0 | 0 | 0 | 0 | 0 | 0 | 0 | 0 | 0 | 0 | 0
0 | 0 | 0 | 0 | 0 | 0 | 0 | 0 | 0 | 0 | 0 | 0 | 0 | 0 | 0 | 0 | 0 | 0 | 0 | 0 | 0
0 | 0 | 0 | 0 | 0 | 0 | 0 | 0 | 0 | 0 | 0 | 0 | 0 | 0 | 0 | 0 | 0 | 0 | 0 | 0 | 0
0 | 0 | 0 | 0 | 0 | 0 | 0 | 0 | 0 | 0 | 0 | 0 | 0 | 0 | 0 | 0 | 0 | 0 | 0 | 0 | 0
0 | 0 | 0 | 0 | 0 | 0 | 0 | 0 | 0 | 0 | 0 | 0 | 0 | 0 | 0 | 0 | 0 | 0 | 0 | 0 | 0
0 | 0 | 0 | 0 | 0 | 0 | 0 | 0 | 0 | 0 | 0 | 0 | 0 | 0 | 0 | 0 | 0 | 0 | 0 | 0 | 0
0 | 0 | 0 | 0 | 0 | 0 | 0 | 0 | 0 | 0 | 0 | 0 | 0 | 0 | 0 | 0 | 0 | 0 | 0 | 0 | 0
0 | 0 | 0 | 0 | 0 | 0 | 0 | 0 | 0 | 0 | 0 | 0 | 0 | 0 | 0 | 0 | 0 | 0 | 0 | 0 | 0
0 | 0 | 0 | 0 | 0 | 0 | 0 | 0 | 0 | 0 | 0 | 0 | 0 | 0 | 0 | 0 | 0 | 0 | 0 | 0 | 0
0 | 0 | 0 | 0 | 0 | 0 | 0 | 0 | 0 | 0 | 0 | 0 | 0 | 0 | 0 | 0 | 0 | 0 | 0 | 0 | 0
0 | 0 | 0 | 0 | 0 | 0 | 0 | 0 | 0 | 0 | 0 | 0 | 0 | 0 | 0 | 0 | 0 | 0 | 0 | 0 | 0
0 | 0 | 0 | 0 | 0 | 0 | 0 | 0 | 0 | 0 | 0 | 0 | 0 | 0 | 0 | 0 | 0 | 0 | 0 | 0 | 0
0 | 0 | 0 | 0 | 0 | 0 | 0 | 0 | 0 | 0 | 0 | 0 | 0 | 0 | 0 | 0 | 0 | 0 | 0 | 0 | 0
0 | 0 | 0 | 0 | 0 | 0 | 0 | 0 | 0 | 0 | 0 | 0 | 0 | 0 | 0 | 0 | 0 | 0 | 0 | 0 | 0
0 | 0 | 0 | 0 | 0 | 0 | 0 | 0 | 0 | 0 | 0 | 0 | 0 | 0 | 0 | 0 | 0 | 0 | 0 | 0 | 0
0 | 0 | 0 | 0 | 0 | 0 | 0 | 0 | 0 | 0 | 0 | 0 | 0 | 0 | 0 | 0 | 0 | 0 | 0 | 0 | 0
0 | 0 | 0 | 0 | 0 | 0 | 0 | 0 | 0 | 0 | 0 | 0 | 0 | 0 | 0 | 0 | 0 | 0 | 0 | 0 | 0
0 | 0 | 0 | 0 | 0 | 0 | 0 | 0 | 0 | 0 | 0 | 0 | 0 | 0 | 0 | 0 | 0 | 0 | 0 | 0 | 0
0 | 0 | 0 | 0 | 0 | 0 | 0 | 0 | 0 | 0 | 0 | 0 | 0 | 0 | 0 | 0 | 0 | 0 | 0 | 0 | 0
0 | 0 | 0 | 0 | 0 | 0 | 0 | 0 | 0 | 0 | 0 | 0 | 0 | 0 | 0 | 0 | 0 | 0 | 0 | 0 | 0
0 | 0 | 0 | 0 | 0 | 0 | 0 | 0 | 0 | 0 | 0 | 0 | 0 | 0 | 0 | 0 | 0 | 0 | 0 | 0 | 0
0 | 0 | 0 | 0 | 0 | 0 | 0 | 0 | 0 | 0 | 0 | 0 | 0 | 0 | 0 | 0 | 0 | 0 | 0 | 0 | 0
0 | 0 | 0 | 0 | 0 | 0 | 0 | 0 | 0 | 0 | 0 | 0 | 0 | 0 | 0 | 0 | 0 | 0 | 0 | 0 | 0
0 | 0 | 0 | 0 | 0 | 0 | 0 | 0 | 0 | 0 | 0 | 0 | 0 | 0 | 0 | 0 | 0 | 0 | 0 | 0 | 0
0 | 0 | 0 | 0 | 0 | 0 | 0 | 0 | 0 | 0 | 0 | 0 | 0 | 0 | 0 | 0 | 0 | 0 | 0 | 0 | 0
0 | 0 | 0 | 0 | 0 | 0 | 0 | 0 | 0 | 0 | 0 | 0 | 0 | 0 | 0 | 0 | 0 | 0 | 0 | 0 | 0
0 | 0 | 0 | 0 | 0 | 0 | 0 | 0 | 0 | 0 | 0 | 0 | 0 | 0 | 0 | 0 | 0 | 0 | 0 | 0 | 0
0 | 0 | 0 | 0 | 0 | 0 | 0 | 0 | 0 | 0 | 0 | 0 | 0 | 0 | 0 | 0 | 0 | 0 | 0 | 0 | 0
0 | 0 | 0 | 0 | 0 | 0 | 0 | 0 | 0 | 0 | 0 | 0 | 0 | 0 | 0 | 0 | 0 | 0 | 0 | 0 | 0
0 | 0 | 0 | 0 | 0 | 0 | 0 | 0 | 0 | 0 | 0 | 0 | 0 | 0 | 0 | 0 | 0 | 0 | 0 | 0 | 0
0 | 0 | 0 | 0 | 0 | 0 | 0 | 0 | 0 | 0 | 0 | 0 | 0 | 0 | 0 | 0 | 0 | 0 | 0 | 0 | 0
0 | 0 | 0 | 0 | 0 | 0 | 0 | 0 | 0 | 0 | 0 | 0 | 0 | 0 | 0 | 0 | 0 | 0 | 0 | 0 | 0
0 | 0 | 0 | 0 | 0 | 0 | 0 | 0 | 0 | 0 | 0 | 0 | 0 | 0 | 0 | 0 | 0 | 0 | 0 | 0 | 0
0 | 0 | 0 | 0 | 0 | 0 | 0 | 0 | 0 | 0 | 0 | 0 | 0 | 0 | 0 | 0 | 0 | 0 | 0 | 0 | 0
0 | 0 | 0 | 0 | 0 | 0 | 0 | 0 | 0 | 0 | 0 | 0 | 0 | 0 | 0 | 0 | 0 | 0 | 0 | 0 | 0
0 | 0 | 0 | 0 | 0 | 0 | 0 | 0 | 0 | 0 | 0 | 0 | 0 | 0 | 0 | 0 | 0 | 0 | 0 | 0 | 0
0 | 0 | 0 | 0 | 0 | 0 | 0 | 0 | 0 | 0 | 0 | 0 | 0 | 0 | 0 | 0 | 0 | 0 | 0 | 0 | 0
0 | 0 | 0 | 0 | 0 | 0 | 0 | 0 | 0 | 0 | 0 | 0 | 0 | 0 | 0 | 0 | 0 | 0 | 0 | 0 | 0
0 | 0 | 0 | 0 | 0 | 0 | 0 | 0 | 0 | 0 | 0 | 0 | 0 | 0 | 0 | 0 | 0 | 0 | 0 | 0 | 0
0 | 0 | 0 | 0 | 0 | 0 | 0 | 0 | 0 | 0 | 0 | 0 | 0 | 0 | 0 | 0 | 0 | 0 | 0 | 0 | 0
0 | 0 | 0 | 0 | 0 | 0 | 0 | 0 | 0 | 0 | 0 | 0 | 0 | 0 | 0 | 0 | 0 | 0 | 0 | 0 | 0
0 | 0 | 0 | 0 | 0 | 0 | 0 | 0 | 0 | 0 | 0 | 0 | 0 | 0 | 0 | 0 | 0 | 0 | 0 | 0 | 0
0 | 0 | 0 | 0 | 0 | 0 | 0 | 0 | 0 | 0 | 0 | 0 | 0 | 0 | 0 | 0 | 0 | 0 | 0 | 0 | 0
0 | 0 | 0 | 0 | 0 | 0 | 0 | 0 | 0 | 0 | 0 | 0 | 0 | 0 | 0 | 0 | 0 | 0 | 0 | 0 | 0
0 | 0 | 0 | 0 | 0 | 0 | 0 | 0 | 0 | 0 | 0 | 0 | 0 | 0 | 0 | 0 | 0 | 0 | 0 | 0 | 0
0 | 0 | 0 | 0 | 0 | 0 | 0 | 0 | 0 | 0 | 0 | 0 | 0 | 0 | 0 | 0 | 0 | 0 | 0 | 0 | 0
0 | 0 | 0 | 0 | 0 | 0 | 0 | 0 | 0 | 0 | 0 | 0 | 0 | 0 | 0 | 0 | 0 | 0 | 0 | 0 | 0
0 | 0 | 0 | 0 | 0 | 0 | 0 | 0 | 0 | 0 | 0 | 0 | 0 | 0 | 0 | 0 | 0 | 0 | 0 | 0 | 0
0 | 0 | 0 | 0 | 0 | 0 | 0 | 0 | 0 | 0 | 0 | 0 | 0 | 0 | 0 | 0 | 0 | 0 | 0 | 0 | 0
0 | 0 | 0 | 0 | 0 | 0 | 0 | 0 | 0 | 0 | 0 | 0 | 0 | 0 | 0 | 0 | 0 | 0 | 0 | 0 | 0
0 | 0 | 0 | 0 | 0 | 0 | 0 | 0 | 0 | 0 | 0 | 0 | 0 | 0 | 0 | 0 | 0 | 0 | 0 | 0 | 0
0 | 0 | 0 | 0 | 0 | 0 | 0 | 0 | 0 | 0 | 0 | 0 | 0 | 0 | 0 | 0 | 0 | 0 | 0 | 0 | 0
0 | 0 | 0 | 0 | 0 | 0 | 0 | 0 | 0 | 0 | 0 | 0 | 0 | 0 | 0 | 0 | 0 | 0 | 0 | 0 | 0
0 | 0 | 0 | 0 | 0 | 0 | 0 | 0 | 0 | 0 | 0 | 0 | 0 | 0 | 0 | 0 | 0 | 0 | 0 | 0 | 0
0 | 0 | 0 | 0 | 0 | 0 | 0 | 0 | 0 | 0 | 0 | 0 | 0 | 0 | 0 | 0 | 0 | 0 | 0 | 0 | 0
0 | 0 | 0 | 0 | 0 | 0 | 0 | 0 | 0 | 0 | 0 | 0 | 0 | 0 | 0 | 0 | 0 | 0 | 0 | 0 | 0
0 | 0 | 0 | 0 | 0 | 0 | 0 | 0 | 0 | 0 | 0 | 0 | 0 | 0 | 0 | 0 | 0 | 0 | 0 | 0 | 0
0 | 0 | 0 | 0 | 0 | 0 | 0 | 0 | 0 | 0 | 0 | 0 | 0 | 0 | 0 | 0 | 0 | 0 | 0 | 0 | 0
0 | 0 | 0 | 0 | 0 | 0 | 0 | 0 | 0 | 0 | 0 | 0 | 0 | 0 | 0 | 0 | 0 | 0 | 0 | 0 | 0
0 | 0 | 0 | 0 | 0 | 0 | 0 | 0 | 0 | 0 | 0 | 0 | 0 | 0 | 0 | 0 | 0 | 0 | 0 | 0 | 0
0 | 0 | 0 | 0 | 0 | 0 | 0 | 0 | 0 | 0 | 0 | 0 | 0 | 0 | 0 | 0 | 0 | 0 | 0 | 0 | 0
0 | 0 | 0 | 0 | 0 | 0 | 0 | 0 | 0 | 0 | 0 | 0 | 0 | 0 | 0 | 0 | 0 | 0 | 0 | 0 | 0
0 | 0 | 0 | 0 | 0 | 0 | 0 | 0 | 0 | 0 | 0 | 0 | 0 | 0 | 0 | 0 | 0 | 0 | 0 | 0 | 0
0 | 0 | 0 | 0 | 0 | 0 | 0 | 0 | 0 | 0 | 0 | 0 | 0 | 0 | 0 | 0 | 0 | 0 | 0 | 0 | 0
0 | 0 | 0 | 0 | 0 | 0 | 0 | 0 | 0 | 0 | 0 | 0 | 0 | 0 | 0 | 0 | 0 | 0 | 0 | 0 | 0
0 | 0 | 0 | 0 | 0 | 0 | 0 | 0 | 0 | 0 | 0 | 0 | 0 | 0 | 0 | 0 | 0 | 0 | 0 | 0 | 0
0 | 0 | 0 | 0 | 0 | 0 | 0 | 0 | 0 | 0 | 0 | 0 | 0 | 0 | 0 | 0 | 0 | 0 | 0 | 0 | 0
0 | 0 | 0 | 0 | 0 | 0 | 0 | 0 | 0 | 0 | 0 | 0 | 0 | 0 | 0 | 0 | 0 | 0 | 0 | 0 | 0
0 | 0 | 0 | 0 | 0 | 0 | 0 | 0 | 0 | 0 | 0 | 0 | 0 | 0 | 0 | 0 | 0 | 0 | 0 | 0 | 0
0 | 0 | 0 | 0 | 0 | 0 | 0 | 0 | 0 | 0 | 0 | 0 | 0 | 0 | 0 | 0 | 0 | 0 | 0 | 0 | 0
0 | 0 | 0 | 0 | 0 | 0 | 0 | 0 | 0 | 0 | 0 | 0 | 0 | 0 | 0 | 0 | 0 | 0 | 0 | 0 | 0
0 | 0 | 0 | 0 | 0 | 0 | 0 | 0 | 0 | 0 | 0 | 0 | 0 | 0 | 0 | 0 | 0 | 0 | 0 | 0 | 0
0 | 0 | 0 | 0 | 0 | 0 | 0 | 0 | 0 | 0 | 0 | 0 | 0 | 0 | 0 | 0 | 0 | 0 | 0 | 0 | 0
0 | 0 | 0 | 0 | 0 | 0 | 0 | 0 | 0 | 0 | 0 | 0 | 0 | 0 | 0 | 0 | 0 | 0 | 0 | 0 | 0
0 | 0 | 0 | 0 | 0 | 0 | 0 | 0 | 0 | 0 | 0 | 0 | 0 | 0 | 0 | 0 | 0 | 0 | 0 | 0 | 0
0 | 0 | 0 | 0 | 0 | 0 | 0 | 0 | 0 | 0 | 0 | 0 | 0 | 0 | 0 | 0 | 0 | 0 | 0 | 0 | 0
0 | 0 | 0 | 0 | 0 | 0 | 0 | 0 | 0 | 0 | 0 | 0 | 0 | 0 | 0 | 0 | 0 | 0 | 0 | 0 | 0
0 | 0 | 0 | 0 | 0 | 0 | 0 | 0 | 0 | 0 | 0 | 0 | 0 | 0 | 0 | 0 | 0 | 0 | 0 | 0 | 0
0 | 0 | 0 | 0 | 0 | 0 | 0 | 0 | 0 | 0 | 0 | 0 | 0 | 0 | 0 | 0 | 0 | 0 | 0 | 0 | 0
0 | 0 | 0 | 0 | 0 | 0 | 0 | 0 | 0 | 0 | 0 | 0 | 0 | 0 | 0 | 0 | 0 | 0 | 0 | 0 | 0
0 | 0 | 0 | 0 | 0 | 0 | 0 | 0 | 0 | 0 | 0 | 0 | 0 | 0 | 0 | 0 | 0 | 0 | 0 | 0 | 0
0 | 0 | 0 | 0 | 0 | 0 | 0 | 0 | 0 | 0 | 0 | 0 | 0 | 0 | 0 | 0 | 0 | 0 | 0 | 0 | 0
0 | 0 | 0 | 0 | 0 | 0 | 0 | 0 | 0 | 0 | 0 | 0 | 0 | 0 | 0 | 0 | 0 | 0 | 0 | 0 | 0
0 | 0 | 0 | 0 | 0 | 0 | 0 | 0 | 0 | 0 | 0 | 0 | 0 | 0 | 0 | 0 | 0 | 0 | 0 | 0 | 0
0 | 0 | 0 | 0 | 0 | 0 | 0 | 0 | 0 | 0 | 0 | 0 | 0 | 0 | 0 | 0 | 0 | 0 | 0 | 0 | 0
0 | 0 | 0 | 0 | 0 | 0 | 0 | 0 | 0 | 0 | 0 | 0 | 0 | 0 | 0 | 0 | 0 | 0 | 0 | 0 | 0
0 | 0 | 0 | 0 | 0 | 0 | 0 | 0 | 0 | 0 | 0 | 0 | 0 | 0 | 0 | 0 | 0 | 0 | 0 | 0 | 0
0 | 0 | 0 | 0 | 0 | 0 | 0 | 0 | 0 | 0 | 0 | 0 | 0 | 0 | 0 | 0 | 0 | 0 | 0 | 0 | 0
0 | 0 | 0 | 0 | 0 | 0 | 0 | 0 | 0 | 0 | 0 | 0 | 0 | 0 | 0 | 0 | 0 | 0 | 0 | 0 | 0
0 | 0 | 0 | 0 | 0 | 0 | 0 | 0 | 0 | 0 | 0 | 0 | 0 | 0 | 0 | 0 | 0 | 0 | 0 | 0 | 0
0 | 0 | 0 | 0 | 0 | 0 | 0 | 0 | 0 | 0 | 0 | 0 | 0 | 0 | 0 | 0 | 0 | 0 | 0 | 0 | 0
0 | 0 | 0 | 0 | 0 | 0 | 0 | 0 | 0 | 0 | 0 | 0 | 0 | 0 | 0 | 0 | 0 | 0 | 0 | 0 | 0
0 | 0 | 0 | 0 | 0 | 0 | 0 | 0 | 0 | 0 | 0 | 0 | 0 | 0 | 0 | 0 | 0 | 0 | 0 | 0 | 0
0 | 0 | 0 | 0 | 0 | 0 | 0 | 0 | 0 | 0 | 0 | 0 | 0 | 0 | 0 | 0 | 0 | 0 | 0 | 0 | 0
0 | 0 | 0 | 0 | 0 | 0 | 0 | 0 | 0 | 0 | 0 | 0 | 0 | 0 | 0 | 0 | 0 | 0 | 0 | 0 | 0
0 | 0 | 0 | 0 | 0 | 0 | 0 | 0 | 0 | 0 | 0 | 0 | 0 | 0 | 0 | 0 | 0 | 0 | 0 | 0 | 0
0 | 0 | 0 | 0 | 0 | 0 | 0 | 0 | 0 | 0 | 0 | 0 | 0 | 0 | 0 | 0 | 0 | 0 | 0 | 0 | 0
0 | 0 | 0 | 0 | 0 | 0 | 0 | 0 | 0 | 0 | 0 | 0 | 0 | 0 | 0 | 0 | 0 | 0 | 0 | 0 | 0
0 | 0 | 0 | 0 | 0 | 0 | 0 | 0 | 0 | 0 | 0 | 0 | 0 | 0 | 0 | 0 | 0 | 0 | 0 | 0 | 0
0 | 0 | 0 | 0 | 0 | 0 | 0 | 0 | 0 | 0 | 0 | 0 | 0 | 0 | 0 | 0 | 0 | 0 | 0 | 0 | 0
0 | 0 | 0 | 0 | 0 | 0 | 0 | 0 | 0 | 0 | 0 | 0 | 0 | 0 | 0 | 0 | 0 | 0 | 0 | 0 | 0
0 | 0 | 0 | 0 | 0 | 0 | 0 | 0 | 0 | 0 | 0 | 0 | 0 | 0 | 0 | 0 | 0 | 0 | 0 | 0 | 0
0 | 0 | 0 | 0 | 0 | 0 | 0 | 0 | 0 | 0 | 0 | 0 | 0 | 0 | 0 | 0 | 0 | 0 | 0 | 0 | 0
0 | 0 | 0 | 0 | 0 | 0 | 0 | 0 | 0 | 0 | 0 | 0 | 0 | 0 | 0 | 0 | 0 | 0 | 0 | 0 | 0
0 | 0 | 0 | 0 | 0 | 0 | 0 | 0 | 0 | 0 | 0 | 0 | 0 | 0 | 0 | 0 | 0 | 0 | 0 | 0 | 0
0 | 0 | 0 | 0 | 0 | 0 | 0 | 0 | 0 | 0 | 0 | 0 | 0 | 0 | 0 | 0 | 0 | 0 | 0 | 0 | 0
0 | 0 | 0 | 0 | 0 | 0 | 0 | 0 | 0 | 0 | 0 | 0 | 0 | 0 | 0 | 0 | 0 | 0 | 0 | 0 | 0
0 | 0 | 0 | 0 | 0 | 0 | 0 | 0 | 0 | 0 | 0 | 0 | 0 | 0 | 0 | 0 | 0 | 0 | 0 | 0 | 0
0 | 0 | 0 | 0 | 0 | 0 | 0 | 0 | 0 | 0 | 0 | 0 | 0 | 0 | 0 | 0 | 0 | 0 | 0 | 0 | 0
0 | 0 | 0 | 0 | 0 | 0 | 0 | 0 | 0 | 0 | 0 | 0 | 0 | 0 | 0 | 0 | 0 | 0 | 0 | 0 | 0
0 | 0 | 0 | 0 | 0 | 0 | 0 | 0 | 0 | 0 | 0 | 0 | 0 | 0 | 0 | 0 | 0 | 0 | 0 | 0 | 0
0 | 0 | 0 | 0 | 0 | 0 | 0 | 0 | 0 | 0 | 0 | 0 | 0 | 0 | 0 | 0 | 0 | 0 | 0 | 0 | 0
0 | 0 | 0 | 0 | 0 | 0 | 0 | 0 | 0 | 0 | 0 | 0 | 0 | 0 | 0 | 0 | 0 | 0 | 0 | 0 | 0
0 | 0 | 0 | 0 | 0 | 0 | 0 | 0 | 0 | 0 | 0 | 0 | 0 | 0 | 0 | 0 | 0 | 0 | 0 | 0 | 0
0 | 0 | 0 | 0 | 0 | 0 | 0 | 0 | 0 | 0 | 0 | 0 | 0 | 0 | 0 | 0 | 0 | 0 | 0 | 0 | 0
0 | 0 | 0 | 0 | 0 | 0 | 0 | 0 | 0 | 0 | 0 | 0 | 0 | 0 | 0 | 0 | 0 | 0 | 0 | 0 | 0
0 | 0 | 0 | 0 | 0 | 0 | 0 | 0 | 0 | 0 | 0 | 0 | 0 | 0 | 0 | 0 | 0 | 0 | 0 | 0 | 0
0 | 0 | 0 | 0 | 0 | 0 | 0 | 0 | 0 | 0 | 0 | 0 | 0 | 0 | 0 | 0 | 0 | 0 | 0 | 0 | 0
0 | 0 | 0 | 0 | 0 | 0 | 0 | 0 | 0 | 0 | 0 | 0 | 0 | 0 | 0 | 0 | 0 | 0 | 0 | 0 | 0
0 | 0 | 0 | 0 | 0 | 0 | 0 | 0 | 0 | 0 | 0 | 0 | 0 | 0 | 0 | 0 | 0 | 0 | 0 | 0 | 0
0 | 0 | 0 | 0 | 0 | 0 | 0 | 0 | 0 | 0 | 0 | 0 | 0 | 0 | 0 | 0 | 0 | 0 | 0 | 0 | 0
0 | 0 | 0 | 0 | 0 | 0 | 0 | 0 | 0 | 0 | 0 | 0 | 0 | 0 | 0 | 0 | 0 | 0 | 0 | 0 | 0
0 | 0 | 0 | 0 | 0 | 0 | 0 | 0 | 0 | 0 | 0 | 0 | 0 | 0 | 0 | 0 | 0 | 0 | 0 | 0 | 0
0 | 0 | 0 | 0 | 0 | 0 | 0 | 0 | 0 | 0 | 0 | 0 | 0 | 0 | 0 | 0 | 0 | 0 | 0 | 0 | 0
0 | 0 | 0 | 0 | 0 | 0 | 0 | 0 | 0 | 0 | 0 | 0 | 0 | 0 | 0 | 0 | 0 | 0 | 0 | 0 | 0
0 | 0 | 0 | 0 | 0 | 0 | 0 | 0 | 0 | 0 | 0 | 0 | 0 | 0 | 0 | 0 | 0 | 0 | 0 | 0 | 0
0 | 0 | 0 | 0 | 0 | 0 | 0 | 0 | 0 | 0 | 0 | 0 | 0 | 0 | 0 | 0 | 0 | 0 | 0 | 0 | 0
0 | 0 | 0 | 0 | 0 | 0 | 0 | 0 | 0 | 0 | 0 | 0 | 0 | 0 | 0 | 0 | 0 | 0 | 0 | 0 | 0
0 | 0 | 0 | 0 | 0 | 0 | 0 | 0 | 0 | 0 | 0 | 0 | 0 | 0 | 0 | 0 | 0 | 0 | 0 | 0 | 0
0 | 0 | 0 | 0 | 0 | 0 | 0 | 0 | 0 | 0 | 0 | 0 | 0 | 0 | 0 | 0 | 0 | 0 | 0 | 0 | 0
0 | 0 | 0 | 0 | 0 | 0 | 0 | 0 | 0 | 0 | 0 | 0 | 0 | 0 | 0 | 0 | 0 | 0 | 0 | 0 | 0
0 | 0 | 0 | 0 | 0 | 0 | 0 | 0 | 0 | 0 | 0 | 0 | 0 | 0 | 0 | 0 | 0 | 0 | 0 | 0 | 0
0 | 0 | 0 | 0 | 0 | 0 | 0 | 0 | 0 | 0 | 0 | 0 | 0 | 0 | 0 | 0 | 0 | 0 | 0 | 0 | 0
0 | 0 | 0 | 0 | 0 | 0 | 0 | 0 | 0 | 0 | 0 | 0 | 0 | 0 | 0 | 0 | 0 | 0 | 0 | 0 | 0
0 | 0 | 0 | 0 | 0 | 0 | 0 | 0 | 0 | 0 | 0 | 0 | 0 | 0 | 0 | 0 | 0 | 0 | 0 | 0 | 0
0 | 0 | 0 | 0 | 0 | 0 | 0 | 0 | 0 | 0 | 0 | 0 | 0 | 0 | 0 | 0 | 0 | 0 | 0 | 0 | 0
0 | 0 | 0 | 0 | 0 | 0 | 0 | 0 | 0 | 0 | 0 | 0 | 0 | 0 | 0 | 0 | 0 | 0 | 0 | 0 | 0
0 | 0 | 0 | 0 | 0 | 0 | 0 | 0 | 0 | 0 | 0 | 0 | 0 | 0 | 0 | 0 | 0 | 0 | 0 | 0 | 0
0 | 0 | 0 | 0 | 0 | 0 | 0 | 0 | 0 | 0 | 0 | 0 | 0 | 0 | 0 | 0 | 0 | 0 | 0 | 0 | 0
0 | 0 | 0 | 0 | 0 | 0 | 0 | 0 | 0 | 0 | 0 | 0 | 0 | 0 | 0 | 0 | 0 | 0 | 0 | 0 | 0
0 | 0 | 0 | 0 | 0 | 0 | 0 | 0 | 0 | 0 | 0 | 0 | 0 | 0 | 0 | 0 | 0 | 0 | 0 | 0 | 0
0 | 0 | 0 | 0 | 0 | 0 | 0 | 0 | 0 | 0 | 0 | 0 | 0 | 0 | 0 | 0 | 0 | 0 | 0 | 0 | 0
0 | 0 | 0 | 0 | 0 | 0 | 0 | 0 | 0 | 0 | 0 | 0 | 0 | 0 | 0 | 0 | 0 | 0 | 0 | 0 | 0
0 | 0 | 0 | 0 | 0 | 0 | 0 | 0 | 0 | 0 | 0 | 0 | 0 | 0 | 0 | 0 | 0 | 0 | 0 | 0 | 0
0 | 0 | 0 | 0 | 0 | 0 | 0 | 0 | 0 | 0 | 0 | 0 | 0 | 0 | 0 | 0 | 0 | 0 | 0 | 0 | 0
0 | 0 | 0 | 0 | 0 | 0 | 0 | 0 | 0 | 0 | 0 | 0 | 0 | 0 | 0 | 0 | 0 | 0 | 0 | 0 | 0
0 | 0 | 0 | 0 | 0 | 0 | 0 | 0 | 0 | 0 | 0 | 0 | 0 | 0 | 0 | 0 | 0 | 0 | 0 | 0 | 0
0 | 0 | 0 | 0 | 0 | 0 | 0 | 0 | 0 | 0 | 0 | 0 | 0 | 0 | 0 | 0 | 0 | 0 | 0 | 0 | 0
0 | 0 | 0 | 0 | 0 | 0 | 0 | 0 | 0 | 0 | 0 | 0 | 0 | 0 | 0 | 0 | 0 | 0 | 0 | 0 | 0
0 | 0 | 0 | 0 | 0 | 0 | 0 | 0 | 0 | 0 | 0 | 0 | 0 | 0 | 0 | 0 | 0 | 0 | 0 | 0 | 0
0 | 0 | 0 | 0 | 0 | 0 | 0 | 0 | 0 | 0 | 0 | 0 | 0 | 0 | 0 | 0 | 0 | 0 | 0 | 0 | 0
0 | 0 | 0 | 0 | 0 | 0 | 0 | 0 | 0 | 0 | 0 | 0 | 0 | 0 | 0 | 0 | 0 | 0 | 0 | 0 | 0
0 | 0 | 0 | 0 | 0 | 0 | 0 | 0 | 0 | 0 | 0 | 0 | 0 | 0 | 0 | 0 | 0 | 0 | 0 | 0 | 0
0 | 0 | 0 | 0 | 0 | 0 | 0 | 0 | 0 | 0 | 0 | 0 | 0 | 0 | 0 | 0 | 0 | 0 | 0 | 0 | 0
0 | 0 | 0 | 0 | 0 | 0 | 0 | 0 | 0 | 0 | 0 | 0 | 0 | 0 | 0 | 0 | 0 | 0 | 0 | 0 | 0
0 | 0 | 0 | 0 | 0 | 0 | 0 | 0 | 0 | 0 | 0 | 0 | 0 | 0 | 0 | 0 | 0 | 0 | 0 | 0 | 0
0 | 0 | 0 | 0 | 0 | 0 | 0 | 0 | 0 | 0 | 0 | 0 | 0 | 0 | 0 | 0 | 0 | 0 | 0 | 0 | 0
0 | 0 | 0 | 0 | 0 | 0 | 0 | 0 | 0 | 0 | 0 | 0 | 0 | 0 | 0 | 0 | 0 | 0 | 0 | 0 | 0
0 | 0 | 0 | 0 | 0 | 0 | 0 | 0 | 0 | 0 | 0 | 0 | 0 | 0 | 0 | 0 | 0 | 0 | 0 | 0 | 0
0 | 0 | 0 | 0 | 0 | 0 | 0 | 0 | 0 | 0 | 0 | 0 | 0 | 0 | 0 | 0 | 0 | 0 | 0 | 0 | 0
0 | 0 | 0 | 0 | 0 | 0 | 0 | 0 | 0 | 0 | 0 | 0 | 0 | 0 | 0 | 0 | 0 | 0 | 0 | 0 | 0
0 | 0 | 0 | 0 | 0 | 0 | 0 | 0 | 0 | 0 | 0 | 0 | 0 | 0 | 0 | 0 | 0 | 0 | 0 | 0 | 0
0 | 0 | 0 | 0 | 0 | 0 | 0 | 0 | 0 | 0 | 0 | 0 | 0 | 0 | 0 | 0 | 0 | 0 | 0 | 0 | 0
0 | 0 | 0 | 0 | 0 | 0 | 0 | 0 | 0 | 0 | 0 | 0 | 0 | 0 | 0 | 0 | 0 | 0 | 0 | 0 | 0
0 | 0 | 0 | 0 | 0 | 0 | 0 | 0 | 0 | 0 | 0 | 0 | 0 | 0 | 0 | 0 | 0 | 0 | 0 | 0 | 0
0 | 0 | 0 | 0 | 0 | 0 | 0 | 0 | 0 | 0 | 0 | 0 | 0 | 0 | 0 | 0 | 0 | 0 | 0 | 0 | 0
0 | 0 | 0 | 0 | 0 | 0 | 0 | 0 | 0 | 0 | 0 | 0 | 0 | 0 | 0 | 0 | 0 | 0 | 0 | 0 | 0
0 | 0 | 0 | 0 | 0 | 0 | 0 | 0 | 0 | 0 | 0 | 0 | 0 | 0 | 0 | 0 | 0 | 0 | 0 | 0 | 0
0 | 0 | 0 | 0 | 0 | 0 | 0 | 0 | 0 | 0 | 0 | 0 | 0 | 0 | 0 | 0 | 0 | 0 | 0 | 0 | 0
0 | 0 | 0 | 0 | 0 | 0 | 0 | 0 | 0 | 0 | 0 | 0 | 0 | 0 | 0 | 0 | 0 | 0 | 0 | 0 | 0
0 | 0 | 0 | 0 | 0 | 0 | 0 | 0 | 0 | 0 | 0 | 0 | 0 | 0 | 0 | 0 | 0 | 0 | 0 | 0 | 0
0 | 0 | 0 | 0 | 0 | 0 | 0 | 0 | 0 | 0 | 0 | 0 | 0 | 0 | 0 | 0 | 0 | 0 | 0 | 0 | 0
0 | 0 | 0 | 0 | 0 | 0 | 0 | 0 | 0 | 0 | 0 | 0 | 0 | 0 | 0 | 0 | 0 | 0 | 0 | 0 | 0
0 | 0 | 0 | 0 | 0 | 0 | 0 | 0 | 0 | 0 | 0 | 0 | 0 | 0 | 0 | 0 | 0 | 0 | 0 | 0 | 0
0 | 0 | 0 | 0 | 0 | 0 | 0 | 0 | 0 | 0 | 0 | 0 | 0 | 0 | 0 | 0 | 0 | 0 | 0 | 0 | 0
0 | 0 | 0 | 0 | 0 | 0 | 0 | 0 | 0 | 0 | 0 | 0 | 0 | 0 | 0 | 0 | 0 | 0 | 0 | 0 | 0
0 | 0 | 0 | 0 | 0 | 0 | 0 | 0 | 0 | 0 | 0 | 0 | 0 | 0 | 0 | 0 | 0 | 0 | 0 | 0 | 0
0 | 0 | 0 | 0 | 0 | 0 | 0 | 0 | 0 | 0 | 0 | 0 | 0 | 0 | 0 | 0 | 0 | 0 | 0 | 0 | 0
0 | 0 | 0 | 0 | 0 | 0 | 0 | 0 | 0 | 0 | 0 | 0 | 0 | 0 | 0 | 0 | 0 | 0 | 0 | 0 | 0
0 | 0 | 0 | 0 | 0 | 0 | 0 | 0 | 0 | 0 | 0 | 0 | 0 | 0 | 0 | 0 | 0 | 0 | 0 | 0 | 0
0 | 0 | 0 | 0 | 0 | 0 | 0 | 0 | 0 | 0 | 0 | 0 | 0 | 0 | 0 | 0 | 0 | 0 | 0 | 0 | 0
0 | 0 | 0 | 0 | 0 | 0 | 0 | 0 | 0 | 0 | 0 | 0 | 0 | 0 | 0 | 0 | 0 | 0 | 0 | 0 | 0
0 | 0 | 0 | 0 | 0 | 0 | 0 | 0 | 0 | 0 | 0 | 0 | 0 | 0 | 0 | 0 | 0 | 0 | 0 | 0 | 0
0 | 0 | 0 | 0 | 0 | 0 | 0 | 0 | 0 | 0 | 0 | 0 | 0 | 0 | 0 | 0 | 0 | 0 | 0 | 0 | 0
0 | 0 | 0 | 0 | 0 | 0 | 0 | 0 | 0 | 0 | 0 | 0 | 0 | 0 | 0 | 0 | 0 | 0 | 0 | 0 | 0
0 | 0 | 0 | 0 | 0 | 0 | 0 | 0 | 0 | 0 | 0 | 0 | 0 | 0 | 0 | 0 | 0 | 0 | 0 | 0 | 0
0 | 0 | 0 | 0 | 0 | 0 | 0 | 0 | 0 | 0 | 0 | 0 | 0 | 0 | 0 | 0 | 0 | 0 | 0 | 0 | 0
0 | 0 | 0 | 0 | 0 | 0 | 0 | 0 | 0 | 0 | 0 | 0 | 0 | 0 | 0 | 0 | 0 | 0 | 0 | 0 | 0
0 | 0 | 0 | 0 | 0 | 0 | 0 | 0 | 0 | 0 | 0 | 0 | 0 | 0 | 0 | 0 | 0 | 0 | 0 | 0 | 0
0 | 0 | 0 | 0 | 0 | 0 | 0 | 0 | 0 | 0 | 0 | 0 | 0 | 0 | 0 | 0 | 0 | 0 | 0 | 0 | 0
0 | 0 | 0 | 0 | 0 | 0 | 0 | 0 | 0 | 0 | 0 | 0 | 0 | 0 | 0 | 0 | 0 | 0 | 0 | 0 | 0
0 | 0 | 0 | 0 | 0 | 0 | 0 | 0 | 0 | 0 | 0 | 0 | 0 | 0 | 0 | 0 | 0 | 0 | 0 | 0 | 0
0 | 0 | 0 | 0 | 0 | 0 | 0 | 0 | 0 | 0 | 0 | 0 | 0 | 0 | 0 | 0 | 0 | 0 | 0 | 0 | 0
0 | 0 | 0 | 0 | 0 | 0 | 0 | 0 | 0 | 0 | 0 | 0 | 0 | 0 | 0 | 0 | 0 | 0 | 0 | 0 | 0
0 | 0 | 0 | 0 | 0 | 0 | 0 | 0 | 0 | 0 | 0 | 0 | 0 | 0 | 0 | 0 | 0 | 0 | 0 | 0 | 0
0 | 0 | 0 | 0 | 0 | 0 | 0 | 0 | 0 | 0 | 0 | 0 | 0 | 0 | 0 | 0 | 0 | 0 | 0 | 0 | 0
0 | 0 | 0 | 0 | 0 | 0 | 0 | 0 | 0 | 0 | 0 | 0 | 0 | 0 | 0 | 0 | 0 | 0 | 0 | 0 | 0
0 | 0 | 0 | 0 | 0 | 0 | 0 | 0 | 0 | 0 | 0 | 0 | 0 | 0 | 0 | 0 | 0 | 0 | 0 | 0 | 0
0 | 0 | 0 | 0 | 0 | 0 | 0 | 0 | 0 | 0 | 0 | 0 | 0 | 0 | 0 | 0 | 0 | 0 | 0 | 0 | 0
0 | 0 | 0 | 0 | 0 | 0 | 0 | 0 | 0 | 0 | 0 | 0 | 0 | 0 | 0 | 0 | 0 | 0 | 0 | 0 | 0
0 | 0 | 0 | 0 | 0 | 0 | 0 | 0 | 0 | 0 | 0 | 0 | 0 | 0 | 0 | 0 | 0 | 0 | 0 | 0 | 0
0 | 0 | 0 | 0 | 0 | 0 | 0 | 0 | 0 | 0 | 0 | 0 | 0 | 0 | 0 | 0 | 0 | 0 | 0 | 0 | 0
0 | 0 | 0 | 0 | 0 | 0 | 0 | 0 | 0 | 0 | 0 | 0 | 0 | 0 | 0 | 0 | 0 | 0 | 0 | 0 | 0
0 | 0 | 0 | 0 | 0 | 0 | 0 | 0 | 0 | 0 | 0 | 0 | 0 | 0 | 0 | 0 | 0 | 0 | 0 | 0 | 0
0 | 0 | 0 | 0 | 0 | 0 | 0 | 0 | 0 | 0 | 0 | 0 | 0 | 0 | 0 | 0 | 0 | 0 | 0 | 0 | 0
0 | 0 | 0 | 0 | 0 | 0 | 0 | 0 | 0 | 0 | 0 | 0 | 0 | 0 | 0 | 0 | 0 | 0 | 0 | 0 | 0
0 | 0 | 0 | 0 | 0 | 0 | 0 | 0 | 0 | 0 | 0 | 0 | 0 | 0 | 0 | 0 | 0 | 0 | 0 | 0 | 0
0 | 0 | 0 | 0 | 0 | 0 | 0 | 0 | 0 | 0 | 0 | 0 | 0 | 0 | 0 | 0 | 0 | 0 | 0 | 0 | 0
0 | 0 | 0 | 0 | 0 | 0 | 0 | 0 | 0 | 0 | 0 | 0 | 0 | 0 | 0 | 0 | 0 | 0 | 0 | 0 | 0
0 | 0 | 0 | 0 | 0 | 0 | 0 | 0 | 0 | 0 | 0 | 0 | 0 | 0 | 0 | 0 | 0 | 0 | 0 | 0 | 0
0 | 0 | 0 | 0 | 0 | 0 | 0 | 0 | 0 | 0 | 0 | 0 | 0 | 0 | 0 | 0 | 0 | 0 | 0 | 0 | 0
0 | 0 | 0 | 0 | 0 | 0 | 0 | 0 | 0 | 0 | 0 | 0 | 0 | 0 | 0 | 0 | 0 | 0 | 0 | 0 | 0
0 | 0 | 0 | 0 | 0 | 0 | 0 | 0 | 0 | 0 | 0 | 0 | 0 | 0 | 0 | 0 | 0 | 0 | 0 | 0 | 0
0 | 0 | 0 | 0 | 0 | 0 | 0 | 0 | 0 | 0 | 0 | 0 | 0 | 0 | 0 | 0 | 0 | 0 | 0 | 0 | 0
0 | 0 | 0 | 0 | 0 | 0 | 0 | 0 | 0 | 0 | 0 | 0 | 0 | 0 | 0 | 0 | 0 | 0 | 0 | 0 | 0
0 | 0 | 0 | 0 | 0 | 0 | 0 | 0 | 0 | 0 | 0 | 0 | 0 | 0 | 0 | 0 | 0 | 0 | 0 | 0 | 0
0 | 0 | 0 | 0 | 0 | 0 | 0 | 0 | 0 | 0 | 0 | 0 | 0 | 0 | 0 | 0 | 0 | 0 | 0 | 0 | 0
0 | 0 | 0 | 0 | 0 | 0 | 0 | 0 | 0 | 0 | 0 | 0 | 0 | 0 | 0 | 0 | 0 | 0 | 0 | 0 | 0
0 | 0 | 0 | 0 | 0 | 0 | 0 | 0 | 0 | 0 | 0 | 0 | 0 | 0 | 0 | 0 | 0 | 0 | 0 | 0 | 0
0 | 0 | 0 | 0 | 0 | 0 | 0 | 0 | 0 | 0 | 0 | 0 | 0 | 0 | 0 | 0 | 0 | 0 | 0 | 0 | 0
0 | 0 | 0 | 0 | 0 | 0 | 0 | 0 | 0 | 0 | 0 | 0 | 0 | 0 | 0 | 0 | 0 | 0 | 0 | 0 | 0
0 | 0 | 0 | 0 | 0 | 0 | 0 | 0 | 0 | 0 | 0 | 0 | 0 | 0 | 0 | 0 | 0 | 0 | 0 | 0 | 0
0 | 0 | 0 | 0 | 0 | 0 | 0 | 0 | 0 | 0 | 0 | 0 | 0 | 0 | 0 | 0 | 0 | 0 | 0 | 0 | 0
0 | 0 | 0 | 0 | 0 | 0 | 0 | 0 | 0 | 0 | 0 | 0 | 0 | 0 | 0 | 0 | 0 | 0 | 0 | 0 | 0
0 | 0 | 0 | 0 | 0 | 0 | 0 | 0 | 0 | 0 | 0 | 0 | 0 | 0 | 0 | 0 | 0 | 0 | 0 | 0 | 0
0 | 0 | 0 | 0 | 0 | 0 | 0 | 0 | 0 | 0 | 0 | 0 | 0 | 0 | 0 | 0 | 0 | 0 | 0 | 0 | 0
0 | 0 | 0 | 0 | 0 | 0 | 0 | 0 | 0 | 0 | 0 | 0 | 0 | 0 | 0 | 0 | 0 | 0 | 0 | 0 | 0
0 | 0 | 0 | 0 | 0 | 0 | 0 | 0 | 0 | 0 | 0 | 0 | 0 | 0 | 0 | 0 | 0 | 0 | 0 | 0 | 0
0 | 0 | 0 | 0 | 0 | 0 | 0 | 0 | 0 | 0 | 0 | 0 | 0 | 0 | 0 | 0 | 0 | 0 | 0 | 0 | 0
0 | 0 | 0 | 0 | 0 | 0 | 0 | 0 | 0 | 0 | 0 | 0 | 0 | 0 | 0 | 0 | 0 | 0 | 0 | 0 | 0
0 | 0 | 0 | 0 | 0 | 0 | 0 | 0 | 0 | 0 | 0 | 0 | 0 | 0 | 0 | 0 | 0 | 0 | 0 | 0 | 0
0 | 0 | 0 | 0 | 0 | 0 | 0 | 0 | 0 | 0 | 0 | 0 | 0 | 0 | 0 | 0 | 0 | 0 | 0 | 0 | 0
0 | 0 | 0 | 0 | 0 | 0 | 0 | 0 | 0 | 0 | 0 | 0 | 0 | 0 | 0 | 0 | 0 | 0 | 0 | 0 | 0
0 | 0 | 0 | 0 | 0 | 0 | 0 | 0 | 0 | 0 | 0 | 0 | 0 | 0 | 0 | 0 | 0 | 0 | 0 | 0 | 0
0 | 0 | 0 | 0 | 0 | 0 | 0 | 0 | 0 | 0 | 0 | 0 | 0 | 0 | 0 | 0 | 0 | 0 | 0 | 0 | 0
0 | 0 | 0 | 0 | 0 | 0 | 0 | 0 | 0 | 0 | 0 | 0 | 0 | 0 | 0 | 0 | 0 | 0 | 0 | 0 | 0
0 | 0 | 0 | 0 | 0 | 0 | 0 | 0 | 0 | 0 | 0 | 0 | 0 | 0 | 0 | 0 | 0 | 0 | 0 | 0 | 0
0 | 0 | 0 | 0 | 0 | 0 | 0 | 0 | 0 | 0 | 0 | 0 | 0 | 0 | 0 | 0 | 0 | 0 | 0 | 0 | 0
0 | 0 | 0 | 0 | 0 | 0 | 0 | 0 | 0 | 0 | 0 | 0 | 0 | 0 | 0 | 0 | 0 | 0 | 0 | 0 | 0
0 | 0 | 0 | 0 | 0 | 0 | 0 | 0 | 0 | 0 | 0 | 0 | 0 | 0 | 0 | 0 | 0 | 0 | 0 | 0 | 0
0 | 0 | 0 | 0 | 0 | 0 | 0 | 0 | 0 | 0 | 0 | 0 | 0 | 0 | 0 | 0 | 0 | 0 | 0 | 0 | 0
0 | 0 | 0 | 0 | 0 | 0 | 0 | 0 | 0 | 0 | 0 | 0 | 0 | 0 | 0 | 0 | 0 | 0 | 0 | 0 | 0
0 | 0 | 0 | 0 | 0 | 0 | 0 | 0 | 0 | 0 | 0 | 0 | 0 | 0 | 0 | 0 | 0 | 0 | 0 | 0 | 0
0 | 0 | 0 | 0 | 0 | 0 | 0 | 0 | 0 | 0 | 0 | 0 | 0 | 0 | 0 | 0 | 0 | 0 | 0 | 0 | 0
0 | 0 | 0 | 0 | 0 | 0 | 0 | 0 | 0 | 0 | 0 | 0 | 0 | 0 | 0 | 0 | 0 | 0 | 0 | 0 | 0
0 | 0 | 0 | 0 | 0 | 0 | 0 | 0 | 0 | 0 | 0 | 0 | 0 | 0 | 0 | 0 | 0 | 0 | 0 | 0 | 0
0 | 0 | 0 | 0 | 0 | 0 | 0 | 0 | 0 | 0 | 0 | 0 | 0 | 0 | 0 | 0 | 0 | 0 | 0 | 0 | 0
0 | 0 | 0 | 0 | 0 | 0 | 0 | 0 | 0 | 0 | 0 | 0 | 0 | 0 | 0 | 0 | 0 | 0 | 0 | 0 | 0
0 | 0 | 0 | 0 | 0 | 0 | 0 | 0 | 0 | 0 | 0 | 0 | 0 | 0 | 0 | 0 | 0 | 0 | 0 | 0 | 0
0 | 0 | 0 | 0 | 0 | 0 | 0 | 0 | 0 | 0 | 0 | 0 | 0 | 0 | 0 | 0 | 0 | 0 | 0 | 0 | 0
0 | 0 | 0 | 0 | 0 | 0 | 0 | 0 | 0 | 0 | 0 | 0 | 0 | 0 | 0 | 0 | 0 | 0 | 0 | 0 | 0
0 | 0 | 0 | 0 | 0 | 0 | 0 | 0 | 0 | 0 | 0 | 0 | 0 | 0 | 0 | 0 | 0 | 0 | 0 | 0 | 0
0 | 0 | 0 | 0 | 0 | 0 | 0 | 0 | 0 | 0 | 0 | 0 | 0 | 0 | 0 | 0 | 0 | 0 | 0 | 0 | 0
0 | 0 | 0 | 0 | 0 | 0 | 0 | 0 | 0 | 0 | 0 | 0 | 0 | 0 | 0 | 0 | 0 | 0 | 0 | 0 | 0
0 | 0 | 0 | 0 | 0 | 0 | 0 | 0 | 0 | 0 | 0 | 0 | 0 | 0 | 0 | 0 | 0 | 0 | 0 | 0 | 0
0 | 0 | 0 | 0 | 0 | 0 | 0 | 0 | 0 | 0 | 0 | 0 | 0 | 0 | 0 | 0 | 0 | 0 | 0 | 0 | 0
0 | 0 | 0 | 0 | 0 | 0 | 0 | 0 | 0 | 0 | 0 | 0 | 0 | 0 | 0 | 0 | 0 | 0 | 0 | 0 | 0
0 | 0 | 0 | 0 | 0 | 0 | 0 | 0 | 0 | 0 | 0 | 0 | 0 | 0 | 0 | 0 | 0 | 0 | 0 | 0 | 0
0 | 0 | 0 | 0 | 0 | 0 | 0 | 0 | 0 | 0 | 0 | 0 | 0 | 0 | 0 | 0 | 0 | 0 | 0 | 0 | 0
0 | 0 | 0 | 0 | 0 | 0 | 0 | 0 | 0 | 0 | 0 | 0 | 0 | 0 | 0 | 0 | 0 | 0 | 0 | 0 | 0
0 | 0 | 0 | 0 | 0 | 0 | 0 | 0 | 0 | 0 | 0 | 0 | 0 | 0 | 0 | 0 | 0 | 0 | 0 | 0 | 0
0 | 0 | 0 | 0 | 0 | 0 | 0 | 0 | 0 | 0 | 0 | 0 | 0 | 0 | 0 | 0 | 0 | 0 | 0 | 0 | 0
0 | 0 | 0 | 0 | 0 | 0 | 0 | 0 | 0 | 0 | 0 | 0 | 0 | 0 | 0 | 0 | 0 | 0 | 0 | 0 | 0
0 | 0 | 0 | 0 | 0 | 0 | 0 | 0 | 0 | 0 | 0 | 0 | 0 | 0 | 0 | 0 | 0 | 0 | 0 | 0 | 0
0 | 0 | 0 | 0 | 0 | 0 | 0 | 0 | 0 | 0 | 0 | 0 | 0 | 0 | 0 | 0 | 0 | 0 | 0 | 0 | 0
0 | 0 | 0 | 0 | 0 | 0 | 0 | 0 | 0 | 0 | 0 | 0 | 0 | 0 | 0 | 0 | 0 | 0 | 0 | 0 | 0
0 | 0 | 0 | 0 | 0 | 0 | 0 | 0 | 0 | 0 | 0 | 0 | 0 | 0 | 0 | 0 | 0 | 0 | 0 | 0 | 0
0 | 0 | 0 | 0 | 0 | 0 | 0 | 0 | 0 | 0 | 0 | 0 | 0 | 0 | 0 | 0 | 0 | 0 | 0 | 0 | 0
0 | 0 | 0 | 0 | 0 | 0 | 0 | 0 | 0 | 0 | 0 | 0 | 0 | 0 | 0 | 0 | 0 | 0 | 0 | 0 | 0
0 | 0 | 0 | 0 | 0 | 0 | 0 | 0 | 0 | 0 | 0 | 0 | 0 | 0 | 0 | 0 | 0 | 0 | 0 | 0 | 0
0 | 0 | 0 | 0 | 0 | 0 | 0 | 0 | 0 | 0 | 0 | 0 | 0 | 0 | 0 | 0 | 0 | 0 | 0 | 0 | 0
0 | 0 | 0 | 0 | 0 | 0 | 0 | 0 | 0 | 0 | 0 | 0 | 0 | 0 | 0 | 0 | 0 | 0 | 0 | 0 | 0
0 | 0 | 0 | 0 | 0 | 0 | 0 | 0 | 0 | 0 | 0 | 0 | 0 | 0 | 0 | 0 | 0 | 0 | 0 | 0 | 0
0 | 0 | 0 | 0 | 0 | 0 | 0 | 0 | 0 | 0 | 0 | 0 | 0 | 0 | 0 | 0 | 0 | 0 | 0 | 0 | 0
0 | 0 | 0 | 0 | 0 | 0 | 0 | 0 | 0 | 0 | 0 | 0 | 0 | 0 | 0 | 0 | 0 | 0 | 0 | 0 | 0
0 | 0 | 0 | 0 | 0 | 0 | 0 | 0 | 0 | 0 | 0 | 0 | 0 | 0 | 0 | 0 | 0 | 0 | 0 | 0 | 0
0 | 0 | 0 | 0 | 0 | 0 | 0 | 0 | 0 | 0 | 0 | 0 | 0 | 0 | 0 | 0 | 0 | 0 | 0 | 0 | 0
0 | 0 | 0 | 0 | 0 | 0 | 0 | 0 | 0 | 0 | 0 | 0 | 0 | 0 | 0 | 0 | 0 | 0 | 0 | 0 | 0
0 | 0 | 0 | 0 | 0 | 0 | 0 | 0 | 0 | 0 | 0 | 0 | 0 | 0 | 0 | 0 | 0 | 0 | 0 | 0 | 0
0 | 0 | 0 | 0 | 0 | 0 | 0 | 0 | 0 | 0 | 0 | 0 | 0 | 0 | 0 | 0 | 0 | 0 | 0 | 0 | 0
0 | 0 | 0 | 0 | 0 | 0 | 0 | 0 | 0 | 0 | 0 | 0 | 0 | 0 | 0 | 0 | 0 | 0 | 0 | 0 | 0
0 | 0 | 0 | 0 | 0 | 0 | 0 | 0 | 0 | 0 | 0 | 0 | 0 | 0 | 0 | 0 | 0 | 0 | 0 | 0 | 0
0 | 0 | 0 | 0 | 0 | 0 | 0 | 0 | 0 | 0 | 0 | 0 | 0 | 0 | 0 | 0 | 0 | 0 | 0 | 0 | 0
0 | 0 | 0 | 0 | 0 | 0 | 0 | 0 | 0 | 0 | 0 | 0 | 0 | 0 | 0 | 0 | 0 | 0 | 0 | 0 | 0
0 | 0 | 0 | 0 | 0 | 0 | 0 | 0 | 0 | 0 | 0 | 0 | 0 | 0 | 0 | 0 | 0 | 0 | 0 | 0 | 0
0 | 0 | 0 | 0 | 0 | 0 | 0 | 0 | 0 | 0 | 0 | 0 | 0 | 0 | 0 | 0 | 0 | 0 | 0 | 0 | 0
0 | 0 | 0 | 0 | 0 | 0 | 0 | 0 | 0 | 0 | 0 | 0 | 0 | 0 | 0 | 0 | 0 | 0 | 0 | 0 | 0
0 | 0 | 0 | 0 | 0 | 0 | 0 | 0 | 0 | 0 | 0 | 0 | 0 | 0 | 0 | 0 | 0 | 0 | 0 | 0 | 0
0 | 0 | 0 | 0 | 0 | 0 | 0 | 0 | 0 | 0 | 0 | 0 | 0 | 0 | 0 | 0 | 0 | 0 | 0 | 0 | 0
0 | 0 | 0 | 0 | 0 | 0 | 0 | 0 | 0 | 0 | 0 | 0 | 0 | 0 | 0 | 0 | 0 | 0 | 0 | 0 | 0
0 | 0 | 0 | 0 | 0 | 0 | 0 | 0 | 0 | 0 | 0 | 0 | 0 | 0 | 0 | 0 | 0 | 0 | 0 | 0 | 0
0 | 0 | 0 | 0 | 0 | 0 | 0 | 0 | 0 | 0 | 0 | 0 | 0 | 0 | 0 | 0 | 0 | 0 | 0 | 0 | 0
0 | 0 | 0 | 0 | 0 | 0 | 0 | 0 | 0 | 0 | 0 | 0 | 0 | 0 | 0 | 0 | 0 | 0 | 0 | 0 | 0
0 | 0 | 0 | 0 | 0 | 0 | 0 | 0 | 0 | 0 | 0 | 0 | 0 | 0 | 0 | 0 | 0 | 0 | 0 | 0 | 0
0 | 0 | 0 | 0 | 0 | 0 | 0 | 0 | 0 | 0 | 0 | 0 | 0 | 0 | 0 | 0 | 0 | 0 | 0 | 0 | 0
0 | 0 | 0 | 0 | 0 | 0 | 0 | 0 | 0 | 0 | 0 | 0 | 0 | 0 | 0 | 0 | 0 | 0 | 0 | 0 | 0
0 | 0 | 0 | 0 | 0 | 0 | 0 | 0 | 0 | 0 | 0 | 0 | 0 | 0 | 0 | 0 | 0 | 0 | 0 | 0 | 0
0 | 0 | 0 | 0 | 0 | 0 | 0 | 0 | 0 | 0 | 0 | 0 | 0 | 0 | 0 | 0 | 0 | 0 | 0 | 0 | 0
0 | 0 | 0 | 0 | 0 | 0 | 0 | 0 | 0 | 0 | 0 | 0 | 0 | 0 | 0 | 0 | 0 | 0 | 0 | 0 | 0
0 | 0 | 0 | 0 | 0 | 0 | 0 | 0 | 0 | 0 | 0 | 0 | 0 | 0 | 0 | 0 | 0 | 0 | 0 | 0 | 0
0 | 0 | 0 | 0 | 0 | 0 | 0 | 0 | 0 | 0 | 0 | 0 | 0 | 0 | 0 | 0 | 0 | 0 | 0 | 0 | 0
0 | 0 | 0 | 0 | 0 | 0 | 0 | 0 | 0 | 0 | 0 | 0 | 0 | 0 | 0 | 0 | 0 | 0 | 0 | 0 | 0
0 | 0 | 0 | 0 | 0 | 0 | 0 | 0 | 0 | 0 | 0 | 0 | 0 | 0 | 0 | 0 | 0 | 0 | 0 | 0 | 0
0 | 0 | 0 | 0 | 0 | 0 | 0 | 0 | 0 | 0 | 0 | 0 | 0 | 0 | 0 | 0 | 0 | 0 | 0 | 0 | 0
0 | 0 | 0 | 0 | 0 | 0 | 0 | 0 | 0 | 0 | 0 | 0 | 0 | 0 | 0 | 0 | 0 | 0 | 0 | 0 | 0
0 | 0 | 0 | 0 | 0 | 0 | 0 | 0 | 0 | 0 | 0 | 0 | 0 | 0 | 0 | 0 | 0 | 0 | 0 | 0 | 0
0 | 0 | 0 | 0 | 0 | 0 | 0 | 0 | 0 | 0 | 0 | 0 | 0 | 0 | 0 | 0 | 0 | 0 | 0 | 0 | 0
0 | 0 | 0 | 0 | 0 | 0 | 0 | 0 | 0 | 0 | 0 | 0 | 0 | 0 | 0 | 0 | 0 | 0 | 0 | 0 | 0
0 | 0 | 0 | 0 | 0 | 0 | 0 | 0 | 0 | 0 | 0 | 0 | 0 | 0 | 0 | 0 | 0 | 0 | 0 | 0 | 0
0 | 0 | 0 | 0 | 0 | 0 | 0 | 0 | 0 | 0 | 0 | 0 | 0 | 0 | 0 | 0 | 0 | 0 | 0 | 0 | 0
0 | 0 | 0 | 0 | 0 | 0 | 0 | 0 | 0 | 0 | 0 | 0 | 0 | 0 | 0 | 0 | 0 | 0 | 0 | 0 | 0
0 | 0 | 0 | 0 | 0 | 0 | 0 | 0 | 0 | 0 | 0 | 0 | 0 | 0 | 0 | 0 | 0 | 0 | 0 | 0 | 0
0 | 0 | 0 | 0 | 0 | 0 | 0 | 0 | 0 | 0 | 0 | 0 | 0 | 0 | 0 | 0 | 0 | 0 | 0 | 0 | 0
0 | 0 | 0 | 0 | 0 | 0 | 0 | 0 | 0 | 0 | 0 | 0 | 0 | 0 | 0 | 0 | 0 | 0 | 0 | 0 | 0
0 | 0 | 0 | 0 | 0 | 0 | 0 | 0 | 0 | 0 | 0 | 0 | 0 | 0 | 0 | 0 | 0 | 0 | 0 | 0 | 0
0 | 0 | 0 | 0 | 0 | 0 | 0 | 0 | 0 | 0 | 0 | 0 | 0 | 0 | 0 | 0 | 0 | 0 | 0 | 0 | 0
0 | 0 | 0 | 0 | 0 | 0 | 0 | 0 | 0 | 0 | 0 | 0 | 0 | 0 | 0 | 0 | 0 | 0 | 0 | 0 | 0
0 | 0 | 0 | 0 | 0 | 0 | 0 | 0 | 0 | 0 | 0 | 0 | 0 | 0 | 0 | 0 | 0 | 0 | 0 | 0 | 0
0 | 0 | 0 | 0 | 0 | 0 | 0 | 0 | 0 | 0 | 0 | 0 | 0 | 0 | 0 | 0 | 0 | 0 | 0 | 0 | 0
0 | 0 | 0 | 0 | 0 | 0 | 0 | 0 | 0 | 0 | 0 | 0 | 0 | 0 | 0 | 0 | 0 | 0 | 0 | 0 | 0
0 | 0 | 0 | 0 | 0 | 0 | 0 | 0 | 0 | 0 | 0 | 0 | 0 | 0 | 0 | 0 | 0 | 0 | 0 | 0 | 0
0 | 0 | 0 | 0 | 0 | 0 | 0 | 0 | 0 | 0 | 0 | 0 | 0 | 0 | 0 | 0 | 0 | 0 | 0 | 0 | 0
0 | 0 | 0 | 0 | 0 | 0 | 0 | 0 | 0 | 0 | 0 | 0 | 0 | 0 | 0 | 0 | 0 | 0 | 0 | 0 | 0
0 | 0 | 0 | 0 | 0 | 0 | 0 | 0 | 0 | 0 | 0 | 0 | 0 | 0 | 0 | 0 | 0 | 0 | 0 | 0 | 0
0 | 0 | 0 | 0 | 0 | 0 | 0 | 0 | 0 | 0 | 0 | 0 | 0 | 0 | 0 | 0 | 0 | 0 | 0 | 0 | 0
0 | 0 | 0 | 0 | 0 | 0 | 0 | 0 | 0 | 0 | 0 | 0 | 0 | 0 | 0 | 0 | 0 | 0 | 0 | 0 | 0
0 | 0 | 0 | 0 | 0 | 0 | 0 | 0 | 0 | 0 | 0 | 0 | 0 | 0 | 0 | 0 | 0 | 0 | 0 | 0 | 0
0 | 0 | 0 | 0 | 0 | 0 | 0 | 0 | 0 | 0 | 0 | 0 | 0 | 0 | 0 | 0 | 0 | 0 | 0 | 0 | 0
0 | 0 | 0 | 0 | 0 | 0 | 0 | 0 | 0 | 0 | 0 | 0 | 0 | 0 | 0 | 0 | 0 | 0 | 0 | 0 | 0
0 | 0 | 0 | 0 | 0 | 0 | 0 | 0 | 0 | 0 | 0 | 0 | 0 | 0 | 0 | 0 | 0 | 0 | 0 | 0 | 0
0 | 0 | 0 | 0 | 0 | 0 | 0 | 0 | 0 | 0 | 0 | 0 | 0 | 0 | 0 | 0 | 0 | 0 | 0 | 0 | 0
0 | 0 | 0 | 0 | 0 | 0 | 0 | 0 | 0 | 0 | 0 | 0 | 0 | 0 | 0 | 0 | 0 | 0 | 0 | 0 | 0
0 | 0 | 0 | 0 | 0 | 0 | 0 | 0 | 0 | 0 | 0 | 0 | 0 | 0 | 0 | 0 | 0 | 0 | 0 | 0 | 0
0 | 0 | 0 | 0 | 0 | 0 | 0 | 0 | 0 | 0 | 0 | 0 | 0 | 0 | 0 | 0 | 0 | 0 | 0 | 0 | 0
0 | 0 | 0 | 0 | 0 | 0 | 0 | 0 | 0 | 0 | 0 | 0 | 0 | 0 | 0 | 0 | 0 | 0 | 0 | 0 | 0
0 | 0 | 0 | 0 | 0 | 0 | 0 | 0 | 0 | 0 | 0 | 0 | 0 | 0 | 0 | 0 | 0 | 0 | 0 | 0 | 0
0 | 0 | 0 | 0 | 0 | 0 | 0 | 0 | 0 | 0 | 0 | 0 | 0 | 0 | 0 | 0 | 0 | 0 | 0 | 0 | 0
0 | 0 | 0 | 0 | 0 | 0 | 0 | 0 | 0 | 0 | 0 | 0 | 0 | 0 | 0 | 0 | 0 | 0 | 0 | 0 | 0
0 | 0 | 0 | 0 | 0 | 0 | 0 | 0 | 0 | 0 | 0 | 0 | 0 | 0 | 0 | 0 | 0 | 0 | 0 | 0 | 0
0 | 0 | 0 | 0 | 0 | 0 | 0 | 0 | 0 | 0 | 0 | 0 | 0 | 0 | 0 | 0 | 0 | 0 | 0 | 0 | 0
0 | 0 | 0 | 0 | 0 | 0 | 0 | 0 | 0 | 0 | 0 | 0 | 0 | 0 | 0 | 0 | 0 | 0 | 0 | 0 | 0
0 | 0 | 0 | 0 | 0 | 0 | 0 | 0 | 0 | 0 | 0 | 0 | 0 | 0 | 0 | 0 | 0 | 0 | 0 | 0 | 0
0 | 0 | 0 | 0 | 0 | 0 | 0 | 0 | 0 | 0 | 0 | 0 | 0 | 0 | 0 | 0 | 0 | 0 | 0 | 0 | 0
0 | 0 | 0 | 0 | 0 | 0 | 0 | 0 | 0 | 0 | 0 | 0 | 0 | 0 | 0 | 0 | 0 | 0 | 0 | 0 | 0
0 | 0 | 0 | 0 | 0 | 0 | 0 | 0 | 0 | 0 | 0 | 0 | 0 | 0 | 0 | 0 | 0 | 0 | 0 | 0 | 0
0 | 0 | 0 | 0 | 0 | 0 | 0 | 0 | 0 | 0 | 0 | 0 | 0 | 0 | 0 | 0 | 0 | 0 | 0 | 0 | 0
0 | 0 | 0 | 0 | 0 | 0 | 0 | 0 | 0 | 0 | 0 | 0 | 0 | 0 | 0 | 0 | 0 | 0 | 0 | 0 | 0
0 | 0 | 0 | 0 | 0 | 0 | 0 | 0 | 0 | 0 | 0 | 0 | 0 | 0 | 0 | 0 | 0 | 0 | 0 | 0 | 0
0 | 0 | 0 | 0 | 0 | 0 | 0 | 0 | 0 | 0 | 0 | 0 | 0 | 0 | 0 | 0 | 0 | 0 | 0 | 0 | 0
0 | 0 | 0 | 0 | 0 | 0 | 0 | 0 | 0 | 0 | 0 | 0 | 0 | 0 | 0 | 0 | 0 | 0 | 0 | 0 | 0
0 | 0 | 0 | 0 | 0 | 0 | 0 | 0 | 0 | 0 | 0 | 0 | 0 | 0 | 0 | 0 | 0 | 0 | 0 | 0 | 0
0 | 0 | 0 | 0 | 0 | 0 | 0 | 0 | 0 | 0 | 0 | 0 | 0 | 0 | 0 | 0 | 0 | 0 | 0 | 0 | 0
0 | 0 | 0 | 0 | 0 | 0 | 0 | 0 | 0 | 0 | 0 | 0 | 0 | 0 | 0 | 0 | 0 | 0 | 0 | 0 | 0
0 | 0 | 0 | 0 | 0 | 0 | 0 | 0 | 0 | 0 | 0 | 0 | 0 | 0 | 0 | 0 | 0 | 0 | 0 | 0 | 0
0 | 0 | 0 | 0 | 0 | 0 | 0 | 0 | 0 | 0 | 0 | 0 | 0 | 0 | 0 | 0 | 0 | 0 | 0 | 0 | 0
0 | 0 | 0 | 0 | 0 | 0 | 0 | 0 | 0 | 0 | 0 | 0 | 0 | 0 | 0 | 0 | 0 | 0 | 0 | 0 | 0
0 | 0 | 0 | 0 | 0 | 0 | 0 | 0 | 0 | 0 | 0 | 0 | 0 | 0 | 0 | 0 | 0 | 0 | 0 | 0 | 0
0 | 0 | 0 | 0 | 0 | 0 | 0 | 0 | 0 | 0 | 0 | 0 | 0 | 0 | 0 | 0 | 0 | 0 | 0 | 0 | 0
0 | 0 | 0 | 0 | 0 | 0 | 0 | 0 | 0 | 0 | 0 | 0 | 0 | 0 | 0 | 0 | 0 | 0 | 0 | 0 | 0
0 | 0 | 0 | 0 | 0 | 0 | 0 | 0 | 0 | 0 | 0 | 0 | 0 | 0 | 0 | 0 | 0 | 0 | 0 | 0 | 0
0 | 0 | 0 | 0 | 0 | 0 | 0 | 0 | 0 | 0 | 0 | 0 | 0 | 0 | 0 | 0 | 0 | 0 | 0 | 0 | 0
0 | 0 | 0 | 0 | 0 | 0 | 0 | 0 | 0 | 0 | 0 | 0 | 0 | 0 | 0 | 0 | 0 | 0 | 0 | 0 | 0
0 | 0 | 0 | 0 | 0 | 0 | 0 | 0 | 0 | 0 | 0 | 0 | 0 | 0 | 0 | 0 | 0 | 0 | 0 | 0 | 0
0 | 0 | 0 | 0 | 0 | 0 | 0 | 0 | 0 | 0 | 0 | 0 | 0 | 0 | 0 | 0 | 0 | 0 | 0 | 0 | 0
0 | 0 | 0 | 0 | 0 | 0 | 0 | 0 | 0 | 0 | 0 | 0 | 0 | 0 | 0 | 0 | 0 | 0 | 0 | 0 | 0
0 | 0 | 0 | 0 | 0 | 0 | 0 | 0 | 0 | 0 | 0 | 0 | 0 | 0 | 0 | 0 | 0 | 0 | 0 | 0 | 0
0 | 0 | 0 | 0 | 0 | 0 | 0 | 0 | 0 | 0 | 0 | 0 | 0 | 0 | 0 | 0 | 0 | 0 | 0 | 0 | 0
0 | 0 | 0 | 0 | 0 | 0 | 0 | 0 | 0 | 0 | 0 | 0 | 0 | 0 | 0 | 0 | 0 | 0 | 0 | 0 | 0
0 | 0 | 0 | 0 | 0 | 0 | 0 | 0 | 0 | 0 | 0 | 0 | 0 | 0 | 0 | 0 | 0 | 0 | 0 | 0 | 0
0 | 0 | 0 | 0 | 0 | 0 | 0 | 0 | 0 | 0 | 0 | 0 | 0 | 0 | 0 | 0 | 0 | 0 | 0 | 0 | 0
0 | 0 | 0 | 0 | 0 | 0 | 0 | 0 | 0 | 0 | 0 | 0 | 0 | 0 | 0 | 0 | 0 | 0 | 0 | 0 | 0
0 | 0 | 0 | 0 | 0 | 0 | 0 | 0 | 0 | 0 | 0 | 0 | 0 | 0 | 0 | 0 | 0 | 0 | 0 | 0 | 0
0 | 0 | 0 | 0 | 0 | 0 | 0 | 0 | 0 | 0 | 0 | 0 | 0 | 0 | 0 | 0 | 0 | 0 | 0 | 0 | 0
0 | 0 | 0 | 0 | 0 | 0 | 0 | 0 | 0 | 0 | 0 | 0 | 0 | 0 | 0 | 0 | 0 | 0 | 0 | 0 | 0
0 | 0 | 0 | 0 | 0 | 0 | 0 | 0 | 0 | 0 | 0 | 0 | 0 | 0 | 0 | 0 | 0 | 0 | 0 | 0 | 0
0 | 0 | 0 | 0 | 0 | 0 | 0 | 0 | 0 | 0 | 0 | 0 | 0 | 0 | 0 | 0 | 0 | 0 | 0 | 0 | 0
0 | 0 | 0 | 0 | 0 | 0 | 0 | 0 | 0 | 0 | 0 | 0 | 0 | 0 | 0 | 0 | 0 | 0 | 0 | 0 | 0
0 | 0 | 0 | 0 | 0 | 0 | 0 | 0 | 0 | 0 | 0 | 0 | 0 | 0 | 0 | 0 | 0 | 0 | 0 | 0 | 0
0 | 0 | 0 | 0 | 0 | 0 | 0 | 0 | 0 | 0 | 0 | 0 | 0 | 0 | 0 | 0 | 0 | 0 | 0 | 0 | 0
0 | 0 | 0 | 0 | 0 | 0 | 0 | 0 | 0 | 0 | 0 | 0 | 0 | 0 | 0 | 0 | 0 | 0 | 0 | 0 | 0
0 | 0 | 0 | 0 | 0 | 0 | 0 | 0 | 0 | 0 | 0 | 0 | 0 | 0 | 0 | 0 | 0 | 0 | 0 | 0 | 0
0 | 0 | 0 | 0 | 0 | 0 | 0 | 0 | 0 | 0 | 0 | 0 | 0 | 0 | 0 | 0 | 0 | 0 | 0 | 0 | 0
0 | 0 | 0 | 0 | 0 | 0 | 0 | 0 | 0 | 0 | 0 | 0 | 0 | 0 | 0 | 0 | 0 | 0 | 0 | 0 | 0
0 | 0 | 0 | 0 | 0 | 0 | 0 | 0 | 0 | 0 | 0 | 0 | 0 | 0 | 0 | 0 | 0 | 0 | 0 | 0 | 0
0 | 0 | 0 | 0 | 0 | 0 | 0 | 0 | 0 | 0 | 0 | 0 | 0 | 0 | 0 | 0 | 0 | 0 | 0 | 0 | 0
0 | 0 | 0 | 0 | 0 | 0 | 0 | 0 | 0 | 0 | 0 | 0 | 0 | 0 | 0 | 0 | 0 | 0 | 0 | 0 | 0
0 | 0 | 0 | 0 | 0 | 0 | 0 | 0 | 0 | 0 | 0 | 0 | 0 | 0 | 0 | 0 | 0 | 0 | 0 | 0 | 0
0 | 0 | 0 | 0 | 0 | 0 | 0 | 0 | 0 | 0 | 0 | 0 | 0 | 0 | 0 | 0 | 0 | 0 | 0 | 0 | 0
0 | 0 | 0 | 0 | 0 | 0 | 0 | 0 | 0 | 0 | 0 | 0 | 0 | 0 | 0 | 0 | 0 | 0 | 0 | 0 | 0
0 | 0 | 0 | 0 | 0 | 0 | 0 | 0 | 0 | 0 | 0 | 0 | 0 | 0 | 0 | 0 | 0 | 0 | 0 | 0 | 0
0 | 0 | 0 | 0 | 0 | 0 | 0 | 0 | 0 | 0 | 0 | 0 | 0 | 0 | 0 | 0 | 0 | 0 | 0 | 0 | 0
0 | 0 | 0 | 0 | 0 | 0 | 0 | 0 | 0 | 0 | 0 | 0 | 0 | 0 | 0 | 0 | 0 | 0 | 0 | 0 | 0
0 | 0 | 0 | 0 | 0 | 0 | 0 | 0 | 0 | 0 | 0 | 0 | 0 | 0 | 0 | 0 | 0 | 0 | 0 | 0 | 0
0 | 0 | 0 | 0 | 0 | 0 | 0 | 0 | 0 | 0 | 0 | 0 | 0 | 0 | 0 | 0 | 0 | 0 | 0 | 0 | 0
0 | 0 | 0 | 0 | 0 | 0 | 0 | 0 | 0 | 0 | 0 | 0 | 0 | 0 | 0 | 0 | 0 | 0 | 0 | 0 | 0
0 | 0 | 0 | 0 | 0 | 0 | 0 | 0 | 0 | 0 | 0 | 0 | 0 | 0 | 0 | 0 | 0 | 0 | 0 | 0 | 0
0 | 0 | 0 | 0 | 0 | 0 | 0 | 0 | 0 | 0 | 0 | 0 | 0 | 0 | 0 | 0 | 0 | 0 | 0 | 0 | 0
0 | 0 | 0 | 0 | 0 | 0 | 0 | 0 | 0 | 0 | 0 | 0 | 0 | 0 | 0 | 0 | 0 | 0 | 0 | 0 | 0
0 | 0 | 0 | 0 | 0 | 0 | 0 | 0 | 0 | 0 | 0 | 0 | 0 | 0 | 0 | 0 | 0 | 0 | 0 | 0 | 0
0 | 0 | 0 | 0 | 0 | 0 | 0 | 0 | 0 | 0 | 0 | 0 | 0 | 0 | 0 | 0 | 0 | 0 | 0 | 0 | 0
0 | 0 | 0 | 0 | 0 | 0 | 0 | 0 | 0 | 0 | 0 | 0 | 0 | 0 | 0 | 0 | 0 | 0 | 0 | 0 | 0
0 | 0 | 0 | 0 | 0 | 0 | 0 | 0 | 0 | 0 | 0 | 0 | 0 | 0 | 0 | 0 | 0 | 0 | 0 | 0 | 0
0 | 0 | 0 | 0 | 0 | 0 | 0 | 0 | 0 | 0 | 0 | 0 | 0 | 0 | 0 | 0 | 0 | 0 | 0 | 0 | 0
0 | 0 | 0 | 0 | 0 | 0 | 0 | 0 | 0 | 0 | 0 | 0 | 0 | 0 | 0 | 0 | 0 | 0 | 0 | 0 | 0
0 | 0 | 0 | 0 | 0 | 0 | 0 | 0 | 0 | 0 | 0 | 0 | 0 | 0 | 0 | 0 | 0 | 0 | 0 | 0 | 0
0 | 0 | 0 | 0 | 0 | 0 | 0 | 0 | 0 | 0 | 0 | 0 | 0 | 0 | 0 | 0 | 0 | 0 | 0 | 0 | 0
0 | 0 | 0 | 0 | 0 | 0 | 0 | 0 | 0 | 0 | 0 | 0 | 0 | 0 | 0 | 0 | 0 | 0 | 0 | 0 | 0
0 | 0 | 0 | 0 | 0 | 0 | 0 | 0 | 0 | 0 | 0 | 0 | 0 | 0 | 0 | 0 | 0 | 0 | 0 | 0 | 0
0 | 0 | 0 | 0 | 0 | 0 | 0 | 0 | 0 | 0 | 0 | 0 | 0 | 0 | 0 | 0 | 0 | 0 | 0 | 0 | 0
0 | 0 | 0 | 0 | 0 | 0 | 0 | 0 | 0 | 0 | 0 | 0 | 0 | 0 | 0 | 0 | 0 | 0 | 0 | 0 | 0
0 | 0 | 0 | 0 | 0 | 0 | 0 | 0 | 0 | 0 | 0 | 0 | 0 | 0 | 0 | 0 | 0 | 0 | 0 | 0 | 0
0 | 0 | 0 | 0 | 0 | 0 | 0 | 0 | 0 | 0 | 0 | 0 | 0 | 0 | 0 | 0 | 0 | 0 | 0 | 0 | 0
0 | 0 | 0 | 0 | 0 | 0 | 0 | 0 | 0 | 0 | 0 | 0 | 0 | 0 | 0 | 0 | 0 | 0 | 0 | 0 | 0
0 | 0 | 0 | 0 | 0 | 0 | 0 | 0 | 0 | 0 | 0 | 0 | 0 | 0 | 0 | 0 | 0 | 0 | 0 | 0 | 0
0 | 0 | 0 | 0 | 0 | 0 | 0 | 0 | 0 | 0 | 0 | 0 | 0 | 0 | 0 | 0 | 0 | 0 | 0 | 0 | 0
0 | 0 | 0 | 0 | 0 | 0 | 0 | 0 | 0 | 0 | 0 | 0 | 0 | 0 | 0 | 0 | 0 | 0 | 0 | 0 | 0
0 | 0 | 0 | 0 | 0 | 0 | 0 | 0 | 0 | 0 | 0 | 0 | 0 | 0 | 0 | 0 | 0 | 0 | 0 | 0 | 0
0 | 0 | 0 | 0 | 0 | 0 | 0 | 0 | 0 | 0 | 0 | 0 | 0 | 0 | 0 | 0 | 0 | 0 | 0 | 0 | 0
0 | 0 | 0 | 0 | 0 | 0 | 0 | 0 | 0 | 0 | 0 | 0 | 0 | 0 | 0 | 0 | 0 | 0 | 0 | 0 | 0
0 | 0 | 0 | 0 | 0 | 0 | 0 | 0 | 0 | 0 | 0 | 0 | 0 | 0 | 0 | 0 | 0 | 0 | 0 | 0 | 0
0 | 0 | 0 | 0 | 0 | 0 | 0 | 0 | 0 | 0 | 0 | 0 | 0 | 0 | 0 | 0 | 0 | 0 | 0 | 0 | 0
0 | 0 | 0 | 0 | 0 | 0 | 0 | 0 | 0 | 0 | 0 | 0 | 0 | 0 | 0 | 0 | 0 | 0 | 0 | 0 | 0
0 | 0 | 0 | 0 | 0 | 0 | 0 | 0 | 0 | 0 | 0 | 0 | 0 | 0 | 0 | 0 | 0 | 0 | 0 | 0 | 0
0 | 0 | 0 | 0 | 0 | 0 | 0 | 0 | 0 | 0 | 0 | 0 | 0 | 0 | 0 | 0 | 0 | 0 | 0 | 0 | 0
0 | 0 | 0 | 0 | 0 | 0 | 0 | 0 | 0 | 0 | 0 | 0 | 0 | 0 | 0 | 0 | 0 | 0 | 0 | 0 | 0
0 | 0 | 0 | 0 | 0 | 0 | 0 | 0 | 0 | 0 | 0 | 0 | 0 | 0 | 0 | 0 | 0 | 0 | 0 | 0 | 0
0 | 0 | 0 | 0 | 0 | 0 | 0 | 0 | 0 | 0 | 0 | 0 | 0 | 0 | 0 | 0 | 0 | 0 | 0 | 0 | 0
0 | 0 | 0 | 0 | 0 | 0 | 0 | 0 | 0 | 0 | 0 | 0 | 0 | 0 | 0 | 0 | 0 | 0 | 0 | 0 | 0
0 | 0 | 0 | 0 | 0 | 0 | 0 | 0 | 0 | 0 | 0 | 0 | 0 | 0 | 0 | 0 | 0 | 0 | 0 | 0 | 0
0 | 0 | 0 | 0 | 0 | 0 | 0 | 0 | 0 | 0 | 0 | 0 | 0 | 0 | 0 | 0 | 0 | 0 | 0 | 0 | 0
0 | 0 | 0 | 0 | 0 | 0 | 0 | 0 | 0 | 0 | 0 | 0 | 0 | 0 | 0 | 0 | 0 | 0 | 0 | 0 | 0
0 | 0 | 0 | 0 | 0 | 0 | 0 | 0 | 0 | 0 | 0 | 0 | 0 | 0 | 0 | 0 | 0 | 0 | 0 | 0 | 0
0 | 0 | 0 | 0 | 0 | 0 | 0 | 0 | 0 | 0 | 0 | 0 | 0 | 0 | 0 | 0 | 0 | 0 | 0 | 0 | 0
0 | 0 | 0 | 0 | 0 | 0 | 0 | 0 | 0 | 0 | 0 | 0 | 0 | 0 | 0 | 0 | 0 | 0 | 0 | 0 | 0
0 | 0 | 0 | 0 | 0 | 0 | 0 | 0 | 0 | 0 | 0 | 0 | 0 | 0 | 0 | 0 | 0 | 0 | 0 | 0 | 0
0 | 0 | 0 | 0 | 0 | 0 | 0 | 0 | 0 | 0 | 0 | 0 | 0 | 0 | 0 | 0 | 0 | 0 | 0 | 0 | 0
0 | 0 | 0 | 0 | 0 | 0 | 0 | 0 | 0 | 0 | 0 | 0 | 0 | 0 | 0 | 0 | 0 | 0 | 0 | 0 | 0
0 | 0 | 0 | 0 | 0 | 0 | 0 | 0 | 0 | 0 | 0 | 0 | 0 | 0 | 0 | 0 | 0 | 0 | 0 | 0 | 0
0 | 0 | 0 | 0 | 0 | 0 | 0 | 0 | 0 | 0 | 0 | 0 | 0 | 0 | 0 | 0 | 0 | 0 | 0 | 0 | 0
0 | 0 | 0 | 0 | 0 | 0 | 0 | 0 | 0 | 0 | 0 | 0 | 0 | 0 | 0 | 0 | 0 | 0 | 0 | 0 | 0
0 | 0 | 0 | 0 | 0 | 0 | 0 | 0 | 0 | 0 | 0 | 0 | 0 | 0 | 0 | 0 | 0 | 0 | 0 | 0 | 0
0 | 0 | 0 | 0 | 0 | 0 | 0 | 0 | 0 | 0 | 0 | 0 | 0 | 0 | 0 | 0 | 0 | 0 | 0 | 0 | 0
0 | 0 | 0 | 0 | 0 | 0 | 0 | 0 | 0 | 0 | 0 | 0 | 0 | 0 | 0 | 0 | 0 | 0 | 0 | 0 | 0
0 | 0 | 0 | 0 | 0 | 0 | 0 | 0 | 0 | 0 | 0 | 0 | 0 | 0 | 0 | 0 | 0 | 0 | 0 | 0 | 0
0 | 0 | 0 | 0 | 0 | 0 | 0 | 0 | 0 | 0 | 0 | 0 | 0 | 0 | 0 | 0 | 0 | 0 | 0 | 0 | 0
0 | 0 | 0 | 0 | 0 | 0 | 0 | 0 | 0 | 0 | 0 | 0 | 0 | 0 | 0 | 0 | 0 | 0 | 0 | 0 | 0
0 | 0 | 0 | 0 | 0 | 0 | 0 | 0 | 0 | 0 | 0 | 0 | 0 | 0 | 0 | 0 | 0 | 0 | 0 | 0 | 0
0 | 0 | 0 | 0 | 0 | 0 | 0 | 0 | 0 | 0 | 0 | 0 | 0 | 0 | 0 | 0 | 0 | 0 | 0 | 0 | 0
0 | 0 | 0 | 0 | 0 | 0 | 0 | 0 | 0 | 0 | 0 | 0 | 0 | 0 | 0 | 0 | 0 | 0 | 0 | 0 | 0
0 | 0 | 0 | 0 | 0 | 0 | 0 | 0 | 0 | 0 | 0 | 0 | 0 | 0 | 0 | 0 | 0 | 0 | 0 | 0 | 0
0 | 0 | 0 | 0 | 0 | 0 | 0 | 0 | 0 | 0 | 0 | 0 | 0 | 0 | 0 | 0 | 0 | 0 | 0 | 0 | 0
0 | 0 | 0 | 0 | 0 | 0 | 0 | 0 | 0 | 0 | 0 | 0 | 0 | 0 | 0 | 0 | 0 | 0 | 0 | 0 | 0
0 | 0 | 0 | 0 | 0 | 0 | 0 | 0 | 0 | 0 | 0 | 0 | 0 | 0 | 0 | 0 | 0 | 0 | 0 | 0 | 0
0 | 0 | 0 | 0 | 0 | 0 | 0 | 0 | 0 | 0 | 0 | 0 | 0 | 0 | 0 | 0 | 0 | 0 | 0 | 0 | 0
0 | 0 | 0 | 0 | 0 | 0 | 0 | 0 | 0 | 0 | 0 | 0 | 0 | 0 | 0 | 0 | 0 | 0 | 0 | 0 | 0
0 | 0 | 0 | 0 | 0 | 0 | 0 | 0 | 0 | 0 | 0 | 0 | 0 | 0 | 0 | 0 | 0 | 0 | 0 | 0 | 0
0 | 0 | 0 | 0 | 0 | 0 | 0 | 0 | 0 | 0 | 0 | 0 | 0 | 0 | 0 | 0 | 0 | 0 | 0 | 0 | 0
0 | 0 | 0 | 0 | 0 | 0 | 0 | 0 | 0 | 0 | 0 | 0 | 0 | 0 | 0 | 0 | 0 | 0 | 0 | 0 | 0
0 | 0 | 0 | 0 | 0 | 0 | 0 | 0 | 0 | 0 | 0 | 0 | 0 | 0 | 0 | 0 | 0 | 0 | 0 | 0 | 0
0 | 0 | 0 | 0 | 0 | 0 | 0 | 0 | 0 | 0 | 0 | 0 | 0 | 0 | 0 | 0 | 0 | 0 | 0 | 0 | 0
0 | 0 | 0 | 0 | 0 | 0 | 0 | 0 | 0 | 0 | 0 | 0 | 0 | 0 | 0 | 0 | 0 | 0 | 0 | 0 | 0
0 | 0 | 0 | 0 | 0 | 0 | 0 | 0 | 0 | 0 | 0 | 0 | 0 | 0 | 0 | 0 | 0 | 0 | 0 | 0 | 0
0 | 0 | 0 | 0 | 0 | 0 | 0 | 0 | 0 | 0 | 0 | 0 | 0 | 0 | 0 | 0 | 0 | 0 | 0 | 0 | 0
0 | 0 | 0 | 0 | 0 | 0 | 0 | 0 | 0 | 0 | 0 | 0 | 0 | 0 | 0 | 0 | 0 | 0 | 0 | 0 | 0
0 | 0 | 0 | 0 | 0 | 0 | 0 | 0 | 0 | 0 | 0 | 0 | 0 | 0 | 0 | 0 | 0 | 0 | 0 | 0 | 0
0 | 0 | 0 | 0 | 0 | 0 | 0 | 0 | 0 | 0 | 0 | 0 | 0 | 0 | 0 | 0 | 0 | 0 | 0 | 0 | 0
0 | 0 | 0 | 0 | 0 | 0 | 0 | 0 | 0 | 0 | 0 | 0 | 0 | 0 | 0 | 0 | 0 | 0 | 0 | 0 | 0
0 | 0 | 0 | 0 | 0 | 0 | 0 | 0 | 0 | 0 | 0 | 0 | 0 | 0 | 0 | 0 | 0 | 0 | 0 | 0 | 0
0 | 0 | 0 | 0 | 0 | 0 | 0 | 0 | 0 | 0 | 0 | 0 | 0 | 0 | 0 | 0 | 0 | 0 | 0 | 0 | 0
0 | 0 | 0 | 0 | 0 | 0 | 0 | 0 | 0 | 0 | 0 | 0 | 0 | 0 | 0 | 0 | 0 | 0 | 0 | 0 | 0
0 | 0 | 0 | 0 | 0 | 0 | 0 | 0 | 0 | 0 | 0 | 0 | 0 | 0 | 0 | 0 | 0 | 0 | 0 | 0 | 0
0 | 0 | 0 | 0 | 0 | 0 | 0 | 0 | 0 | 0 | 0 | 0 | 0 | 0 | 0 | 0 | 0 | 0 | 0 | 0 | 0
0 | 0 | 0 | 0 | 0 | 0 | 0 | 0 | 0 | 0 | 0 | 0 | 0 | 0 | 0 | 0 | 0 | 0 | 0 | 0 | 0
0 | 0 | 0 | 0 | 0 | 0 | 0 | 0 | 0 | 0 | 0 | 0 | 0 | 0 | 0 | 0 | 0 | 0 | 0 | 0 | 0
0 | 0 | 0 | 0 | 0 | 0 | 0 | 0 | 0 | 0 | 0 | 0 | 0 | 0 | 0 | 0 | 0 | 0 | 0 | 0 | 0
0 | 0 | 0 | 0 | 0 | 0 | 0 | 0 | 0 | 0 | 0 | 0 | 0 | 0 | 0 | 0 | 0 | 0 | 0 | 0 | 0
0 | 0 | 0 | 0 | 0 | 0 | 0 | 0 | 0 | 0 | 0 | 0 | 0 | 0 | 0 | 0 | 0 | 0 | 0 | 0 | 0
0 | 0 | 0 | 0 | 0 | 0 | 0 | 0 | 0 | 0 | 0 | 0 | 0 | 0 | 0 | 0 | 0 | 0 | 0 | 0 | 0
0 | 0 | 0 | 0 | 0 | 0 | 0 | 0 | 0 | 0 | 0 | 0 | 0 | 0 | 0 | 0 | 0 | 0 | 0 | 0 | 0
0 | 0 | 0 | 0 | 0 | 0 | 0 | 0 | 0 | 0 | 0 | 0 | 0 | 0 | 0 | 0 | 0 | 0 | 0 | 0 | 0
0 | 0 | 0 | 0 | 0 | 0 | 0 | 0 | 0 | 0 | 0 | 0 | 0 | 0 | 0 | 0 | 0 | 0 | 0 | 0 | 0
0 | 0 | 0 | 0 | 0 | 0 | 0 | 0 | 0 | 0 | 0 | 0 | 0 | 0 | 0 | 0 | 0 | 0 | 0 | 0 | 0
0 | 0 | 0 | 0 | 0 | 0 | 0 | 0 | 0 | 0 | 0 | 0 | 0 | 0 | 0 | 0 | 0 | 0 | 0 | 0 | 0
0 | 0 | 0 | 0 | 0 | 0 | 0 | 0 | 0 | 0 | 0 | 0 | 0 | 0 | 0 | 0 | 0 | 0 | 0 | 0 | 0
0 | 0 | 0 | 0 | 0 | 0 | 0 | 0 | 0 | 0 | 0 | 0 | 0 | 0 | 0 | 0 | 0 | 0 | 0 | 0 | 0
0 | 0 | 0 | 0 | 0 | 0 | 0 | 0 | 0 | 0 | 0 | 0 | 0 | 0 | 0 | 0 | 0 | 0 | 0 | 0 | 0
0 | 0 | 0 | 0 | 0 | 0 | 0 | 0 | 0 | 0 | 0 | 0 | 0 | 0 | 0 | 0 | 0 | 0 | 0 | 0 | 0
0 | 0 | 0 | 0 | 0 | 0 | 0 | 0 | 0 | 0 | 0 | 0 | 0 | 0 | 0 | 0 | 0 | 0 | 0 | 0 | 0
0 | 0 | 0 | 0 | 0 | 0 | 0 | 0 | 0 | 0 | 0 | 0 | 0 | 0 | 0 | 0 | 0 | 0 | 0 | 0 | 0
0 | 0 | 0 | 0 | 0 | 0 | 0 | 0 | 0 | 0 | 0 | 0 | 0 | 0 | 0 | 0 | 0 | 0 | 0 | 0 | 0
0 | 0 | 0 | 0 | 0 | 0 | 0 | 0 | 0 | 0 | 0 | 0 | 0 | 0 | 0 | 0 | 0 | 0 | 0 | 0 | 0
0 | 0 | 0 | 0 | 0 | 0 | 0 | 0 | 0 | 0 | 0 | 0 | 0 | 0 | 0 | 0 | 0 | 0 | 0 | 0 | 0
0 | 0 | 0 | 0 | 0 | 0 | 0 | 0 | 0 | 0 | 0 | 0 | 0 | 0 | 0 | 0 | 0 | 0 | 0 | 0 | 0
0 | 0 | 0 | 0 | 0 | 0 | 0 | 0 | 0 | 0 | 0 | 0 | 0 | 0 | 0 | 0 | 0 | 0 | 0 | 0 | 0
0 | 0 | 0 | 0 | 0 | 0 | 0 | 0 | 0 | 0 | 0 | 0 | 0 | 0 | 0 | 0 | 0 | 0 | 0 | 0 | 0
0 | 0 | 0 | 0 | 0 | 0 | 0 | 0 | 0 | 0 | 0 | 0 | 0 | 0 | 0 | 0 | 0 | 0 | 0 | 0 | 0
0 | 0 | 0 | 0 | 0 | 0 | 0 | 0 | 0 | 0 | 0 | 0 | 0 | 0 | 0 | 0 | 0 | 0 | 0 | 0 | 0
0 | 0 | 0 | 0 | 0 | 0 | 0 | 0 | 0 | 0 | 0 | 0 | 0 | 0 | 0 | 0 | 0 | 0 | 0 | 0 | 0
0 | 0 | 0 | 0 | 0 | 0 | 0 | 0 | 0 | 0 | 0 | 0 | 0 | 0 | 0 | 0 | 0 | 0 | 0 | 0 | 0
0 | 0 | 0 | 0 | 0 | 0 | 0 | 0 | 0 | 0 | 0 | 0 | 0 | 0 | 0 | 0 | 0 | 0 | 0 | 0 | 0
0 | 0 | 0 | 0 | 0 | 0 | 0 | 0 | 0 | 0 | 0 | 0 | 0 | 0 | 0 | 0 | 0 | 0 | 0 | 0 | 0
0 | 0 | 0 | 0 | 0 | 0 | 0 | 0 | 0 | 0 | 0 | 0 | 0 | 0 | 0 | 0 | 0 | 0 | 0 | 0 | 0
0 | 0 | 0 | 0 | 0 | 0 | 0 | 0 | 0 | 0 | 0 | 0 | 0 | 0 | 0 | 0 | 0 | 0 | 0 | 0 | 0
0 | 0 | 0 | 0 | 0 | 0 | 0 | 0 | 0 | 0 | 0 | 0 | 0 | 0 | 0 | 0 | 0 | 0 | 0 | 0 | 0
0 | 0 | 0 | 0 | 0 | 0 | 0 | 0 | 0 | 0 | 0 | 0 | 0 | 0 | 0 | 0 | 0 | 0 | 0 | 0 | 0

## Output
Program Summary |  | Nominal | Present Value | [5 empty] | Avoided Cost Version
Proposer Name |  | SDG&E | [6 empty] | 2008-05-10
Program Name |  | SDG&E Portfolio | [6 empty] | 2008-05-22
Total Program Budget ($) |  | 291627787.5 | 272965207.7601 | [5 empty] | Base Year
2010
Net Participant Cost ($) |  | 66238018.4232 | 57986229.2682 | [5 empty] | SDG&E 10-12 v1i.xls
Program Impacts | [9 empty] | Program Impacts (Gross)
| Annual Net kWh | Lifecycle Net kWh | Annual Net Therms | Lifecycle Net Therms | Net Jul-Sept Pk (kW) | Net Dec-Feb Pk (kW) | Net CEC (kW) | User Entered kW |  |  | Annual Gross kWh | Lifecycle Gross kWh | Annual Gross Therms | Lifecycle Gross Therms | User Entered kW
2010-2012 | 506824486.9903 | 4666780685.3794 | 9105351.4411 | 167770710.6196 | 110203.9679 | 56602.1409 | 109980.9137 | 104643.4837 |  | 2010-2012 | 794440714.2007 | 7013111270.4382 | 11658919.1996 | 231544959.0786 | 157270.836
2013-2016 | 0 | 0 | 0 | 0 | 0 | 0 | 0 | 0 |  | 2013-2016 | 0 | 0 | 0 | 0 | 0
Cost Effectiveness (Lifecycle Present Value Dollars)
|  | Benefits |  |  | Benefit - Cost
| Cost | Electric | Gas | Incentives | NPV | B/C Ratio | Notes
Program TRC ($) | 330951437.0283 | 368724812.5568 | 79353365.9582 | NA | 117126741.4867 | 1.3539 | *1
Program PAC ($) | 272965207.7601 | 368724812.5568 | 79353365.9582 | NA | 175112970.7549 | 1.6415 | *1,2
Program RIM ($) | 658279282.3888 | 368724812.5568 | 79353365.9582 | NA | -210201103.8738 | 0.68068 | *1
*1 B/C Ratio is an approximation because any supply cost increases are treated as negative benefits rather than as a cost as in the Standard Practice Manual
*2 PAC benefits include environmental costs. This is to be consistent with the TRC benefits, but is not strictly consistent with the Standard Practice Manual.
Levelized Cost and Benefit (All Measures Installed through 2016)
| Discounted Savings |  |  |  | Benefit - Cost
| kWh | Therms | Cost | Benefits | NPV
TRC ($/kWh ) | 2796741863.3325 |  | 0.089849 | 0.13184 | 0.041992
PAC ($/kWh) | 2796741863.3325 |  | 0.077535 | 0.13184 | 0.054306
RIM ($/kWh) | 2796741863.3325 |  | 0.19369 | 0.13184 | -0.061849
TRC ($/therm) |  | 84890161.0877 | 0.84751 | 0.93478 | 0.087266
PAC ($/therm) |  | 84890161.0877 | 0.65792 | 0.93478 | 0.27686
RIM ($/therm) |  | 84890161.0877 | 1.3733 | 0.93478 | -0.43852
Emissions Reductions | [9 empty] | Emissions Reductions (Gross)
| Electric Reductions |  |  | Gas Reductions | [6 empty] | Electric Reductions |  |  | Gas Reductions
Annual Reductions | CO2 (tons) | NOX (lbs) | PM-10 (lbs) | CO2 (tons) | NOX (lbs) |  |  |  |  | Annual Reductions | CO2 (tons) | NOX (lbs) | PM-10 (lbs) | CO2 (tons) | NOX (lbs)
2010 | 82274.7445 | 22057.5705 | 10591.9774 | 18020.9889 | 43466.9632 | * annual reductions are the units |  |  |  | 2010 | 125428.4311 | 33592.8608 | 16151.836 | 23343.6375 | 60204.4007 | * annual reductions are the units
2011 | 84729.3499 | 22722.9676 | 10907.0581 | 17952.8328 | 43382.0713 | implemented in the year, times |  |  |  | 2011 | 131053.1557 | 35114.0188 | 16874.2963 | 23055.2348 | 59793.7169 | implemented in the year, times
2012 | 88468.3402 | 23749.5849 | 11385.3625 | 17292.4843 | 42360.4242 | the annual emission reduction |  |  |  | 2012 | 138206.0441 | 37081.0411 | 17788.9342 | 21805.8051 | 57854.7907 | the annual emission reduction
2013 | 0 | 0 | 0 | 0 | 0 | for the measure. |  |  |  | 2013 | 0 | 0 | 0 | 0 | 0 | for the measure.
2014 | 0 | 0 | 0 | 0 | 0 |  |  |  |  | 2014 | 0 | 0 | 0 | 0 | 0
2015 | 0 | 0 | 0 | 0 | 0 |  |  |  |  | 2015 | 0 | 0 | 0 | 0 | 0
2016 | 0 | 0 | 0 | 0 | 0 |  |  |  |  | 2016 | 0 | 0 | 0 | 0 | 0
Total Annual | 255472.4345 | 68530.123 | 32884.3979 | 53266.3059 | 129209.4587 |  |  |  |  | Total Annual | 394687.6308 | 105787.9207 | 50815.0665 | 68204.6773 | 177852.9083
Lifecycle Reductions | [9 empty] | Lifecycle Reductions
2010 | 752466.3399 | 203165.1344 | 96691.4852 | 327395.5279 | 749036.431 |  |  |  |  | 2010 | 1113785.0539 | 300452.2716 | 143154.5627 | 452366.4646 | 1074644.01
2011 | 776392.487 | 209677.3073 | 99759.4122 | 328369.7158 | 750902.8932 |  |  |  |  | 2011 | 1163373.3927 | 313938.7975 | 149514.3228 | 453654.0445 | 1077312.0105
2012 | 791926.5276 | 213941.1716 | 101746.7472 | 325693.4135 | 746946.7546 |  |  |  |  | 2012 | 1193441.8444 | 322201.1163 | 153359.9753 | 448517.5015 | 1069623.8651
2013 | 0 | 0 | 0 | 0 | 0 |  |  |  |  | 2013 | 0 | 0 | 0 | 0 | 0
2014 | 0 | 0 | 0 | 0 | 0 |  |  |  |  | 2014 | 0 | 0 | 0 | 0 | 0
2015 | 0 | 0 | 0 | 0 | 0 |  |  |  |  | 2015 | 0 | 0 | 0 | 0 | 0
2016 | 0 | 0 | 0 | 0 | 0 |  |  |  |  | 2016 | 0 | 0 | 0 | 0 | 0
Total Lifecycle | 2320785.3545 | 626783.6133 | 298197.6446 | 981458.6571 | 2246886.0788 |  |  |  |  | Total Lifecycle | 3470600.291 | 936592.1854 | 446028.8607 | 1354538.0106 | 3221579.8855
Reductions based on total annual installations | [9 empty] | Reductions (Gross)based on total annual installations
| Annual Net kWh | Lifecycle Net kWh | Annual Net Therms | Lifecycle Net Therms | Net July-Sept Peak (kW) | Net Dec-Feb (kW) | Net CEC (kW) | User Entered kW | Net Annual NCP (kW) |  | Annual Gross kWh | Lifecycle Gross kWh | Annual Gross Therms | Lifecycle Gross Therms | User Entered kW
2010 | 164812157.788 | 1526323695.8878 | 3080510.9206 | 55965047.5037 | 31363.4566 | 18646.9337 | 35764.2382 | 34366.5358 | 26518.6319 | 2010 | 256089602.6073 | 2279249751.2705 | 3990365.384 | 77327600.79 | 51361.675
2011 | 168215587.0416 | 1560407622.4557 | 3068860.3035 | 56131575.3424 | 34738.4674 | 18963.6427 | 36502.7824 | 34860.7424 | 49169.6285 | 2011 | 263976660.6704 | 2348921571.5856 | 3941065.7722 | 77547699.9151 | 52452.5111
2012 | 173796742.1606 | 1580049367.0358 | 2955980.2171 | 55674087.7734 | 44102.0439 | 18991.5645 | 37713.893 | 35416.2054 | 64232.64 | 2012 | 274374450.923 | 2384939947.5821 | 3727488.0433 | 76669658.3735 | 53456.6499
2013 | 0 | 0 | 0 | 0 | 0 | 0 | 0 | 0 | 34152.4043 | 2013 | 0 | 0 | 0 | 0 | 0
2014 | 0 | 0 | 0 | 0 | 0 | 0 | 0 | 0 | -5982.4854 | 2014 | 0 | 0 | 0 | 0 | 0
2015 | 0 | 0 | 0 | 0 | 0 | 0 | 0 | 0 | -7434.6905 | 2015 | 0 | 0 | 0 | 0 | 0
2016 | 0 | 0 | 0 | 0 | 0 | 0 | 0 | 0 | -24624.8511 | 2016 | 0 | 0 | 0 | 0 | 0
Total | 506824486.9903 | 4666780685.3794 | 9105351.4411 | 167770710.6196 | 110203.9679 | 56602.1409 | 109980.9137 | 104643.4837 | 136031.2777 | Total | 794440714.2007 | 7013111270.4382 | 11658919.1996 | 231544959.0786 | 157270.836
Net Impacts by Sector (All Measures Installed through 2016)
| Annual Net kWh | Lifecycle Net kWh | Annual Net Therms | Lifecycle Net Therms | Net July-Sept Peak (kW) | Net Dec-Feb (kW) | Net CEC (kW) | User Entered kW | TRC Lifecycle Net Benefits* ($)
Total | 484315882.9903 | 4329151625.3794 | 8173575.4411 | 153794070.6196 | 110203.9679 | 56602.1409 | 105096.5466 | 102186.4837 | 117126741.4867
RES | 0 | 0 | 0 | 0 | 0 | 0 | 0 | 0 | 0
NON_RES | 0 | 0 | 0 | 0 | 0 | 0 | 0 | 0 | 0
Residential | 281563605.2703 | 1589046848.9904 | -1509069.1201 | 13679252.0925 | 64230.1446 | 32621.4533 | 61099.3023 | 52525.2278 | 36051788.4421
Commercial | 197826198.175 | 2651657935.6305 | 6345684.3137 | 97016902.4715 | 44251.3044 | 23582.1097 | 42928.285 | 48262.6291 | 78533425.4111
Industrial | 3870997.305 | 72620607.1584 | 2153929.0818 | 32308936.2271 | 1578.9026 | 240.0194 | 840.0064 | 1310.7385 | 3216343.7038
Agricultural | 1055082.24 | 15826233.6 | 1183031.1657 | 10788979.8285 | 143.6163 | 158.5585 | 228.9528 | 87.8884 | -674816.0703
Not Used | 0 | 0 | 0 | 0 | 0 | 0 | 0 | 0 | 0
0 | 0 | 0 | 0 | 0 | 0 | 0 | 0 | 0 | 0
0 | 0 | 0 | 0 | 0 | 0 | 0 | 0 | 0 | 0
0 | 0 | 0 | 0 | 0 | 0 | 0 | 0 | 0 | 0
0 | 0 | 0 | 0 | 0 | 0 | 0 | 0 | 0 | 0
0 | 0 | 0 | 0 | 0 | 0 | 0 | 0 | 0 | 0
0 | [6 empty] | 0 | 0 | 0
0 | [6 empty] | 0 | 0 | 0
0 | [6 empty] | 0 | 0 | 0
0 | [6 empty] | 0 | 0 | 0
0 | [6 empty] | 0 | 0 | 0
0 | [6 empty] | 0 | 0 | 0
0 | [6 empty] | 0 | 0 | 0
0 | [6 empty] | 0 | 0 | 0
0 | [6 empty] | 0 | 0 | 0
0 | [6 empty] | 0 | 0 | 0
0 | [6 empty] | 0 | 0 | 0
0 | [6 empty] | 0 | 0 | 0
* Include program-level and admin costs allocated based to total gas and electric programs at the measure level.
Net Impacts by CPUC End Use Categories (All Measures Installed through 2016)
| Annual Net kWh | Lifecycle Net kWh | Annual Net Therms | Lifecycle Net Therms | Net July-Sept Peak (kW) | Net Dec-Feb Pk (kW) | Net CEC (kW) | User Entered kW | TRC Lifecycle Net Benefits* ($)
Total | 451073445.9111 | 4063316933.3951 | 1961051.7367 | 61915114.972 | 110203.9679 | 56602.1409 | 97882.9378 | 95426.3444 | 103293045.5803
Clothes Dryer | 0 | 0 | 0 | 0 | 0 | 0 | 0 | 0 | 0
Clothes Washer | 1177403.3466 | 12951436.8129 | 637506.3276 | 7012569.6033 | 164.8369 | 164.837 | 255.4965 | 158.6034 | 500485.8166
Consumer Electronics | 0 | 0 | 0 | 0 | 0 | 0 | 0 | 0 | 0
Cooking | 0 | 0 | 0 | 0 | 0 | 0 | 0 | 0 | 0
Dishwasher | 272484 | 2997324 | 47432.4 | 521756.4 | 69.9561 | 69.9597 | 59.129 | 90.828 | -2314819.0575
Other Appliance | 0 | 0 | 0 | 0 | 0 | 0 | 0 | 0 | 0
Office Equipment | 59834269.688 | 888839687.7885 | -74952.5132 | -1058605.3739 | 11574.2225 | 7240.7354 | 12984.0365 | 15258.8581 | 22059445.2215
Building shell | 0 | 0 | 0 | 0 | 0 | 0 | 0 | 0 | 0
Space Cooling | 75217261.1343 | 974289246.5967 | 1724377.4551 | 32679413.9093 | 50443.9641 | 7022.1973 | 16322.1457 | 34432.7469 | 36598008.7923
Space Heating | 0 | 0 | 20988.0298 | 419760.5954 | 0 | 0 | 0 | 0 | -289714.1795
Ventilation | 4015372.5 | 60230587.5 | 219500.04 | 2414500.44 | 832.1302 | 485.5262 | 871.3358 | 0 | 2206304.0968
Interior Lighting | 230806976.1593 | 1420958256.6041 | -3706138.4544 | -20508532.3672 | 34704.5763 | 32566.8824 | 50085.1138 | 34717.5156 | 40731641.6406
Exterior Lighting | 20936747.52 | 314051212.8 | 0 | 0 | 2784.8165 | 2323.8329 | 4543.2742 | 1465.5723 | 2290164.566
Daylighting | 0 | 0 | 0 | 0 | 0 | 0 | 0 | 0 | 0
Motors | 0 | 0 | 0 | 0 | 0 | 0 | 0 | 0 | 0
Process | 3890768.004 | 55515708.84 | 2593302.6463 | 30922018.1682 | 529.6059 | 584.7072 | 844.2967 | 519.0928 | -6450407.1024
Compressed Air | 0 | 0 | 0 | 0 | 0 | 0 | 0 | 0 | 0
Food Processor | 0 | 0 | 0 | 0 | 0 | 0 | 0 | 0 | 0
Refrigeration | 54341441.3129 | 327676249.994 | -456754.9637 | -2209340.6925 | 9061.4005 | 6105.0021 | 11792.0928 | 8574.208 | 4972609.7979
Freezers | 0 | 0 | 0 | 0 | 0 | 0 | 0 | 0 | 0
Pumps | 0 | 0 | 0 | 0 | 0 | 0 | 0 | 0 | 0
Pool Pump | 489762 | 4897620 | 0 | 0 | 26.7368 | 26.7379 | 106.2784 | 188.9082 | 172067.2269
Domestic Hot Water | 0 | 0 | 0 | 0 | 0 | 0 | 0 | 0 | 0
Water Heating | 90960.2459 | 909602.4589 | 955790.7693 | 11721574.2895 | 11.7222 | 11.7228 | 19.7384 | 20.0113 | 2817258.7611
Other | 0 | 0 | 0 | 0 | 0 | 0 | 0 | 0 | 0
* Include program-level and admin costs allocated based to total gas and electric programs at the measure level.
Net Impacts by Climate Zone (All Measures Installed through 2016)
| Annual Net kWh | Lifecycle Net kWh | Annual Net Therms | Lifecycle Net Therms | Net July-Sept Peak (kW) | Net dec-Feb Pk (kW) | Net CEC (kW) | User Entered kW | TRC Lifecycle Net Benefits* ($)
Total | 506824486.9903 | 4666780685.3794 | 9105351.4411 | 167770710.6196 | 110203.9679 | 56602.1409 | 109980.9137 | 109980.9137 | 117126741.4867
7 | 0 | 0 | 0 | 0 | 0 | 0 | 0 | 0 | 0
10 | 0 | 0 | 0 | 0 | 0 | 0 | 0 | 0 | 0
14 | 0 | 0 | 0 | 0 | 0 | 0 | 0 | 0 | 0
15 | 0 | 0 | 0 | 0 | 0 | 0 | 0 | 0 | 0
System | 506824486.9903 | 4666780685.3794 | 9105351.4411 | 167770710.6196 | 110203.9679 | 56602.1409 | 109980.9137 | 109980.9137 | 117126741.4867
0 | 0 | 0 | 0 | 0 | 0 | 0 | 0 | 0 | 0
0 | 0 | 0 | 0 | 0 | 0 | 0 | 0 | 0 | 0
0 | 0 | 0 | 0 | 0 | 0 | 0 | 0 | 0 | 0
0 | 0 | 0 | 0 | 0 | 0 | 0 | 0 | 0 | 0
0 | 0 | 0 | 0 | 0 | 0 | 0 | 0 | 0 | 0
0 | 0 | 0 | 0 | 0 | 0 | 0 | 0 | 0 | 0
* Include program-level and admin costs allocated based to total gas and electric programs at the measure level.
Persistent reductions in the summer (3rd Qtr) or winter (4th Qtr) of each year
| Net Juy-Sept Peak (kW) | Net Annual Dec-Feb (kW)
2010 | 15681.7283 | 18646.9337
2011 | 48732.6904 | 37610.5763
2012 | 88152.946 | 56530.0084
2013 | 108613.5522 | 55832.6122
2014 | 105016.5307 | 54362.238
2015 | 100225.2167 | 47657.6941
2016 | 87426.9089 | 37123.82
2017 | 66546.3992 | 27242.0204
Monthly Impacts
First Year for Impact Table: | 2010
| Quarter | Monthly Five Hour Avg or TOU Peak | Net Monthly NCP (kW) |  | Monthly Net kWh | Monthly Net Therms
2010-01-01 | 1 | 0 | 0 |  | 0 | 0
2010-02-01 | 1 | 0 | 0 |  | 0 | 0
2010-03-01 | 1 | 0 | 0 |  | 0 | 0
2010-04-01 | 2 | 4014.3166 | 8147.9991 |  | 2711967.2324 | 64034.9411
2010-05-01 | 2 | 6583.9977 | 10899.5564 |  | 3099218.2186 | 64034.9411
2010-06-01 | 2 | 6386.4277 | 11315.5689 |  | 3125786.2377 | 64034.9411
2010-07-01 | 3 | 15342.9035 | 24170.7903 |  | 6825077.7043 | 128069.8822
2010-08-01 | 3 | 16490.2461 | 23790.9196 |  | 6780135.7854 | 128069.8822
2010-09-01 | 3 | 15212.0353 | 23979.2637 |  | 6636624.3225 | 128069.8822
2010-10-01 | 4 | 14622.9192 | 26518.6319 |  | 8816286.0838 | 192959.0417
2010-11-01 | 4 | 14494.1629 | 24870.1451 |  | 8798637.0332 | 192959.0417
2010-12-01 | 4 | 13505.5771 | 24224.6649 |  | 8818837.1576 | 192959.0417
2011-01-01 | 5 | 18645.6165 | 32778.9356 |  | 11760652.075 | 257278.7223
2011-02-01 | 5 | 19287.7484 | 32527.9056 |  | 11162186.5743 | 257278.7223
2011-03-01 | 5 | 17808.3655 | 31915.8589 |  | 10968856.7557 | 257278.7223
2011-04-01 | 6 | 20150.548 | 40822.8447 |  | 13608147.2221 | 320175.5137
2011-05-01 | 6 | 33760.6256 | 56082.3074 |  | 15641738.5322 | 320175.5137
2011-06-01 | 6 | 32772.8114 | 58163.9679 |  | 15774699.2606 | 320175.5137
2011-07-01 | 7 | 47717.1254 | 75688.2604 |  | 20768178.1327 | 384211.263
2011-08-01 | 7 | 51158.5302 | 74547.7883 |  | 20633456.4979 | 384211.263
2011-09-01 | 7 | 47322.4154 | 75113.0227 |  | 20202267.856 | 384211.263
2011-10-01 | 8 | 34360.4807 | 62131.0865 |  | 20718090.5012 | 448779.0124
2011-11-01 | 8 | 34058.7029 | 58279.216 |  | 20675331.7814 | 448779.0124
2011-12-01 | 8 | 31750.2446 | 56771.6552 |  | 20722330.0714 | 448779.0124
2012-01-01 | 9 | 37607.4892 | 65890.0117 |  | 23714733.5715 | 512612.4425
2012-02-01 | 9 | 38893.059 | 65385.2952 |  | 22516748.7194 | 512612.4425
2012-03-01 | 9 | 35932.4388 | 64160.5133 |  | 22131058.5446 | 512612.4425
2012-04-01 | 10 | 36530.8953 | 73761.0312 |  | 24666778.9452 | 576357.3164
2012-05-01 | 10 | 65800.0204 | 110788.2519 |  | 28917157.0602 | 576357.3164
2012-06-01 | 10 | 64022.4887 | 114540.3474 |  | 29156886.8977 | 576357.3164
2012-07-01 | 11 | 86461.6066 | 139920.9004 |  | 35596126.2003 | 640431.8713
2012-08-01 | 11 | 92196.2538 | 138018.8184 |  | 35371708.5255 | 640431.8713
2012-09-01 | 11 | 85800.9776 | 138961.1343 |  | 34652201.1288 | 640431.8713
2012-10-01 | 12 | 54163.2487 | 97812.622 |  | 32696799.9059 | 689976.3565
2012-11-01 | 12 | 53687.8133 | 91755.667 |  | 32628531.9462 | 689976.3565
2012-12-01 | 12 | 50058.7356 | 89385.3369 |  | 32702332.7992 | 689976.3565
2013-01-01 | 13 | 56525.1022 | 98940.336 |  | 35690016.7076 | 749157.6956
2013-02-01 | 13 | 58454.3799 | 98181.7493 |  | 33892568.7042 | 749157.6956
2013-03-01 | 13 | 54012.9754 | 96343.9526 |  | 33314391.3604 | 749157.6956
2013-04-01 | 14 | 48636 | 98227.8915 |  | 32868493.303 | 768580.981
2013-05-01 | 14 | 94283.9729 | 161174.3668 |  | 39345474.9186 | 768580.981
2013-06-01 | 14 | 91915.0949 | 166179.2728 |  | 39665314.217 | 768580.981
2013-07-01 | 15 | 106587.2746 | 174073.3046 |  | 42933427.2955 | 768580.981
2013-08-01 | 15 | 113458.2059 | 171782.6142 |  | 42663087.0601 | 768580.981
2013-09-01 | 15 | 105795.1762 | 172912.8865 |  | 41800086.5537 | 768580.981
2013-10-01 | 16 | 58597.5193 | 106033.5532 |  | 35359476.1473 | 754487.2727
2013-11-01 | 16 | 58065.6541 | 99432.2428 |  | 35293607.1666 | 754487.2727
2013-12-01 | 16 | 54095.2449 | 96831.7284 |  | 35377548.9903 | 754487.2727
2014-01-01 | 17 | 55823.8678 | 98039.7935 |  | 35269802.7876 | 756303.6658
2014-02-01 | 17 | 57774.2373 | 97266.8552 |  | 33476743.0017 | 756303.6658
2014-03-01 | 17 | 53368.1992 | 95407.2404 |  | 32888663.858 | 756303.6658
2014-04-01 | 18 | 47798.8212 | 97017.3197 |  | 32289087.3372 | 768580.981
2014-05-01 | 18 | 90960.2573 | 155507.2702 |  | 38508189.9048 | 768580.981
2014-06-01 | 18 | 88765.1782 | 160485.4111 |  | 38832268.0619 | 768580.981
2014-07-01 | 19 | 102988.3638 | 168090.8193 |  | 41944321.7746 | 768580.981
2014-08-01 | 19 | 109827.6387 | 165782.0461 |  | 41668170.4353 | 768580.981
2014-09-01 | 19 | 102233.5896 | 166906.9855 |  | 40817573.1938 | 768580.981
2014-10-01 | 20 | 57292.2886 | 104322.197 |  | 34492402.1908 | 767904.7502
2014-11-01 | 20 | 56754.5164 | 97815.3065 |  | 34467607.596 | 767904.7502
2014-12-01 | 20 | 52788.0173 | 95207.3364 |  | 34560441.4399 | 767904.7502
2015-01-01 | 21 | 54355.1322 | 96215.164 |  | 34324666.6941 | 771771.7784
2015-02-01 | 21 | 56314.1359 | 95462.734 |  | 32553184.685 | 771771.7784
2015-03-01 | 21 | 51982.9263 | 93584.3052 |  | 31937435.6659 | 771771.7784
2015-04-01 | 22 | 46240.5165 | 94924.6178 |  | 31201558.2165 | 768580.981
2015-05-01 | 22 | 86849.2296 | 148889.9199 |  | 37145535.4816 | 768580.981
2015-06-01 | 22 | 84824.5393 | 153689.8515 |  | 37462420.1846 | 768580.981
2015-07-01 | 23 | 98136.1105 | 160656.1288 |  | 40298485.754 | 768580.981
2015-08-01 | 23 | 104984.1835 | 158385.1076 |  | 40009763.3733 | 768580.981
2015-09-01 | 23 | 97555.356 | 159491.5855 |  | 39214045.6117 | 768580.981
2015-10-01 | 24 | 52738.1481 | 96727.0705 |  | 31729143.8877 | 818108.36
2015-11-01 | 24 | 52256.7232 | 90795.4686 |  | 31746150.0425 | 818108.36
2015-12-01 | 24 | 48662.7433 | 88293.0267 |  | 31827871.0036 | 818108.36
2016-01-01 | 25 | 47660.1928 | 84572.5137 |  | 30075437.6676 | 866869.5692
2016-02-01 | 25 | 49250.5093 | 83948.6095 |  | 28635404.9266 | 866869.5692
2016-03-01 | 25 | 45623.8261 | 82375.9509 |  | 28093740.659 | 866869.5692
2016-04-01 | 26 | 39486.22 | 79170.4115 |  | 26376363.7558 | 768580.981
2016-05-01 | 26 | 78302.8653 | 129953.4998 |  | 31879004.6306 | 768580.981
2016-06-01 | 26 | 76796.4165 | 133828.9521 |  | 32190286.36 | 768580.981
2016-07-01 | 27 | 86088.2615 | 136031.2777 |  | 33142863.2258 | 768580.981
2016-08-01 | 27 | 90695.7965 | 133854.4172 |  | 32935099.6366 | 768580.981
2016-09-01 | 27 | 85496.6689 | 134428.7149 |  | 32359555.2706 | 768580.981
2016-10-01 | 28 | 41471.3508 | 75595.262 |  | 25266864.6049 | 1025443.3464
2016-11-01 | 28 | 41047.7716 | 70879.268 |  | 25086772.6838 | 1025443.3464
2016-12-01 | 28 | 38684.4052 | 68623.6925 |  | 25074001.0757 | 1025443.3464

## Input
| SDG&E 10-12 v1i.xls |  |  |  | Program Budget ($) |  |  | NPV Factor for lump-sum admin costs: | 100% |  |  |  |  | Custom Measures & Process adjustments -> |  | realization rate | 0.8 |  |  | 0.8 | 0.8 | [47 empty] | cumtom |  |  |  | 25.98% | 36.1% | 139.4%
[5 empty] | a. Administrative Costs | [63 empty] | deemed non-DEER |  |  |  | 4.077% | 2.427% | 13.43%
| Proposer General Information |  |  |  | a.i. Overhead and G&A | 116520478.855 | d. Incentives and Rebates ($) | Nominal | NPV | [63 empty] | 30.06% | 38.53% | 152.8%
| Proposer Name |  | SDG&E |  | a.ii. Other Admin costs (Earnings) | 13627854.6256 | d.i. User Input Incentive | 0 | 0 |  |  |  |  | Deemed measure adjustments are below \/
| Program Name |  | SDG&E Portfolio |  | b. Marketing/Outreach |  | d.ii. Rebate | 91377175.4934 | 80036166.6137 | [5 empty] | upstream CFL screw-in lamps | residential | 0.80597 |  |  | 0.68611 | 0.505
| Service Territory |  | SDG&E |  | c. Direct Implementation (non incentive) |  | d.iii. Direct Install Labor | 2968256.17 | 2599950.1773 | [6 empty] | non-residential
| First Year of Program Implementation |  |  | 2010 | c.i. Activity |  | d.iv. Direct Install Materials | 1306931.66 | 1144841.4482 | [5 empty] | upstream CFL fixtures | residential | 0.91424 |  |  | 0.77827 | 0.57283
| Contact Information |  |  |  | c.ii. Installation |  | d.v. Upstream payments | 54707090.6295 | 47915915.9739 | [5 empty] | cz 15 |  | 0.94115 |  |  | 1 | 0.6 | therm value= | -0.309
| Name |  |  |  | c.iii. Hardware & Materials |  | Subtotal Direct Install | 150359453.9529 | 131696874.2131
| Address |  |  |  | c.iv. Rebate Processing and Inspection | [9 empty] | Refrigerator recycling |  | 925.6884 |  |  | 0.17398 | -13.7415
| ZIP code |  |  |  | d. Total Incentives and Rebates | 150359453.9529 | [8 empty] | Freezer recycling |  | 690.7138 |  |  | 0.12724 | -9.7262
| Telephone |  |  |  | e. EM&V | 11120000.0665 | f. Costs recovered from other sources |  | 0 | [5 empty] | room ac all |  | 44.9782 |  |  | 0.070761 | 0
| Email |  |  |  | Total | 291627787.5 | Program Budget w/ Other Costs (a to f) | 291627787.5 | 272965207.7601 | [5 empty] | room ac 15 |  | 92.7975 |  |  | 0.082998 | 0
[15 empty] | Residential water/gas use measure realization rate |  | 0.25 |  |  | 0.25 | 0.25 | [18 empty] | Quarterly Installation Schedule
| Program Inputs |  |  |  | CO2 Cost Scenario | 1 | (1 = 2006 Adopted, 2= $30/tonne scenario) |  |  |  |  | Transfer | Admin | Admin | Admin | Participant | [8 empty] | Placeholders, not currently used | [7 empty] | Annual Installation Schedule | [6 empty] | 2010 |  |  |  | 2011 |  |  |  | 2012 |  |  |  | 2013 |  |  |  | 2014 |  |  |  | 2015 |  |  |  | 2016 | [5 empty] | Gross |  |  | Gross % |  |  | Net |  |  | Net %
| Measure Name | DEER RunID | Climate Zone | Target sector | Measure Electric End Use Shape | CZ, Sector, Measure combination found? | Measure Type (To Look up Measure Life) | Program Type (To look up Net-to-gross Ratio) | Unit Definition (e.g. homes) | Program Type (NEW/ROB or Early Repl(RET)) | Gross Measure Cost ($/unit) | Rebate to end use customer or its assignee ($/unit) | Incentives to entities other than the end use customer or its assignee($/unit) | Direct Install Labor ($/unit) | Direct Install Material ($/unit) | Participant cost ($/unit) | Gross Unit Annual Electricity Savings (kwh/unit) | Electric Rate Schedule | Demand Scaler | User Entered kW Savings per unit (kW/unit) | Gross Unit Annual Gas Savings (therm/unit) | Gas Sector | Gas Rate Schedule | Gas Savings Profile | Avg remaining life on replaced units (yrs) | Early retrofit incremental kWh savings (kWh/unit) | Early retrofit incremental kW savings (kW/unit) | Early retrofit incremental Th savings (Th/unit) | Combustion Type | Effective Useful Life (years) | Net-to-Gross Ratio | % Eligible for TOU AC adjustment | 2010 | 2011 | 2012 | 2013 | 2014 | 2015 | 2016 | Qtr 1 | Qtr 2 | Qtr 3 | Qtr 4 | Qtr 1 | Qtr 2 | Qtr 3 | Qtr 4 | Qtr 1 | Qtr 2 | Qtr 3 | Qtr 4 | Qtr 1 | Qtr 2 | Qtr 3 | Qtr 4 | Qtr 1 | Qtr 2 | Qtr 3 | Qtr 4 | Qtr 1 | Qtr 2 | Qtr 3 | Qtr 4 | Qtr 1 | Qtr 2 | Qtr 3 | Qtr 4 | Total Number of Units | Comments | kWh | kW | Therms | kWh | kW | Therms | kWh | kW | Therms | kWh | kW | Therms
SDG&E Portfolio | [15 empty] | 0 |  |  | #N/A | [20 empty] | 0 | 0 | 0 | 0 | 0 | 0 | 0 | 0 | 0 | 0 | 0 | 0 | 0 | 0 | 0 | 0 | 0 | 0 | 0 | 0 | 0 | 0 | 0 | 0 | 0 | 0 | 0 | 0 | 0
SDG&E Portfolio | [15 empty] | 0 |  |  | #N/A | [20 empty] | 0 | 0 | 0 | 0 | 0 | 0 | 0 | 0 | 0 | 0 | 0 | 0 | 0 | 0 | 0 | 0 | 0 | 0 | 0 | 0 | 0 | 0 | 0 | 0 | 0 | 0 | 0 | 0 | 0
SDG&E Portfolio | [15 empty] | 0 |  |  | #N/A | [20 empty] | 0 | 0 | 0 | 0 | 0 | 0 | 0 | 0 | 0 | 0 | 0 | 0 | 0 | 0 | 0 | 0 | 0 | 0 | 0 | 0 | 0 | 0 | 0 | 0 | 0 | 0 | 0 | 0 | 0
SDG&E Portfolio | Residential | [14 empty] | 0 |  |  | #N/A | [20 empty] | 0 | 0 | 0 | 0 | 0 | 0 | 0 | 0 | 0 | 0 | 0 | 0 | 0 | 0 | 0 | 0 | 0 | 0 | 0 | 0 | 0 | 0 | 0 | 0 | 0 | 0 | 0 | 0 | 0
SDG&E Portfolio | [15 empty] | 0 |  |  | #N/A | [20 empty] | 0 | 0 | 0 | 0 | 0 | 0 | 0 | 0 | 0 | 0 | 0 | 0 | 0 | 0 | 0 | 0 | 0 | 0 | 0 | 0 | 0 | 0 | 0 | 0 | 0 | 0 | 0 | 0 | 0
SDG&E Portfolio | Deemed Measures | [14 empty] | 0 |  |  | #N/A | [20 empty] | 0 | 0 | 0 | 0 | 0 | 0 | 0 | 0 | 0 | 0 | 0 | 0 | 0 | 0 | 0 | 0 | 0 | 0 | 0 | 0 | 0 | 0 | 0 | 0 | 0 | 0 | 0 | 0 | 0
SDG&E Portfolio | [15 empty] | 0 |  |  | #N/A | [20 empty] | 0 | 0 | 0 | 0 | 0 | 0 | 0 | 0 | 0 | 0 | 0 | 0 | 0 | 0 | 0 | 0 | 0 | 0 | 0 | 0 | 0 | 0 | 0 | 0 | 0 | 0 | 0 | 0 | 0
SDG&E Portfolio | Appliances | [14 empty] | 0 |  |  | #N/A | [20 empty] | 0 | 0 | 0 | 0 | 0 | 0 | 0 | 0 | 0 | 0 | 0 | 0 | 0 | 0 | 0 | 0 | 0 | 0 | 0 | 0 | 0 | 0 | 0 | 0 | 0 | 0 | 0 | 0 | 0
SDG&E Portfolio | 421007-Water Heating - Clothes Washer - Tier III MEF=1.80 |  | System | Residential | 26-SFM-ResidentialSingleFamily-CL_WASH | TRUE |  |  | Unit |  | 147.6885 | 50 |  |  |  | 97.6885 | 57.6366 | Residential | kWh | 0.007764 | 31.2074 | Residential | Residential | Annual |  |  |  |  | Small Boilers (<100 MMBtu/hr Heat Input):Uncontrolled | 11 | 85% | 0 | 8011 | 8011 | 8011 |  |  |  |  | 2002.75 | 2002.75 | 2002.75 | 2002.75 | 2002.75 | 2002.75 | 2002.75 | 2002.75 | 2002.75 | 2002.75 | 2002.75 | 2002.75 | 0 | 0 | 0 | 0 | 0 | 0 | 0 | 0 | 0 | 0 | 0 | 0 | 0 | 0 | 0 | 0 | 24033 |  | 1385180.4078 | 186.5922 | 750007.4442 | 0.255% | 0.1583% | 32.82% | 1177403.3466 | 158.6034 | 637506.3276 | 0.322% | 0.1911% | 26.76%
SDG&E Portfolio | 421008-Dishwasher 15% above Energy Star (0.65 EF +) |  | System | Residential | 26-SFM-ResidentialSingleFamily-DSH_WASH | TRUE |  |  | Dishwasher |  | 297 | 30 |  |  |  | 267 | 27 | Residential | kWh | 0.009 | 4.7 | Residential | Residential | Annual |  |  |  |  | Small Boilers (<100 MMBtu/hr Heat Input):Uncontrolled | 11 | 80% | 0 | 4205 | 4205 | 4205 |  |  |  |  | 1051.25 | 1051.25 | 1051.25 | 1051.25 | 1051.25 | 1051.25 | 1051.25 | 1051.25 | 1051.25 | 1051.25 | 1051.25 | 1051.25 | 0 | 0 | 0 | 0 | 0 | 0 | 0 | 0 | 0 | 0 | 0 | 0 | 0 | 0 | 0 | 0 | 12615 |  | 340605 | 113.535 | 59290.5 | 0.0627% | 0.09634% | 2.594% | 272484 | 90.828 | 47432.4 | 0.07451% | 0.1094% | 1.991%
SDG&E Portfolio | 421003-Motor - Pool Pump (two-speed) - Placeholder for Variable Speed |  | System | Residential | 19-RES-AllResidential-POOL_PMP | TRUE |  |  | Pump |  | 182.1777 | 182.1777 |  |  |  | 0 | 1400 | Residential | kWh | 0.54 | 0 | Residential | Residential | [6 empty] | 10 | 69% | 0 | 169 | 169 | 169 |  |  |  |  | 42.25 | 42.25 | 42.25 | 42.25 | 42.25 | 42.25 | 42.25 | 42.25 | 42.25 | 42.25 | 42.25 | 42.25 | 0 | 0 | 0 | 0 | 0 | 0 | 0 | 0 | 0 | 0 | 0 | 0 | 0 | 0 | 0 | 0 | 507 |  | 709800 | 273.78 | 0 | 0.1307% | 0.2323% | 0% | 489762 | 188.9082 | 0 | 0.1339% | 0.2276% | 0%
SDG&E Portfolio | 426001-Intelligent Electronic Power Strips |  | System | Residential | 26-SFM-ResidentialSingleFamily-LIGHT | TRUE |  |  | Unit |  | 18.14 | 18.14 |  |  |  | 0 | 20.35 | Residential | kWh | 0.003 | 0 | Residential | Residential | Annual |  |  |  |  | Residential Furnaces (<0.3):Uncontrolled | 20 | 85% | 0 | 11625 | 11625 | 11625 |  |  |  |  | 2906.25 | 2906.25 | 2906.25 | 2906.25 | 2906.25 | 2906.25 | 2906.25 | 2906.25 | 2906.25 | 2906.25 | 2906.25 | 2906.25 | 0 | 0 | 0 | 0 | 0 | 0 | 0 | 0 | 0 | 0 | 0 | 0 | 0 | 0 | 0 | 0 | 34875 |  | 709706.25 | 104.625 | 0 | 0.1306% | 0.08878% | 0% | 603250.3125 | 88.9313 | 0 | 0.165% | 0.1071% | 0%
SDG&E Portfolio | [15 empty] | 0 |  |  | #N/A | [20 empty] | 0 | 0 | 0 | 0 | 0 | 0 | 0 | 0 | 0 | 0 | 0 | 0 | 0 | 0 | 0 | 0 | 0 | 0 | 0 | 0 | 0 | 0 | 0 | 0 | 0 | 0 | 0 | 0 | 0
SDG&E Portfolio | Appliance Recycling | [14 empty] | 0 |  |  | #N/A | [20 empty] | 0 | 0 | 0 | 0 | 0 | 0 | 0 | 0 | 0 | 0 | 0 | 0 | 0 | 0 | 0 | 0 | 0 | 0 | 0 | 0 | 0 | 0 | 0 | 0 | 0 | 0 | 0 | 0 | 0
SDG&E Portfolio | 408001-EE Refrigerator Recycling - using ED weights |  | System | Residential | res:DEER:RefgFrzr_HighEff | TRUE |  |  | appliance |  | 174 | 0 | 174 |  |  | 0 | 925.6903 | Residential | kWh | 0.17398 | -13.7419 | Residential | Residential | Winter Only |  |  |  |  | Residential Furnaces (<0.3):Uncontrolled | 5 | 85% | 0 | 10000 | 10200 | 10200 |  |  |  |  | 2500 | 2500 | 2500 | 2500 | 2550 | 2550 | 2550 | 2550 | 2550 | 2550 | 2550 | 2550 | 0 | 0 | 0 | 0 | 0 | 0 | 0 | 0 | 0 | 0 | 0 | 0 | 0 | 0 | 0 | 0 | 30400 |  | 28140985.5821 | 5289.1251 | -417754.4847 | 5.18% | 4.488% | -18.28% | 23919837.7448 | 4495.7564 | -355091.312 | 6.541% | 5.416% | -14.9%
SDG&E Portfolio | 408002-EE Freezer Recycling - using ED weights |  | System | Residential | res:DEER:RefgFrzr_HighEff | TRUE |  |  | appliance |  | 174 | 0 | 174 |  |  | 0 | 690.7128 | Residential | kWh | 0.12724 | -9.7243 | Residential | Residential | Winter Only |  |  |  |  | Residential Furnaces (<0.3):Uncontrolled | 4 | 85% | 0 | 4000 | 4000 | 4000 |  |  |  |  | 1000 | 1000 | 1000 | 1000 | 1000 | 1000 | 1000 | 1000 | 1000 | 1000 | 1000 | 1000 | 0 | 0 | 0 | 0 | 0 | 0 | 0 | 0 | 0 | 0 | 0 | 0 | 0 | 0 | 0 | 0 | 12000 |  | 8288554.0596 | 1526.9026 | -116692.0474 | 1.526% | 1.296% | -5.106% | 7045270.9507 | 1297.8672 | -99188.2403 | 1.926% | 1.564% | -4.163%
SDG&E Portfolio | [15 empty] | 0 |  |  | #N/A | [20 empty] | 0 | 0 | 0 | 0 | 0 | 0 | 0 | 0 | 0 | 0 | 0 | 0 | 0 | 0 | 0 | 0 | 0 | 0 | 0 | 0 | 0 | 0 | 0 | 0 | 0 | 0 | 0 | 0 | 0
SDG&E Portfolio | Water Heating | [14 empty] | 0 |  |  | #N/A | [20 empty] | 0 | 0 | 0 | 0 | 0 | 0 | 0 | 0 | 0 | 0 | 0 | 0 | 0 | 0 | 0 | 0 | 0 | 0 | 0 | 0 | 0 | 0 | 0 | 0 | 0 | 0 | 0 | 0 | 0
SDG&E Portfolio | 422003-High Efficiency Small Gas Instantaneous Water Heater |  | System | Residential | 35-OTI-OtherIndustrial-PROC_OTH | TRUE |  |  | Unit |  | 108.32 | 108.32 |  |  |  | 0 | 0 | Residential | kWh | 0 | 72.5913 | Residential | Residential | Annual |  |  |  |  | Small Boilers (<100 MMBtu/hr Heat Input):Controlled – Flue Gas Recirculation | 20 | 58% | 0 | 110 | 110 | 110 |  |  |  |  | 27.5 | 27.5 | 27.5 | 27.5 | 27.5 | 27.5 | 27.5 | 27.5 | 27.5 | 27.5 | 27.5 | 27.5 | 0 | 0 | 0 | 0 | 0 | 0 | 0 | 0 | 0 | 0 | 0 | 0 | 0 | 0 | 0 | 0 | 330 |  | 0 | 0 | 23955.129 | 0% | 0% | 1.048% | 0 | 0 | 13893.9748 | 0% | 0% | 0.5832%
SDG&E Portfolio | 422004-High Efficiency Small Gas Storage Water Heater - 40 Gal , 0.62 EF |  | System | Residential | 35-OTI-OtherIndustrial-PROC_OTH | TRUE |  |  | number of installations |  | 67.24 | 30 |  |  |  | 37.24 | 0 | Residential | kWh | 0 | 19.1368 | Residential | Residential | Annual |  |  |  |  | Small Boilers (<100 MMBtu/hr Heat Input):Controlled – Flue Gas Recirculation | 11 | 58% | 0 | 110 | 110 | 110 |  |  |  |  | 27.5 | 27.5 | 27.5 | 27.5 | 27.5 | 27.5 | 27.5 | 27.5 | 27.5 | 27.5 | 27.5 | 27.5 | 0 | 0 | 0 | 0 | 0 | 0 | 0 | 0 | 0 | 0 | 0 | 0 | 0 | 0 | 0 | 0 | 330 |  | 0 | 0 | 6315.144 | 0% | 0% | 0.2763% | 0 | 0 | 3662.7835 | 0% | 0% | 0.1537%
SDG&E Portfolio | 422006-Low Flow Showerhead/Self Install 1.5 gpm - Kits |  | System | Residential |  |  |  |  | Showerhead |  | 14.32 | 14.32 |  |  |  | 0 | 0 | Residential | #N/A | 0 | 8.62 | Residential | Residential | Annual |  |  |  |  | Small Boilers (<100 MMBtu/hr Heat Input):Controlled – Flue Gas Recirculation | 10 | 70% | 0 | 431 | 431 | 431 |  |  |  |  | 107.75 | 107.75 | 107.75 | 107.75 | 107.75 | 107.75 | 107.75 | 107.75 | 107.75 | 107.75 | 107.75 | 107.75 | 0 | 0 | 0 | 0 | 0 | 0 | 0 | 0 | 0 | 0 | 0 | 0 | 0 | 0 | 0 | 0 | 1293 |  | 0 | 0 | 11145.66 | 0% | 0% | 0.4877% | 0 | 0 | 7801.962 | 0% | 0% | 0.3275%
SDG&E Portfolio | 422007-Faucet Aerators - Kit & Lav Self Install |  | System | Residential |  |  |  |  | Household |  | 6.54 | 6.54 |  |  |  | 0 | 0 | Residential | #N/A | 0 | 14.55 | Residential | Residential | Annual |  |  |  |  | Small Boilers (<100 MMBtu/hr Heat Input):Controlled – Flue Gas Recirculation | 10 | 70% | 0 | 431 | 431 | 431 |  |  |  |  | 107.75 | 107.75 | 107.75 | 107.75 | 107.75 | 107.75 | 107.75 | 107.75 | 107.75 | 107.75 | 107.75 | 107.75 | 0 | 0 | 0 | 0 | 0 | 0 | 0 | 0 | 0 | 0 | 0 | 0 | 0 | 0 | 0 | 0 | 1293 |  | 0 | 0 | 18813.15 | 0% | 0% | 0.8231% | 0 | 0 | 13169.205 | 0% | 0% | 0.5528%
SDG&E Portfolio | 423009-Low Flow Showerhead/Self Install 1.5 gpm - Kits |  | System | Residential | 26-SFM-ResidentialSingleFamily-WAT_HEAT | TRUE |  |  | Showerhead |  | 14.32 | 0 | 14.32 |  |  | 0 | 120.737 | Residential | kWh | 0.026562 | 0 | Residential | Residential | Annual |  |  |  |  | Small Boilers (<100 MMBtu/hr Heat Input):Controlled – Flue Gas Recirculation | 10 | 70% | 0 | 205 | 205 | 205 |  |  |  |  | 51.25 | 51.25 | 51.25 | 51.25 | 51.25 | 51.25 | 51.25 | 51.25 | 51.25 | 51.25 | 51.25 | 51.25 | 0 | 0 | 0 | 0 | 0 | 0 | 0 | 0 | 0 | 0 | 0 | 0 | 0 | 0 | 0 | 0 | 615 |  | 74253.262 | 16.3357 | 0 | 0.01367% | 0.01386% | 0% | 51977.2834 | 11.435 | 0 | 0.01421% | 0.01378% | 0%
SDG&E Portfolio | 423010-Faucet Aerators/Self Install |  | System | Residential | 26-SFM-ResidentialSingleFamily-WAT_HEAT | TRUE |  |  | Household |  | 6.54 | 0 | 6.54 |  |  | 0 | 90.5528 | Residential | kWh | 0.019922 | 0 | Residential | Residential | Annual |  |  |  |  | Small Boilers (<100 MMBtu/hr Heat Input):Controlled – Flue Gas Recirculation | 10 | 70% | 0 | 205 | 205 | 205 |  |  |  |  | 51.25 | 51.25 | 51.25 | 51.25 | 51.25 | 51.25 | 51.25 | 51.25 | 51.25 | 51.25 | 51.25 | 51.25 | 0 | 0 | 0 | 0 | 0 | 0 | 0 | 0 | 0 | 0 | 0 | 0 | 0 | 0 | 0 | 0 | 615 |  | 55689.9465 | 12.2518 | 0 | 0.01025% | 0.0104% | 0% | 38982.9625 | 8.5763 | 0 | 0.01066% | 0.01033% | 0%
SDG&E Portfolio | 420002-Water Heating - Faucet Aerator - Low Flow |  | System | Residential | 13-MFM-ResidentialMulti-family-WAT_HEAT | TRUE |  |  | Household |  | 6.54 | 0 | 6.54 |  |  | 0 | 0 | Residential | kWh | 0 | 5.3127 | Residential | Residential | Annual |  |  |  |  | Small Boilers (<100 MMBtu/hr Heat Input):Uncontrolled | 10 | 85% | 0 | 2060 | 2060 | 2060 |  |  |  |  | 515 | 515 | 515 | 515 | 515 | 515 | 515 | 515 | 515 | 515 | 515 | 515 | 0 | 0 | 0 | 0 | 0 | 0 | 0 | 0 | 0 | 0 | 0 | 0 | 0 | 0 | 0 | 0 | 6180 |  | 0 | 0 | 32832.486 | 0% | 0% | 1.437% | 0 | 0 | 27907.6131 | 0% | 0% | 1.171%
SDG&E Portfolio | 420003-Water Heating - Showerhead |  | System | Residential | 13-MFM-ResidentialMulti-family-WAT_HEAT | TRUE |  |  | Showerhead |  | 14.32 | 0 | 14.32 |  |  | 0 | 0 | Residential | kWh | 0 | 7.0837 | Residential | Residential | Annual |  |  |  |  | Small Boilers (<100 MMBtu/hr Heat Input):Uncontrolled | 10 | 85% | 0 | 5149 | 5149 | 5149 |  |  |  |  | 1287.25 | 1287.25 | 1287.25 | 1287.25 | 1287.25 | 1287.25 | 1287.25 | 1287.25 | 1287.25 | 1287.25 | 1287.25 | 1287.25 | 0 | 0 | 0 | 0 | 0 | 0 | 0 | 0 | 0 | 0 | 0 | 0 | 0 | 0 | 0 | 0 | 15447 |  | 0 | 0 | 109421.9139 | 0% | 0% | 4.788% | 0 | 0 | 93008.6268 | 0% | 0% | 3.904%
SDG&E Portfolio | 421005-Water Heating - Tankless |  | System | Residential | 26-SFM-ResidentialSingleFamily-WAT_HEAT | TRUE |  |  | Unit |  | 108.32 | 108.32 |  |  |  | 0 | 0 | Residential | kWh | 0 | 72.5913 | Residential | Residential | Annual |  |  |  |  | Small Boilers (<100 MMBtu/hr Heat Input):Uncontrolled | 20 | 70% | 0 | 1389 | 1389 | 1389 |  |  |  |  | 347.25 | 347.25 | 347.25 | 347.25 | 347.25 | 347.25 | 347.25 | 347.25 | 347.25 | 347.25 | 347.25 | 347.25 | 0 | 0 | 0 | 0 | 0 | 0 | 0 | 0 | 0 | 0 | 0 | 0 | 0 | 0 | 0 | 0 | 4167 |  | 0 | 0 | 302487.9471 | 0% | 0% | 13.23% | 0 | 0 | 211741.563 | 0% | 0% | 8.888%
SDG&E Portfolio | 421006-Water Heating -High EF Unit |  | System | Residential | 26-SFM-ResidentialSingleFamily-WAT_HEAT | TRUE |  |  | Unit |  | 67.241 | 30 |  |  |  | 37.241 | 0 | Residential | kWh | 0 | 19.1368 | Residential | Residential | Annual |  |  |  |  | Small Boilers (<100 MMBtu/hr Heat Input):Uncontrolled | 11 | 58% | 0 | 1389 | 1389 | 1389 |  |  |  |  | 347.25 | 347.25 | 347.25 | 347.25 | 347.25 | 347.25 | 347.25 | 347.25 | 347.25 | 347.25 | 347.25 | 347.25 | 0 | 0 | 0 | 0 | 0 | 0 | 0 | 0 | 0 | 0 | 0 | 0 | 0 | 0 | 0 | 0 | 4167 |  | 0 | 0 | 79743.0456 | 0% | 0% | 3.489% | 0 | 0 | 46250.9664 | 0% | 0% | 1.941%
SDG&E Portfolio | 421010-Low Flow Showerhead/Self Install 1.5 gpm - Kits |  | System | Residential |  |  |  |  | Showerhead |  | 14.32 | 0 | 14.32 |  |  | 0 | 0 | Residential | #N/A | 0 | 8.618 | Residential | Residential | Annual |  |  |  |  | Small Boilers (<100 MMBtu/hr Heat Input):Controlled – Flue Gas Recirculation | 10 | 70% | 0 | 15781 | 15781 | 15781 |  |  |  |  | 3945.25 | 3945.25 | 3945.25 | 3945.25 | 3945.25 | 3945.25 | 3945.25 | 3945.25 | 3945.25 | 3945.25 | 3945.25 | 3945.25 | 0 | 0 | 0 | 0 | 0 | 0 | 0 | 0 | 0 | 0 | 0 | 0 | 0 | 0 | 0 | 0 | 47343 |  | 0 | 0 | 408001.974 | 0% | 0% | 17.85% | 0 | 0 | 285601.3818 | 0% | 0% | 11.99%
SDG&E Portfolio | 421011-Faucet Aerators/Self Install - Kits |  | System | Residential |  |  |  |  | Household |  | 6.54 | 0 | 6.54 |  |  | 0 | 0 | Residential | #N/A | 0 | 14.55 | Residential | Residential | Annual |  |  |  |  | Small Boilers (<100 MMBtu/hr Heat Input):Controlled – Flue Gas Recirculation | 10 | 70% | 0 | 15781 | 15781 | 15781 |  |  |  |  | 3945.25 | 3945.25 | 3945.25 | 3945.25 | 3945.25 | 3945.25 | 3945.25 | 3945.25 | 3945.25 | 3945.25 | 3945.25 | 3945.25 | 0 | 0 | 0 | 0 | 0 | 0 | 0 | 0 | 0 | 0 | 0 | 0 | 0 | 0 | 0 | 0 | 47343 |  | 0 | 0 | 688840.65 | 0% | 0% | 30.14% | 0 | 0 | 482188.455 | 0% | 0% | 20.24%
SDG&E Portfolio | 429001-Water Heating Controls NR - 3P |  | System | Residential |  |  |  |  | Therm |  | 0.61 | 0 | 0.61 |  |  | 0 | 0 | Residential | #N/A | 0 | 1 | Residential | Residential | Annual |  |  |  |  | Small Boilers (<100 MMBtu/hr Heat Input):Controlled – Flue Gas Recirculation | 10 | 70% | 0 | 163930 | 163930 | 163930 |  |  |  |  | 40982.5 | 40982.5 | 40982.5 | 40982.5 | 40982.5 | 40982.5 | 40982.5 | 40982.5 | 40982.5 | 40982.5 | 40982.5 | 40982.5 | 0 | 0 | 0 | 0 | 0 | 0 | 0 | 0 | 0 | 0 | 0 | 0 | 0 | 0 | 0 | 0 | 491790 |  | 0 | 0 | 491790 | 0% | 0% | 21.52% | 0 | 0 | 344253 | 0% | 0% | 14.45%
SDG&E Portfolio | [15 empty] | 0 |  |  | #N/A | [20 empty] | 0 | 0 | 0 | 0 | 0 | 0 | 0 | 0 | 0 | 0 | 0 | 0 | 0 | 0 | 0 | 0 | 0 | 0 | 0 | 0 | 0 | 0 | 0 | 0 | 0 | 0 | 0 | 0 | 0
SDG&E Portfolio | [15 empty] | 0 |  |  | #N/A | [20 empty] | 0 | 0 | 0 | 0 | 0 | 0 | 0 | 0 | 0 | 0 | 0 | 0 | 0 | 0 | 0 | 0 | 0 | 0 | 0 | 0 | 0 | 0 | 0 | 0 | 0 | 0 | 0 | 0 | 0
SDG&E Portfolio | HVAC | [14 empty] | 0 |  |  | #N/A | [20 empty] | 0 | 0 | 0 | 0 | 0 | 0 | 0 | 0 | 0 | 0 | 0 | 0 | 0 | 0 | 0 | 0 | 0 | 0 | 0 | 0 | 0 | 0 | 0 | 0 | 0 | 0 | 0 | 0 | 0
SDG&E Portfolio | 422001-Ceiling Vintage to R-30 Insulation-Batts |  | System | Residential | 26-SFM-ResidentialSingleFamily-SP_COOL | TRUE |  |  | sqft |  | 0.61 | 0.61 |  |  |  | 0 | 0.079248 | Residential | kWh | 9.6322e-05 | 0.022667 | Residential | Residential | Winter Only |  |  |  |  | Residential Furnaces (<0.3):Uncontrolled | 20 | 70% | 0 | 106185 | 106185 | 106185 |  |  |  |  | 26546.25 | 26546.25 | 26546.25 | 26546.25 | 26546.25 | 26546.25 | 26546.25 | 26546.25 | 26546.25 | 26546.25 | 26546.25 | 26546.25 | 0 | 0 | 0 | 0 | 0 | 0 | 0 | 0 | 0 | 0 | 0 | 0 | 0 | 0 | 0 | 0 | 318555 |  | 25244.9893 | 30.684 | 7220.7334 | 0.004647% | 0.02604% | 0.3159% | 17671.4925 | 21.4788 | 5054.5134 | 0.004832% | 0.02588% | 0.2122%
SDG&E Portfolio | 422002-Wall Blow-In R-0 to R-13 Insulation |  | System | Residential | 26-SFM-ResidentialSingleFamily-SP_COOL | TRUE |  |  | SQFT |  | 0.94 | 0.94 |  |  |  | 0 | 0.19461 | Residential | kWh | 0.00015757 | 0.083803 | Residential | Residential | Winter Only |  |  |  |  | Residential Furnaces (<0.3):Uncontrolled | 20 | 70% | 0 | 37005 | 37005 | 37005 |  |  |  |  | 9251.25 | 9251.25 | 9251.25 | 9251.25 | 9251.25 | 9251.25 | 9251.25 | 9251.25 | 9251.25 | 9251.25 | 9251.25 | 9251.25 | 0 | 0 | 0 | 0 | 0 | 0 | 0 | 0 | 0 | 0 | 0 | 0 | 0 | 0 | 0 | 0 | 111015 |  | 21604.174 | 17.4926 | 9303.3678 | 0.003977% | 0.01484% | 0.4071% | 15122.9218 | 12.2448 | 6512.3575 | 0.004135% | 0.01475% | 0.2733%
SDG&E Portfolio | 422005-High Efficiency Furnace 92 AFUE(1.08 HIR) |  | System | Residential | 35-OTI-OtherIndustrial-PROC_OTH | TRUE |  |  | kBtuh furnace input |  | 5.8 | 5.8 |  |  |  | 0 | 0 | Residential | kWh | 0 | 0.40568 | Residential | Residential | Winter Only |  |  |  |  | Residential Furnaces (<0.3):Uncontrolled | 20 | 85% | 0 | 2156 | 2156 | 2156 |  |  |  |  | 539 | 539 | 539 | 539 | 539 | 539 | 539 | 539 | 539 | 539 | 539 | 539 | 0 | 0 | 0 | 0 | 0 | 0 | 0 | 0 | 0 | 0 | 0 | 0 | 0 | 0 | 0 | 0 | 6468 |  | 0 | 0 | 2623.9297 | 0% | 0% | 0.1148% | 0 | 0 | 2230.3402 | 0% | 0% | 0.09362%
SDG&E Portfolio | 422008-14 SEER(12.15 EER) Split-System Air Conditioner |  | System | Residential | res:DEER:HVAC_Eff_AC | TRUE |  |  | tons served cooling cap |  | 119 | 50 |  |  |  | 69 | 89.9565 | Residential | kWh | 0.14152 | -0.52452 | Residential | Residential | Winter Only |  |  |  |  | Residential Furnaces (<0.3):Uncontrolled | 15 | 67% | 1 | 753 | 753 | 753 |  |  |  |  | 188.25 | 188.25 | 188.25 | 188.25 | 188.25 | 188.25 | 188.25 | 188.25 | 188.25 | 188.25 | 188.25 | 188.25 | 0 | 0 | 0 | 0 | 0 | 0 | 0 | 0 | 0 | 0 | 0 | 0 | 0 | 0 | 0 | 0 | 2259 |  | 203211.6209 | 319.6991 | -1184.8872 | 0.03741% | 0.2713% | -0.05184% | 136151.786 | 214.1984 | -793.8744 | 0.03723% | 0.2581% | -0.03332%
SDG&E Portfolio | 422009-A/C - Room unit - Energy Star |  | System | Residential | 26-SFM-ResidentialSingleFamily-SP_COOL | TRUE |  |  | Unit |  | 81 | 50 |  |  |  | 31 | 219.8 | Residential | kWh | 0.132 | 0 | Residential | Residential | [6 empty] | 9 | 70% | 1 | 154 | 154 | 154 |  |  |  |  | 38.5 | 38.5 | 38.5 | 38.5 | 38.5 | 38.5 | 38.5 | 38.5 | 38.5 | 38.5 | 38.5 | 38.5 | 0 | 0 | 0 | 0 | 0 | 0 | 0 | 0 | 0 | 0 | 0 | 0 | 0 | 0 | 0 | 0 | 462 |  | 101547.6 | 60.984 | 0 | 0.01869% | 0.05175% | 0% | 71083.32 | 42.6888 | 0 | 0.01944% | 0.05143% | 0%
SDG&E Portfolio | 423001-A/C - Room unit - Energy Star CZ15 |  | System | Residential | 26-SFM-ResidentialSingleFamily-SP_COOL | TRUE |  |  | Unit |  | 376 | 50 |  |  |  | 326 | 293.5 | Residential | kWh | 0.132 | 0 | Residential | Residential | [5 empty] | Residential Furnaces (<0.3):Uncontrolled | 9 | 70% | 1 | 87 | 87 | 87 |  |  |  |  | 21.75 | 21.75 | 21.75 | 21.75 | 21.75 | 21.75 | 21.75 | 21.75 | 21.75 | 21.75 | 21.75 | 21.75 | 0 | 0 | 0 | 0 | 0 | 0 | 0 | 0 | 0 | 0 | 0 | 0 | 0 | 0 | 0 | 0 | 261 |  | 76603.5 | 34.452 | 0 | 0.0141% | 0.02923% | 0% | 53622.45 | 24.1164 | 0 | 0.01466% | 0.02905% | 0%
SDG&E Portfolio | 423002-18 SEER (13.37 EER) Split-System Air Conditioner |  | System | Residential | res:DEER:HVAC_Eff_AC | TRUE |  |  | tons served cooling cap |  | 1656.01 | 150 |  |  |  | 1506.01 | 231.6956 | Residential | kWh | 0.18539 | 0 | Residential | Residential | Winter Only |  |  |  |  | Residential Furnaces (<0.3):Uncontrolled | 15 | 80% | 1 | 500 | 500 | 500 |  |  |  |  | 125 | 125 | 125 | 125 | 125 | 125 | 125 | 125 | 125 | 125 | 125 | 125 | 0 | 0 | 0 | 0 | 0 | 0 | 0 | 0 | 0 | 0 | 0 | 0 | 0 | 0 | 0 | 0 | 1500 |  | 347543.4172 | 278.0818 | 0 | 0.06397% | 0.236% | 0% | 278034.7338 | 222.4654 | 0 | 0.07603% | 0.268% | 0%
SDG&E Portfolio | 423003-Attic Insulation - Ceiling Vintage to R-38 Insulation-Batts -CZ15 |  | System | Residential | 26-SFM-ResidentialSingleFamily-SP_COOL | TRUE |  |  | SQFT |  | 0.61 | 0.61 |  |  |  | 0 | 0.37168 | Residential | kWh | 0.00024709 | 0 | Residential | Residential | Winter Only |  |  |  |  | Residential Furnaces (<0.3):Uncontrolled | 20 | 70% | 1 | 140674 | 140674 | 140674 |  |  |  |  | 35168.5 | 35168.5 | 35168.5 | 35168.5 | 35168.5 | 35168.5 | 35168.5 | 35168.5 | 35168.5 | 35168.5 | 35168.5 | 35168.5 | 0 | 0 | 0 | 0 | 0 | 0 | 0 | 0 | 0 | 0 | 0 | 0 | 0 | 0 | 0 | 0 | 422022 |  | 156856.7149 | 104.2761 | 0 | 0.02887% | 0.08848% | 0% | 109799.7005 | 72.9933 | 0 | 0.03002% | 0.08794% | 0%
SDG&E Portfolio | 423004-Wall Blow-In R-0 to R-13 Insulation |  | System | Residential | 26-SFM-ResidentialSingleFamily-SP_COOL | TRUE |  |  | SQFT |  | 0.94 | 0.94 |  |  |  | 0 | 0.7028 | Residential | kWh | 0.00044559 | 0 | Residential | Residential | Winter Only |  |  |  |  | Residential Furnaces (<0.3):Uncontrolled | 20 | 70% | 1 | 47614 | 47614 | 47614 |  |  |  |  | 11903.5 | 11903.5 | 11903.5 | 11903.5 | 11903.5 | 11903.5 | 11903.5 | 11903.5 | 11903.5 | 11903.5 | 11903.5 | 11903.5 | 0 | 0 | 0 | 0 | 0 | 0 | 0 | 0 | 0 | 0 | 0 | 0 | 0 | 0 | 0 | 0 | 142842 |  | 100388.7862 | 63.6493 | 0 | 0.01848% | 0.05401% | 0% | 70272.1504 | 44.5545 | 0 | 0.01922% | 0.05368% | 0%
SDG&E Portfolio | 420007-Ceiling Vintage to R-30 Insulation-Batts - MF |  | System | Residential | 13-MFM-ResidentialMulti-family-SP_COOL | TRUE |  |  | Sqft |  | 0.61 | 0.61 |  |  |  | 0 | 0.051 | Residential | kWh | 5.37e-05 | 0.013887 | Residential | Residential | Winter Only |  |  |  |  | Residential Furnaces (<0.3):Uncontrolled | 20 | 70% | 0 | 343045 | 343045 | 343045 |  |  |  |  | 85761.25 | 85761.25 | 85761.25 | 85761.25 | 85761.25 | 85761.25 | 85761.25 | 85761.25 | 85761.25 | 85761.25 | 85761.25 | 85761.25 | 0 | 0 | 0 | 0 | 0 | 0 | 0 | 0 | 0 | 0 | 0 | 0 | 0 | 0 | 0 | 0 | 1029135 |  | 52485.885 | 55.2645 | 14291.7007 | 0.009661% | 0.04689% | 0.6253% | 36740.1195 | 38.6852 | 10004.1905 | 0.01005% | 0.04661% | 0.4199%
SDG&E Portfolio | 421001-A/C - Room unit - Energy Star |  | System | Residential | 26-SFM-ResidentialSingleFamily-SP_COOL | TRUE |  |  | Unit |  | 81 | 50 |  |  |  | 31 | 219.8 | Residential | kWh | 0.132 | 0 | Residential | Residential | [5 empty] | Residential Furnaces (<0.3):Uncontrolled | 9 | 70% | 1 | 4113 | 4113 | 4113 |  |  |  |  | 1028.25 | 1028.25 | 1028.25 | 1028.25 | 1028.25 | 1028.25 | 1028.25 | 1028.25 | 1028.25 | 1028.25 | 1028.25 | 1028.25 | 0 | 0 | 0 | 0 | 0 | 0 | 0 | 0 | 0 | 0 | 0 | 0 | 0 | 0 | 0 | 0 | 12339 |  | 2712112.2 | 1628.748 | 0 | 0.4992% | 1.382% | 0% | 1898478.54 | 1140.1236 | 0 | 0.5191% | 1.374% | 0%
SDG&E Portfolio | 421002-Attic Insulation - Ceiling Vintage to R-30 Insulation-Batts |  | System | Residential | 26-SFM-ResidentialSingleFamily-SP_COOL | TRUE |  |  | sqft |  | 0.61 | 0.61 |  |  |  | 0 | 0.079248 | Residential | kWh | 9.6322e-05 | 0.022667 | Residential | Residential | Winter Only |  |  |  |  | Residential Furnaces (<0.3):Uncontrolled | 20 | 70% | 0 | 1193559 | 1193559 | 1193559 |  |  |  |  | 298389.75 | 298389.75 | 298389.75 | 298389.75 | 298389.75 | 298389.75 | 298389.75 | 298389.75 | 298389.75 | 298389.75 | 298389.75 | 298389.75 | 0 | 0 | 0 | 0 | 0 | 0 | 0 | 0 | 0 | 0 | 0 | 0 | 0 | 0 | 0 | 0 | 3580677 |  | 283763.0947 | 344.8995 | 81163.7366 | 0.05223% | 0.2927% | 3.551% | 198634.1663 | 241.4296 | 56814.6156 | 0.05432% | 0.2909% | 2.385%
SDG&E Portfolio | 421004-Wall R-0 to R-13 Insulation |  | System | Residential | 26-SFM-ResidentialSingleFamily-SP_COOL | TRUE |  |  | sqft |  | 0.94 | 0.62 |  |  |  | 0.32 | 0.19461 | Residential | kWh | 0.00015757 | 0.083803 | Residential | Residential | Winter Only |  |  |  |  | Residential Furnaces (<0.3):Uncontrolled | 20 | 70% | 0 | 367680 | 367680 | 367680 |  |  |  |  | 91920 | 91920 | 91920 | 91920 | 91920 | 91920 | 91920 | 91920 | 91920 | 91920 | 91920 | 91920 | 0 | 0 | 0 | 0 | 0 | 0 | 0 | 0 | 0 | 0 | 0 | 0 | 0 | 0 | 0 | 0 | 1103040 |  | 214658.0919 | 173.806 | 92437.8405 | 0.03951% | 0.1475% | 4.044% | 150260.6644 | 121.6642 | 64706.4884 | 0.04109% | 0.1466% | 2.716%
SDG&E Portfolio | 421009-Heating - Gas 92% AFUE |  | System | Residential | 26-SFM-ResidentialSingleFamily-SP_HEAT | TRUE |  |  | KBTUH |  | 5.8 | 5.8 |  |  |  | 0 | 0 | Residential | kWh | 0 | 0.40568 | Residential | Residential | Winter Only |  |  |  |  | Residential Furnaces (<0.3):Uncontrolled | 20 | 60% | 0 | 28742 | 28742 | 28742 |  |  |  |  | 7185.5 | 7185.5 | 7185.5 | 7185.5 | 7185.5 | 7185.5 | 7185.5 | 7185.5 | 7185.5 | 7185.5 | 7185.5 | 7185.5 | 0 | 0 | 0 | 0 | 0 | 0 | 0 | 0 | 0 | 0 | 0 | 0 | 0 | 0 | 0 | 0 | 86226 |  | 0 | 0 | 34980.0496 | 0% | 0% | 1.53% | 0 | 0 | 20988.0298 | 0% | 0% | 0.881%
SDG&E Portfolio | 428003-Ceiling Vintage to R-30 Insulation-Batts |  | System | Residential |  |  |  |  | SQFT |  | 0.61 | 0.61 |  |  |  | 0 | 0.079248 | Residential | #N/A | 9.6322e-05 | 0.022667 | Residential | Residential | Winter Only |  |  |  |  | Residential Furnaces (<0.3):Uncontrolled | 20 | 70% | 0 | 10200 | 10200 | 10200 |  |  |  |  | 2550 | 2550 | 2550 | 2550 | 2550 | 2550 | 2550 | 2550 | 2550 | 2550 | 2550 | 2550 | 0 | 0 | 0 | 0 | 0 | 0 | 0 | 0 | 0 | 0 | 0 | 0 | 0 | 0 | 0 | 0 | 30600 |  | 2425.0025 | 2.9475 | 693.6147 | 0.0004464% | 0.002501% | 0.03035% | 1697.5018 | 2.0632 | 485.5303 | 0.0004642% | 0.002486% | 0.02038%
SDG&E Portfolio | 428004-Wall Blow-In R-0 to R-13 Insulation |  | System | Residential |  |  |  |  | SQFT |  | 0.94 | 0.94 |  |  |  | 0 | 0.19461 | Residential | #N/A | 0.00015757 | 0.083803 | Residential | Residential | Winter Only |  |  |  |  | Residential Furnaces (<0.3):Uncontrolled | 20 | 70% | 0 | 6000 | 6000 | 6121 |  |  |  |  | 1500 | 1500 | 1500 | 1500 | 1500 | 1500 | 1500 | 1500 | 1530.25 | 1530.25 | 1530.25 | 1530.25 | 0 | 0 | 0 | 0 | 0 | 0 | 0 | 0 | 0 | 0 | 0 | 0 | 0 | 0 | 0 | 0 | 18121 |  | 3526.4535 | 2.8553 | 1518.5905 | 0.0006491% | 0.002423% | 0.06644% | 2468.5175 | 1.9987 | 1063.0134 | 0.000675% | 0.002408% | 0.04462%
SDG&E Portfolio | 428011-Duct Sealing (Total Leakage Reduced from 24% of AHU flow to 12%) |  | System | Residential | res:DEER:HVAC_Duct_Sealing | TRUE |  |  | household |  | 497.62 | 497.62 |  |  |  | 0 | 68.5377 | Residential | kWh | 0.097292 | 8.252 | Residential | Residential | Winter Only |  |  |  |  | Residential Furnaces (<0.3):Uncontrolled | 18 | 78% | 0 | 3500 | 3500 | 3500 |  |  |  |  | 875 | 875 | 875 | 875 | 875 | 875 | 875 | 875 | 875 | 875 | 875 | 875 | 0 | 0 | 0 | 0 | 0 | 0 | 0 | 0 | 0 | 0 | 0 | 0 | 0 | 0 | 0 | 0 | 10500 |  | 719645.85 | 1021.566 | 86645.475 | 0.1325% | 0.8668% | 3.791% | 561323.763 | 796.8215 | 67583.4705 | 0.1535% | 0.96% | 2.837%
SDG&E Portfolio | 428012-Duct Sealing (Total Leakage Reduced from 40% of AHU flow to 12%) |  | System | Residential | res:DEER:HVAC_Duct_Sealing | TRUE |  |  | household |  | 497.62 | 497.62 |  |  |  | 0 | 165.701 | Residential | kWh | 0.23883 | 20.2344 | Residential | Residential | Winter Only |  |  |  |  | Residential Furnaces (<0.3):Uncontrolled | 18 | 78% | 0 | 1500 | 1500 | 1500 |  |  |  |  | 375 | 375 | 375 | 375 | 375 | 375 | 375 | 375 | 375 | 375 | 375 | 375 | 0 | 0 | 0 | 0 | 0 | 0 | 0 | 0 | 0 | 0 | 0 | 0 | 0 | 0 | 0 | 0 | 4500 |  | 745654.5 | 1074.7395 | 91054.8 | 0.1373% | 0.912% | 3.984% | 581610.51 | 838.2968 | 71022.744 | 0.159% | 1.01% | 2.981%
SDG&E Portfolio | 406001-Increase Refrigerant Charge - Typical (< 20% rated charge) |  | System | Residential | res:DEER:HVAC_Refrig_Charge | TRUE |  |  | tons served cooling cap |  | 48.37 | 0 |  | 36.82 | 11.55 | 0 | 33.9938 | Residential | kWh | 0.05689 | -0.011664 | Residential | Residential | Winter Only |  |  |  |  | Residential Furnaces (<0.3):Uncontrolled | 15 | 85% | 1 | 5175 | 5175 | 5175 |  |  |  |  | 1293.75 | 1293.75 | 1293.75 | 1293.75 | 1293.75 | 1293.75 | 1293.75 | 1293.75 | 1293.75 | 1293.75 | 1293.75 | 1293.75 | 0 | 0 | 0 | 0 | 0 | 0 | 0 | 0 | 0 | 0 | 0 | 0 | 0 | 0 | 0 | 0 | 15525 |  | 527754.2766 | 883.2112 | -181.0759 | 0.09714% | 0.7494% | -0.007923% | 448591.1351 | 750.7295 | -153.9146 | 0.1227% | 0.9044% | -0.00646%
SDG&E Portfolio | 406002-Residential AC SEER 14 |  | System | Residential | 26-SFM-ResidentialSingleFamily-SP_COOL | TRUE |  |  | Ton |  | 119 | 0 | 119 |  |  | 0 | 89.9565 | Residential | kWh | 0.14152 | -0.52452 | Residential | Residential | Winter Only |  |  |  |  | Residential Furnaces (<0.3):Uncontrolled | 15 | 67% | 1 | 6000 | 6000 | 6000 |  |  |  |  | 1500 | 1500 | 1500 | 1500 | 1500 | 1500 | 1500 | 1500 | 1500 | 1500 | 1500 | 1500 | 0 | 0 | 0 | 0 | 0 | 0 | 0 | 0 | 0 | 0 | 0 | 0 | 0 | 0 | 0 | 0 | 18000 |  | 1619216.1028 | 2547.403 | -9441.3325 | 0.298% | 2.162% | -0.4131% | 1084874.7889 | 1706.76 | -6325.6928 | 0.2967% | 2.056% | -0.2655%
SDG&E Portfolio | 406003-Residential Condensor Coil Cleaning - Tune-up 3P SF |  | System | Residential | 26-SFM-ResidentialSingleFamily-SP_COOL | TRUE |  |  | Home |  | 100 | 0 | 100 |  |  | 0 | 270 | Residential | kWh | 0.3564 | 0 | Residential | Residential | Winter Only |  |  |  |  | Residential Furnaces (<0.3):Uncontrolled | 3 | 78% | 1 | 3700 | 3700 | 3700 |  |  |  |  | 925 | 925 | 925 | 925 | 925 | 925 | 925 | 925 | 925 | 925 | 925 | 925 | 0 | 0 | 0 | 0 | 0 | 0 | 0 | 0 | 0 | 0 | 0 | 0 | 0 | 0 | 0 | 0 | 11100 |  | 2997000 | 3956.04 | 0 | 0.5517% | 3.357% | 0% | 2337660 | 3085.7112 | 0 | 0.6392% | 3.717% | 0%
SDG&E Portfolio | 407001-Residential Duct Test and Seal 3P Mobile Home |  | System | Residential | 04-DMO-ResidentialMobileHome–DoubleWide-SP_COOL | TRUE |  |  | Home |  | 497.6233 | 0 | 497.6233 |  |  | 0 | 68.5377 | Residential | kWh | 0.097292 | 8.252 | Residential | Residential | Annual |  |  |  |  | Residential Furnaces (<0.3):Uncontrolled | 18 | 78% | 1 | 1675 | 1675 | 1665 |  |  |  |  | 418.75 | 418.75 | 418.75 | 418.75 | 418.75 | 418.75 | 418.75 | 418.75 | 416.25 | 416.25 | 416.25 | 416.25 | 0 | 0 | 0 | 0 | 0 | 0 | 0 | 0 | 0 | 0 | 0 | 0 | 0 | 0 | 0 | 0 | 5015 |  | 343716.5655 | 487.9194 | 41383.5292 | 0.06327% | 0.414% | 1.811% | 268098.9211 | 380.5771 | 32279.1528 | 0.07331% | 0.4585% | 1.355%
SDG&E Portfolio | 407002-Residential Condensor Coil Cleaning/Tune-up 3P Mobile Home |  | System | Residential | 26-SFM-ResidentialSingleFamily-SP_COOL | TRUE |  |  | Home |  | 97.75 | 0 | 97.75 |  |  | 0 | 270 | Residential | kWh | 0.3564 | 0 | Residential | Residential | [6 empty] | 3 | 78% | 1 | 3800 | 3800 | 3699 |  |  |  |  | 950 | 950 | 950 | 950 | 950 | 950 | 950 | 950 | 924.75 | 924.75 | 924.75 | 924.75 | 0 | 0 | 0 | 0 | 0 | 0 | 0 | 0 | 0 | 0 | 0 | 0 | 0 | 0 | 0 | 0 | 11299 |  | 3050730 | 4026.9636 | 0 | 0.5615% | 3.417% | 0% | 2379569.4 | 3141.0316 | 0 | 0.6507% | 3.784% | 0%
SDG&E Portfolio | [15 empty] | 0 |  |  | #N/A | [20 empty] | 0 | 0 | 0 | 0 | 0 | 0 | 0 | 0 | 0 | 0 | 0 | 0 | 0 | 0 | 0 | 0 | 0 | 0 | 0 | 0 | 0 | 0 | 0 | 0 | 0 | 0 | 0 | 0 | 0
SDG&E Portfolio | [15 empty] | 0 |  |  | #N/A | [20 empty] | 0 | 0 | 0 | 0 | 0 | 0 | 0 | 0 | 0 | 0 | 0 | 0 | 0 | 0 | 0 | 0 | 0 | 0 | 0 | 0 | 0 | 0 | 0 | 0 | 0 | 0 | 0 | 0 | 0
SDG&E Portfolio | Lighting | [14 empty] | 0 |  |  | #N/A | [20 empty] | 0 | 0 | 0 | 0 | 0 | 0 | 0 | 0 | 0 | 0 | 0 | 0 | 0 | 0 | 0 | 0 | 0 | 0 | 0 | 0 | 0 | 0 | 0 | 0 | 0 | 0 | 0 | 0 | 0
SDG&E Portfolio | [15 empty] | 0 |  |  | #N/A | [20 empty] | 0 | 0 | 0 | 0 | 0 | 0 | 0 | 0 | 0 | 0 | 0 | 0 | 0 | 0 | 0 | 0 | 0 | 0 | 0 | 0 | 0 | 0 | 0 | 0 | 0 | 0 | 0 | 0 | 0
SDG&E Portfolio | 422010-Screw-in CFL (18 watt - Median) Specialty CFL/LED - Direct Install/Verified |  | System | Residential | res:DEER:Indoor_CFL_Ltg | TRUE |  |  | lamp |  | 17.91 | 17.91 |  |  |  | 0 | 35.2121 | Residential | kWh | 0.0047253 | -0.6889 | Residential | Residential | Winter Only |  |  |  |  | Residential Furnaces (<0.3):Uncontrolled | 5.3 | 85% | 0 | 2739 | 2739 | 2739 |  |  |  |  | 684.75 | 684.75 | 684.75 | 684.75 | 684.75 | 684.75 | 684.75 | 684.75 | 684.75 | 684.75 | 684.75 | 684.75 | 0 | 0 | 0 | 0 | 0 | 0 | 0 | 0 | 0 | 0 | 0 | 0 | 0 | 0 | 0 | 0 | 8217 |  | 289338.1478 | 38.8281 | -5660.6913 | 0.05326% | 0.03295% | -0.2477% | 245937.4256 | 33.0039 | -4811.5876 | 0.06725% | 0.03976% | -0.202%
SDG&E Portfolio | 423005-Screw-in CFL (18 watt - Median) Specialty CFL/LED -Direct Install/Verified CZ15 - No SDG&E Gas |  | System | Residential | res:DEER:Indoor_CFL_Ltg | TRUE |  |  | lamp |  | 17.91 | 0 | 17.91 | 0 | 0 | 0 | 38.4412 | Residential | kWh | 0.006383 | 0 | Residential | Residential | Winter Only |  |  |  |  | Residential Furnaces (<0.3):Uncontrolled | 8.5 | 85% | 0 | 909 | 909 | 909 |  |  |  |  | 227.25 | 227.25 | 227.25 | 227.25 | 227.25 | 227.25 | 227.25 | 227.25 | 227.25 | 227.25 | 227.25 | 227.25 | 0 | 0 | 0 | 0 | 0 | 0 | 0 | 0 | 0 | 0 | 0 | 0 | 0 | 0 | 0 | 0 | 2727 |  | 104829.1524 | 17.4064 | 0 | 0.0193% | 0.01477% | 0% | 89104.7795 | 14.7955 | 0 | 0.02437% | 0.01782% | 0%
SDG&E Portfolio | 419001-Screw-in CFL (23 watt) Turn-in - ISR = 0.76 |  | System | Residential | res:DEER:Indoor_CFL_Ltg | TRUE |  |  | lamp |  | 2.57 | 0 | 1.25 |  |  | 1.32 | 34.1969 | Residential | kWh | 0.0045891 | -0.66901 | Residential | Residential | Winter Only |  |  |  |  | Residential Furnaces (<0.3):Uncontrolled | 5.3 | 60% | 0 | 52248 | 52248 | 52248 |  |  |  |  | 13062 | 13062 | 13062 | 13062 | 13062 | 13062 | 13062 | 13062 | 13062 | 13062 | 13062 | 13062 | 0 | 0 | 0 | 0 | 0 | 0 | 0 | 0 | 0 | 0 | 0 | 0 | 0 | 0 | 0 | 0 | 156744 |  | 5360152.1003 | 719.3183 | -104863.2864 | 0.9866% | 0.6104% | -4.588% | 3216091.2602 | 431.591 | -62917.9719 | 0.8794% | 0.5199% | -2.641%
SDG&E Portfolio | 419002-Screw-in CFL (23 watt ) - Median CFL Measure 10,000 hour (Upstream) ISR=0.76 |  | System | Residential | res:DEER:Indoor_CFL_Ltg | TRUE |  |  | lamp |  | 2.57 | 0 | 1.25 |  |  | 1.32 | 34.1969 | Residential | kWh | 0.0045891 | -0.66901 | Residential | Residential | Winter Only |  |  |  |  | Residential Furnaces (<0.3):Uncontrolled | 5.3 | 60% | 0 | 1485000 | 1485000 | 1485000 |  |  |  |  | 371250 | 371250 | 371250 | 371250 | 371250 | 371250 | 371250 | 371250 | 371250 | 371250 | 371250 | 371250 | 0 | 0 | 0 | 0 | 0 | 0 | 0 | 0 | 0 | 0 | 0 | 0 | 0 | 0 | 0 | 0 | 4455000 |  | 152346996.4203 | 20444.5661 | -2980439.0671 | 28.04% | 17.35% | -130.4% | 91408197.8522 | 12266.7397 | -1788263.4402 | 25% | 14.78% | -75.06%
SDG&E Portfolio | 419003-Screw-in CFL (13 watt ) - CFL Measure 10,000 hour (Upstream) ISR=0.76 |  | System | Residential | res:DEER:Indoor_CFL_Ltg | TRUE |  |  | lamp |  | 1.43 | 0 | 1 |  |  | 0.43 | 19.3287 | Residential | kWh | 0.0025936 | -0.37814 | Residential | Residential | Winter Only |  |  |  |  | Residential Furnaces (<0.3):Uncontrolled | 5.3 | 60% | 0 | 900000 | 900000 | 900000 |  |  |  |  | 225000 | 225000 | 225000 | 225000 | 225000 | 225000 | 225000 | 225000 | 225000 | 225000 | 225000 | 225000 | 0 | 0 | 0 | 0 | 0 | 0 | 0 | 0 | 0 | 0 | 0 | 0 | 0 | 0 | 0 | 0 | 2700000 |  | 52187409.594 | 7002.6822 | -1020967.5964 | 9.606% | 5.942% | -44.67% | 31312445.7564 | 4201.6093 | -612580.5578 | 8.562% | 5.062% | -25.71%
SDG&E Portfolio | 419004-Screw-in CFL (18 watt ) - CFL Measure 10,000 hour (Upstream) ISR=0.76 |  | System | Residential | res:DEER:Indoor_CFL_Ltg | TRUE |  |  | lamp |  | 1.43 | 0 | 1.25 |  |  | 0.18 | 26.7628 | Residential | kWh | 0.0035911 | -0.52357 | Residential | Residential | Winter Only |  |  |  |  | Residential Furnaces (<0.3):Uncontrolled | 5.3 | 60% | 0 | 765000 | 765000 | 765000 |  |  |  |  | 191250 | 191250 | 191250 | 191250 | 191250 | 191250 | 191250 | 191250 | 191250 | 191250 | 191250 | 191250 | 0 | 0 | 0 | 0 | 0 | 0 | 0 | 0 | 0 | 0 | 0 | 0 | 0 | 0 | 0 | 0 | 2295000 |  | 61420542.0948 | 8241.519 | -1201600.0791 | 11.31% | 6.993% | -52.57% | 36852325.2569 | 4944.9114 | -720960.0474 | 10.08% | 5.957% | -30.26%
SDG&E Portfolio | 424001-Screw-in CFL (16 watt - Median) Specialty CFL Measure 10,000 hour (Upstream) ISR=0.76 |  | System | Residential | res:DEER:Indoor_CFL_Ltg | TRUE |  |  | lamp |  | 7.36 | 0 | 3.5 |  |  | 3.86 | 23.7891 | Residential | kWh | 0.0031922 | -0.4654 | Residential | Residential | Winter Only |  |  |  |  | Residential Furnaces (<0.3):Uncontrolled | 5.3 | 60% | 0 | 313679 | 313679 | 313679 |  |  |  |  | 78419.75 | 78419.75 | 78419.75 | 78419.75 | 78419.75 | 78419.75 | 78419.75 | 78419.75 | 78419.75 | 78419.75 | 78419.75 | 78419.75 | 0 | 0 | 0 | 0 | 0 | 0 | 0 | 0 | 0 | 0 | 0 | 0 | 0 | 0 | 0 | 0 | 941037 |  | 22386408.5977 | 3003.9712 | -437955.9435 | 4.121% | 2.549% | -19.16% | 13431845.1586 | 1802.3827 | -262773.5661 | 3.673% | 2.171% | -11.03%
SDG&E Portfolio | 420005-T-8 or T-5 Premium Lamp and Electronic, 4-foot lamp installed |  | System | Residential | 13-MFM-ResidentialMulti-family-LIGHT | TRUE |  |  | Fixture |  | 51.5348 | 51.5348 |  |  |  | 0 | 59.3153 | Residential | kWh | 0.016259 | -0.053644 | Residential | Residential | Winter Only |  |  |  |  | Residential Furnaces (<0.3):Uncontrolled | 15 | 80% | 0 | 7700 | 7700 | 7700 |  |  |  |  | 1925 | 1925 | 1925 | 1925 | 1925 | 1925 | 1925 | 1925 | 1925 | 1925 | 1925 | 1925 | 0 | 0 | 0 | 0 | 0 | 0 | 0 | 0 | 0 | 0 | 0 | 0 | 0 | 0 | 0 | 0 | 23100 |  | 1370183.2065 | 375.5836 | -1239.1719 | 0.2522% | 0.3187% | -0.05422% | 1096146.5652 | 300.4669 | -991.3375 | 0.2997% | 0.362% | -0.04161%
SDG&E Portfolio | 420006-Int. CFL screw-in (23 Watt median) - verified installation |  | System | Residential | res:DEER:Indoor_CFL_Ltg | TRUE |  |  | lamp |  | 6.63 | 6.6305 |  |  |  | -0.0005 | 44.9933 | Residential | kWh | 0.0060386 | -0.88026 | Residential | Residential | Winter Only |  |  |  |  | Residential Furnaces (<0.3):Uncontrolled | 5.3 | 85% | 0 | 67833 | 67833 | 67833 |  |  |  |  | 16958.25 | 16958.25 | 16958.25 | 16958.25 | 16958.25 | 16958.25 | 16958.25 | 16958.25 | 16958.25 | 16958.25 | 16958.25 | 16958.25 | 0 | 0 | 0 | 0 | 0 | 0 | 0 | 0 | 0 | 0 | 0 | 0 | 0 | 0 | 0 | 0 | 203499 |  | 9156087.2425 | 1228.8546 | -179132.2342 | 1.685% | 1.043% | -7.838% | 7782674.1561 | 1044.5264 | -152262.3991 | 2.128% | 1.258% | -6.391%
SDG&E Portfolio | 430002-CFL, 18W lamp, Integral or Modular, Tube or Spiral or Flood (Reflector)- 3P DI |  | System | Residential | NON_res:DEER:Indoor_Non-CFL_Ltg | TRUE |  |  | lamp |  | 17.91 | 0 |  | 5.89 | 12.02 | 0 | 170.8633 | Residential | kWh | 0.040489 | -0.12253 | Residential | Residential | Winter Only |  |  |  |  | Residential Furnaces (<0.3):Uncontrolled | 3.08 | 85% | 0 | 10000 | 10000 | 10000 |  |  |  |  | 2500 | 2500 | 2500 | 2500 | 2500 | 2500 | 2500 | 2500 | 2500 | 2500 | 2500 | 2500 | 0 | 0 | 0 | 0 | 0 | 0 | 0 | 0 | 0 | 0 | 0 | 0 | 0 | 0 | 0 | 0 | 30000 |  | 5125899.8315 | 1214.6602 | -3675.882 | 0.9435% | 1.031% | -0.1608% | 4357014.8568 | 1032.4612 | -3124.4997 | 1.191% | 1.244% | -0.1311%
SDG&E Portfolio | [15 empty] | 0 |  |  | #N/A | [20 empty] | 0 | 0 | 0 | 0 | 0 | 0 | 0 | 0 | 0 | 0 | 0 | 0 | 0 | 0 | 0 | 0 | 0 | 0 | 0 | 0 | 0 | 0 | 0 | 0 | 0 | 0 | 0 | 0 | 0
SDG&E Portfolio | [15 empty] | 0 |  |  | #N/A | [20 empty] | 0 | 0 | 0 | 0 | 0 | 0 | 0 | 0 | 0 | 0 | 0 | 0 | 0 | 0 | 0 | 0 | 0 | 0 | 0 | 0 | 0 | 0 | 0 | 0 | 0 | 0 | 0 | 0 | 0
SDG&E Portfolio | [15 empty] | 0 |  |  | #N/A | [20 empty] | 0 | 0 | 0 | 0 | 0 | 0 | 0 | 0 | 0 | 0 | 0 | 0 | 0 | 0 | 0 | 0 | 0 | 0 | 0 | 0 | 0 | 0 | 0 | 0 | 0 | 0 | 0 | 0 | 0
SDG&E Portfolio | [15 empty] | 0 |  |  | #N/A | [20 empty] | 0 | 0 | 0 | 0 | 0 | 0 | 0 | 0 | 0 | 0 | 0 | 0 | 0 | 0 | 0 | 0 | 0 | 0 | 0 | 0 | 0 | 0 | 0 | 0 | 0 | 0 | 0 | 0 | 0
SDG&E Portfolio | [15 empty] | 0 |  |  | #N/A | [20 empty] | 0 | 0 | 0 | 0 | 0 | 0 | 0 | 0 | 0 | 0 | 0 | 0 | 0 | 0 | 0 | 0 | 0 | 0 | 0 | 0 | 0 | 0 | 0 | 0 | 0 | 0 | 0 | 0 | 0
SDG&E Portfolio | [15 empty] | 0 |  |  | #N/A | [20 empty] | 0 | 0 | 0 | 0 | 0 | 0 | 0 | 0 | 0 | 0 | 0 | 0 | 0 | 0 | 0 | 0 | 0 | 0 | 0 | 0 | 0 | 0 | 0 | 0 | 0 | 0 | 0 | 0 | 0
SDG&E Portfolio | [15 empty] | 0 |  |  | #N/A | [20 empty] | 0 | 0 | 0 | 0 | 0 | 0 | 0 | 0 | 0 | 0 | 0 | 0 | 0 | 0 | 0 | 0 | 0 | 0 | 0 | 0 | 0 | 0 | 0 | 0 | 0 | 0 | 0 | 0 | 0
SDG&E Portfolio | Customized Measures | [14 empty] | 0 |  |  | #N/A | [20 empty] | 0 | 0 | 0 | 0 | 0 | 0 | 0 | 0 | 0 | 0 | 0 | 0 | 0 | 0 | 0 | 0 | 0 | 0 | 0 | 0 | 0 | 0 | 0 | 0 | 0 | 0 | 0 | 0 | 0
SDG&E Portfolio | [15 empty] | 0 |  |  | #N/A | [20 empty] | 0 | 0 | 0 | 0 | 0 | 0 | 0 | 0 | 0 | 0 | 0 | 0 | 0 | 0 | 0 | 0 | 0 | 0 | 0 | 0 | 0 | 0 | 0 | 0 | 0 | 0 | 0 | 0 | 0
SDG&E Portfolio | Water Heating | [14 empty] | 0 |  |  | #N/A | [20 empty] | 0 | 0 | 0 | 0 | 0 | 0 | 0 | 0 | 0 | 0 | 0 | 0 | 0 | 0 | 0 | 0 | 0 | 0 | 0 | 0 | 0 | 0 | 0 | 0 | 0 | 0 | 0 | 0 | 0
SDG&E Portfolio | [15 empty] | 0 |  |  | #N/A | [20 empty] | 0 | 0 | 0 | 0 | 0 | 0 | 0 | 0 | 0 | 0 | 0 | 0 | 0 | 0 | 0 | 0 | 0 | 0 | 0 | 0 | 0 | 0 | 0 | 0 | 0 | 0 | 0 | 0 | 0
SDG&E Portfolio | 420001-Gas Wtr Htr Controller (>30 Units) - Calculated |  | System | Residential | 13-MFM-ResidentialMulti-family-WAT_HEAT | TRUE |  |  | Complex |  | 1550 | 1550 |  |  |  | 0 | 0 | Residential | kWh | 0 | 2250 | Residential | Residential | Annual |  |  |  |  | Small Boilers (<100 MMBtu/hr Heat Input):Uncontrolled | 10 | 81% | 0 | 87 | 87 | 87 |  |  |  |  | 21.75 | 21.75 | 21.75 | 21.75 | 21.75 | 21.75 | 21.75 | 21.75 | 21.75 | 21.75 | 21.75 | 21.75 | 0 | 0 | 0 | 0 | 0 | 0 | 0 | 0 | 0 | 0 | 0 | 0 | 0 | 0 | 0 | 0 | 261 |  | 0 | 0 | 587250 | 0% | 0% | 25.69% | 0 | 0 | 475672.5 | 0% | 0% | 19.97%
SDG&E Portfolio | 420004-Gas Wtr Htr Controller (<30 Units) - Calculated |  | System | Residential | 13-MFM-ResidentialMulti-family-WAT_HEAT | TRUE |  |  | Complex |  | 1400 | 1400 |  |  |  | 0 | 0 | Residential | kWh | 0 | 850 | Residential | Residential | Annual |  |  |  |  | Small Boilers (<100 MMBtu/hr Heat Input):Uncontrolled | 10 | 81% | 0 | 49 | 49 | 49 |  |  |  |  | 12.25 | 12.25 | 12.25 | 12.25 | 12.25 | 12.25 | 12.25 | 12.25 | 12.25 | 12.25 | 12.25 | 12.25 | 0 | 0 | 0 | 0 | 0 | 0 | 0 | 0 | 0 | 0 | 0 | 0 | 0 | 0 | 0 | 0 | 147 |  | 0 | 0 | 124950 | 0% | 0% | 5.467% | 0 | 0 | 101209.5 | 0% | 0% | 4.248%
SDG&E Portfolio | [15 empty] | 0 |  |  | #N/A | [20 empty] | 0 | 0 | 0 | 0 | 0 | 0 | 0 | 0 | 0 | 0 | 0 | 0 | 0 | 0 | 0 | 0 | 0 | 0 | 0 | 0 | 0 | 0 | 0 | 0 | 0 | 0 | 0 | 0 | 0
SDG&E Portfolio | [15 empty] | 0 |  |  | #N/A | [20 empty] | 0 | 0 | 0 | 0 | 0 | 0 | 0 | 0 | 0 | 0 | 0 | 0 | 0 | 0 | 0 | 0 | 0 | 0 | 0 | 0 | 0 | 0 | 0 | 0 | 0 | 0 | 0 | 0 | 0
SDG&E Portfolio | Whole Building New Construction | [14 empty] | 0 |  |  | #N/A | [20 empty] | 0 | 0 | 0 | 0 | 0 | 0 | 0 | 0 | 0 | 0 | 0 | 0 | 0 | 0 | 0 | 0 | 0 | 0 | 0 | 0 | 0 | 0 | 0 | 0 | 0 | 0 | 0 | 0 | 0
SDG&E Portfolio | 418001-Whole Bldg - Elec |  | System | Residential | 26-SFM-ResidentialSingleFamily-SP_COOL | TRUE |  |  | Home |  | 1.6 | 1.6 |  |  |  | 0 | 1 | Residential | kWh | 0.0012 | 0 | Residential | Residential | Annual |  |  |  |  | Residential Furnaces (<0.3):Uncontrolled | 18 | 48% | 0 | 202173 | 202173 | 202173 |  |  |  |  | 50543.25 | 50543.25 | 50543.25 | 50543.25 | 50543.25 | 50543.25 | 50543.25 | 50543.25 | 50543.25 | 50543.25 | 50543.25 | 50543.25 | 0 | 0 | 0 | 0 | 0 | 0 | 0 | 0 | 0 | 0 | 0 | 0 | 0 | 0 | 0 | 0 | 606519 |  | 606519 | 727.8228 | 0 | 0.1116% | 0.6176% | 0% | 291129.12 | 349.3549 | 0 | 0.07961% | 0.4209% | 0%
SDG&E Portfolio | 418002-Whole Bldg - Th |  | System | Residential | 13-MFM-ResidentialMulti-family-SP_COOL | TRUE |  |  | Home |  | 6.4 | 6.4 |  |  |  | 0 | 0 | Residential | kWh | 0 | 1 | Residential | Residential | Annual |  |  |  |  | Residential Furnaces (<0.3):Uncontrolled | 20 | 48% | 0 | 40546 | 40546 | 40546 |  |  |  |  | 10136.5 | 10136.5 | 10136.5 | 10136.5 | 10136.5 | 10136.5 | 10136.5 | 10136.5 | 10136.5 | 10136.5 | 10136.5 | 10136.5 | 0 | 0 | 0 | 0 | 0 | 0 | 0 | 0 | 0 | 0 | 0 | 0 | 0 | 0 | 0 | 0 | 121638 |  | 0 | 0 | 121638 | 0% | 0% | 5.322% | 0 | 0 | 58386.24 | 0% | 0% | 2.451%
SDG&E Portfolio | [15 empty] | 0 |  |  | #N/A | [20 empty] | 0 | 0 | 0 | 0 | 0 | 0 | 0 | 0 | 0 | 0 | 0 | 0 | 0 | 0 | 0 | 0 | 0 | 0 | 0 | 0 | 0 | 0 | 0 | 0 | 0 | 0 | 0 | 0 | 0
SDG&E Portfolio | [15 empty] | 0 |  |  | #N/A | [20 empty] | 0 | 0 | 0 | 0 | 0 | 0 | 0 | 0 | 0 | 0 | 0 | 0 | 0 | 0 | 0 | 0 | 0 | 0 | 0 | 0 | 0 | 0 | 0 | 0 | 0 | 0 | 0 | 0 | 0
SDG&E Portfolio | [15 empty] | 0 |  |  | #N/A | [20 empty] | 0 | 0 | 0 | 0 | 0 | 0 | 0 | 0 | 0 | 0 | 0 | 0 | 0 | 0 | 0 | 0 | 0 | 0 | 0 | 0 | 0 | 0 | 0 | 0 | 0 | 0 | 0 | 0 | 0
SDG&E Portfolio | Nonresidential | [14 empty] | 0 |  |  | #N/A | [20 empty] | 0 | 0 | 0 | 0 | 0 | 0 | 0 | 0 | 0 | 0 | 0 | 0 | 0 | 0 | 0 | 0 | 0 | 0 | 0 | 0 | 0 | 0 | 0 | 0 | 0 | 0 | 0 | 0 | 0
SDG&E Portfolio | [15 empty] | 0 |  |  | #N/A | [20 empty] | 0 | 0 | 0 | 0 | 0 | 0 | 0 | 0 | 0 | 0 | 0 | 0 | 0 | 0 | 0 | 0 | 0 | 0 | 0 | 0 | 0 | 0 | 0 | 0 | 0 | 0 | 0 | 0 | 0
SDG&E Portfolio | Deemed Measures | [14 empty] | 0 |  |  | #N/A | [20 empty] | 0 | 0 | 0 | 0 | 0 | 0 | 0 | 0 | 0 | 0 | 0 | 0 | 0 | 0 | 0 | 0 | 0 | 0 | 0 | 0 | 0 | 0 | 0 | 0 | 0 | 0 | 0 | 0 | 0
SDG&E Portfolio | [15 empty] | 0 |  |  | #N/A | [20 empty] | 0 | 0 | 0 | 0 | 0 | 0 | 0 | 0 | 0 | 0 | 0 | 0 | 0 | 0 | 0 | 0 | 0 | 0 | 0 | 0 | 0 | 0 | 0 | 0 | 0 | 0 | 0 | 0 | 0
SDG&E Portfolio | Agricultural | [14 empty] | 0 |  |  | #N/A | [20 empty] | 0 | 0 | 0 | 0 | 0 | 0 | 0 | 0 | 0 | 0 | 0 | 0 | 0 | 0 | 0 | 0 | 0 | 0 | 0 | 0 | 0 | 0 | 0 | 0 | 0 | 0 | 0 | 0 | 0
SDG&E Portfolio | 410001-Heating - Greenhouse Heat Curtain |  | System | Agricultural | 30-S20-SIC20Food&KindredProducts-PROC_OTH | TRUE |  |  | Sqft |  | 0.49 | 0.2 |  |  |  | 0.29 | 0 | Commercial | kWh | 0 | 0.32 | Commercial | Not Used | Winter Only |  |  |  |  | Small Boilers (<100 MMBtu/hr Heat Input):Uncontrolled | 5 | 70% | 0 | 800400 | 800400 | 800400 |  |  |  |  | 200100 | 200100 | 200100 | 200100 | 200100 | 200100 | 200100 | 200100 | 200100 | 200100 | 200100 | 200100 | 0 | 0 | 0 | 0 | 0 | 0 | 0 | 0 | 0 | 0 | 0 | 0 | 0 | 0 | 0 | 0 | 2401200 |  | 0 | 0 | 768384 | 0% | 0% | 33.62% | 0 | 0 | 537868.8 | 0% | 0% | 22.58%
SDG&E Portfolio | 410002-Heating - Infrared Film for Greenhouse |  | System | Agricultural | 30-S20-SIC20Food&KindredProducts-PROC_OTH | TRUE |  |  | Sqft |  | 0.03 | 0.03 |  |  |  | 0 | 0 | Commercial | kWh | 0 | 0.049 | Commercial | Not Used | Winter Only |  |  |  |  | Small Boilers (<100 MMBtu/hr Heat Input):Uncontrolled | 5 | 70% | 0 | 1533333 | 1533333 | 1533333 |  |  |  |  | 383333.25 | 383333.25 | 383333.25 | 383333.25 | 383333.25 | 383333.25 | 383333.25 | 383333.25 | 383333.25 | 383333.25 | 383333.25 | 383333.25 | 0 | 0 | 0 | 0 | 0 | 0 | 0 | 0 | 0 | 0 | 0 | 0 | 0 | 0 | 0 | 0 | 4599999 |  | 0 | 0 | 225399.951 | 0% | 0% | 9.862% | 0 | 0 | 157779.9657 | 0% | 0% | 6.623%
SDG&E Portfolio | [15 empty] | 0 |  |  | #N/A | [20 empty] | 0 | 0 | 0 | 0 | 0 | 0 | 0 | 0 | 0 | 0 | 0 | 0 | 0 | 0 | 0 | 0 | 0 | 0 | 0 | 0 | 0 | 0 | 0 | 0 | 0 | 0 | 0 | 0 | 0
SDG&E Portfolio | [15 empty] | 0 |  |  | #N/A | [20 empty] | 0 | 0 | 0 | 0 | 0 | 0 | 0 | 0 | 0 | 0 | 0 | 0 | 0 | 0 | 0 | 0 | 0 | 0 | 0 | 0 | 0 | 0 | 0 | 0 | 0 | 0 | 0 | 0 | 0
SDG&E Portfolio | [15 empty] | 0 |  |  | #N/A | [20 empty] | 0 | 0 | 0 | 0 | 0 | 0 | 0 | 0 | 0 | 0 | 0 | 0 | 0 | 0 | 0 | 0 | 0 | 0 | 0 | 0 | 0 | 0 | 0 | 0 | 0 | 0 | 0 | 0 | 0
SDG&E Portfolio | Refrigeration | [14 empty] | 0 |  |  | #N/A | [20 empty] | 0 | 0 | 0 | 0 | 0 | 0 | 0 | 0 | 0 | 0 | 0 | 0 | 0 | 0 | 0 | 0 | 0 | 0 | 0 | 0 | 0 | 0 | 0 | 0 | 0 | 0 | 0 | 0 | 0
SDG&E Portfolio | 412004-Refrigeration -Cooler/Freezer Door Gaskets - Glass Doors |  | System | Commercial | 09-GRO-Grocery-REFG | TRUE |  |  | LinearFt |  | 5 | 5 |  |  |  | 0 | 104.55 | Commercial | kWh | 0.01195 | 0 | Commercial | Not Used | [5 empty] | Small Boilers (<100 MMBtu/hr Heat Input):Uncontrolled | 4 | 76% | 0 | 22515 | 22515 | 22515 |  |  |  |  | 5628.75 | 5628.75 | 5628.75 | 5628.75 | 5628.75 | 5628.75 | 5628.75 | 5628.75 | 5628.75 | 5628.75 | 5628.75 | 5628.75 | 0 | 0 | 0 | 0 | 0 | 0 | 0 | 0 | 0 | 0 | 0 | 0 | 0 | 0 | 0 | 0 | 67545 |  | 7061829.75 | 807.1627 | 0 | 1.3% | 0.6849% | 0% | 5366990.61 | 613.4437 | 0 | 1.468% | 0.739% | 0%
SDG&E Portfolio | 412005-Refrigeration -Strip Curtains for Walk-ins |  | System | Commercial | 20-RFF-Restaurant–FastFood-Refrig | TRUE |  |  | SqFt |  | 10.22 | 10.22 |  |  |  | 0 | 465 | Commercial | kWh | 0.053 | 0 | Commercial | Not Used | [5 empty] | Small Boilers (<100 MMBtu/hr Heat Input):Uncontrolled | 4 | 46% | 0 | 5115 | 5115 | 5115 |  |  |  |  | 1278.75 | 1278.75 | 1278.75 | 1278.75 | 1278.75 | 1278.75 | 1278.75 | 1278.75 | 1278.75 | 1278.75 | 1278.75 | 1278.75 | 0 | 0 | 0 | 0 | 0 | 0 | 0 | 0 | 0 | 0 | 0 | 0 | 0 | 0 | 0 | 0 | 15345 |  | 7135425 | 813.285 | 0 | 1.313% | 0.6901% | 0% | 3282295.5 | 374.1111 | 0 | 0.8975% | 0.4507% | 0%
SDG&E Portfolio | 412006-Refrigeration - Efficient Evap Fan Motor Electronically Commutated Motor (ECM) |  | System | Commercial | 09-GRO-Grocery-REFG | TRUE |  |  | LinFt |  | 6.7904 | 6.7904 |  |  |  | 0 | 116.369 | Commercial | kWh | 0.015845 | -0.11528 | Commercial | Not Used | Annual |  |  |  |  | Small Boilers (<100 MMBtu/hr Heat Input):Uncontrolled | 15 | 70% | 0 | 10225 | 10225 | 10225 |  |  |  |  | 2556.25 | 2556.25 | 2556.25 | 2556.25 | 2556.25 | 2556.25 | 2556.25 | 2556.25 | 2556.25 | 2556.25 | 2556.25 | 2556.25 | 0 | 0 | 0 | 0 | 0 | 0 | 0 | 0 | 0 | 0 | 0 | 0 | 0 | 0 | 0 | 0 | 30675 |  | 3569619.075 | 486.0446 | -3536.302 | 0.6571% | 0.4124% | -0.1547% | 2498733.3525 | 340.2312 | -2475.4114 | 0.6833% | 0.4099% | -0.1039%
SDG&E Portfolio | 412009-Food Service - Ice Machine Air-Cooled 501-1000 |  | System | Commercial | 21-RSD-Restaurant–SitDown-REFG | TRUE |  |  | per Unit |  | 1485 | 1485 |  |  |  | 0 | 3011.25 | Commercial | kWh | 0.34375 | 0 | Commercial | Not Used | Annual |  |  |  |  | Small Boilers (<100 MMBtu/hr Heat Input):Uncontrolled | 12 | 70% | 0 | 395 | 395 | 395 |  |  |  |  | 98.75 | 98.75 | 98.75 | 98.75 | 98.75 | 98.75 | 98.75 | 98.75 | 98.75 | 98.75 | 98.75 | 98.75 | 0 | 0 | 0 | 0 | 0 | 0 | 0 | 0 | 0 | 0 | 0 | 0 | 0 | 0 | 0 | 0 | 1185 |  | 3568331.25 | 407.3438 | 0 | 0.6568% | 0.3456% | 0% | 2497831.875 | 285.1406 | 0 | 0.683% | 0.3435% | 0%
SDG&E Portfolio | 412010-Energy Star Clothes Washer MEF = 1.80 - Commercial |  | System | Commercial | 21-RSD-Restaurant–SitDown-PROC_OTH | TRUE |  |  | Unit |  | 764.9162 | 764.9162 |  |  |  | 0 | 164.36 | Commercial | kWh | 0.07 | 62.78 | Commercial | Not Used | Annual |  |  |  |  | Small Boilers (<100 MMBtu/hr Heat Input):Uncontrolled | 10 | 70% | 0 | 1649 | 1649 | 1649 |  |  |  |  | 412.25 | 412.25 | 412.25 | 412.25 | 412.25 | 412.25 | 412.25 | 412.25 | 412.25 | 412.25 | 412.25 | 412.25 | 0 | 0 | 0 | 0 | 0 | 0 | 0 | 0 | 0 | 0 | 0 | 0 | 0 | 0 | 0 | 0 | 4947 |  | 813088.92 | 346.29 | 310572.66 | 0.1497% | 0.2938% | 13.59% | 569162.244 | 242.403 | 217400.862 | 0.1556% | 0.292% | 9.125%
SDG&E Portfolio | [15 empty] | 0 |  |  | #N/A | [20 empty] | 0 | 0 | 0 | 0 | 0 | 0 | 0 | 0 | 0 | 0 | 0 | 0 | 0 | 0 | 0 | 0 | 0 | 0 | 0 | 0 | 0 | 0 | 0 | 0 | 0 | 0 | 0 | 0 | 0
SDG&E Portfolio | [15 empty] | 0 |  |  | #N/A | [20 empty] | 0 | 0 | 0 | 0 | 0 | 0 | 0 | 0 | 0 | 0 | 0 | 0 | 0 | 0 | 0 | 0 | 0 | 0 | 0 | 0 | 0 | 0 | 0 | 0 | 0 | 0 | 0 | 0 | 0
SDG&E Portfolio | [15 empty] | 0 |  |  | #N/A | [20 empty] | 0 | 0 | 0 | 0 | 0 | 0 | 0 | 0 | 0 | 0 | 0 | 0 | 0 | 0 | 0 | 0 | 0 | 0 | 0 | 0 | 0 | 0 | 0 | 0 | 0 | 0 | 0 | 0 | 0
SDG&E Portfolio | [15 empty] | 0 |  |  | #N/A | [20 empty] | 0 | 0 | 0 | 0 | 0 | 0 | 0 | 0 | 0 | 0 | 0 | 0 | 0 | 0 | 0 | 0 | 0 | 0 | 0 | 0 | 0 | 0 | 0 | 0 | 0 | 0 | 0 | 0 | 0
SDG&E Portfolio | HVAC | [14 empty] | 0 |  |  | #N/A | [20 empty] | 0 | 0 | 0 | 0 | 0 | 0 | 0 | 0 | 0 | 0 | 0 | 0 | 0 | 0 | 0 | 0 | 0 | 0 | 0 | 0 | 0 | 0 | 0 | 0 | 0 | 0 | 0 | 0 | 0
SDG&E Portfolio | 416001-Motors - VFD - HVAC Fans (per Hp) |  | System | Commercial | 18-OFS-Office–Small-Vent/Fan | TRUE |  |  | HP |  | 176.68 | 176.68 |  |  |  | 0 | 753 | Commercial | kWh | 0 | 0 | Commercial | Not Used | [6 empty] | 15 | 50% | 0 | 3555 | 3555 | 3555 |  |  |  |  | 888.75 | 888.75 | 888.75 | 888.75 | 888.75 | 888.75 | 888.75 | 888.75 | 888.75 | 888.75 | 888.75 | 888.75 | 0 | 0 | 0 | 0 | 0 | 0 | 0 | 0 | 0 | 0 | 0 | 0 | 0 | 0 | 0 | 0 | 10665 |  | 8030745 | 0 | 0 | 1.478% | 0% | 0% | 4015372.5 | 0 | 0 | 1.098% | 0% | 0%
SDG&E Portfolio | 413003-Commercial HVAC Diagnostic/Tune-up |  | System | Commercial | 01-ALC-AllCommercial-Cooling | TRUE |  |  | Ton |  | 56.75 |  | 56.75 |  |  | 0 | 60.0094 | Commercial | kWh | 0.046765 | -0.0028759 | Commercial | Not Used | Winter Only |  |  |  |  | Small Boilers (<100 MMBtu/hr Heat Input):Controlled – Flue Gas Recirculation | 10 | 70% | 1 | 1200 | 1200 | 1200 |  |  |  |  | 300 | 300 | 300 | 300 | 300 | 300 | 300 | 300 | 300 | 300 | 300 | 300 | 0 | 0 | 0 | 0 | 0 | 0 | 0 | 0 | 0 | 0 | 0 | 0 | 0 | 0 | 0 | 0 | 3600 |  | 216033.9576 | 168.3542 | -10.3532 | 0.03977% | 0.1429% | -0.000453% | 151223.7703 | 117.8479 | -7.2472 | 0.04135% | 0.142% | -0.0003042%
SDG&E Portfolio | 413004-Commercial Condensor Coil Cleaning |  | System | Commercial |  |  |  |  | Ton |  | 11.75 | 0 | 11.75 |  |  | 0 | 60 | Commercial | #N/A | 0.047 |  | Commercial | Not Used | Winter Only |  |  |  |  | Small Boilers (<100 MMBtu/hr Heat Input):Controlled – Flue Gas Recirculation | 3 | 70% | 0 | 700 | 700 | 700 |  |  |  |  | 175 | 175 | 175 | 175 | 175 | 175 | 175 | 175 | 175 | 175 | 175 | 175 | 0 | 0 | 0 | 0 | 0 | 0 | 0 | 0 | 0 | 0 | 0 | 0 | 0 | 0 | 0 | 0 | 2100 |  | 126000 | 98.7 | 0 | 0.02319% | 0.08375% | 0% | 88200 | 69.09 | 0 | 0.02412% | 0.08323% | 0%
SDG&E Portfolio | 427001-Comm. EE AC Units < 65kBtuh EER=12.04 |  | System | Commercial | 18-OFS-Office–Small-Cooling | TRUE |  |  | Ton |  | 113.1 | 0 | 113.1 |  |  | 0 | 776.301 | Commercial | kWh | 0.31131 | -0.16317 | Commercial | Not Used | Winter Only |  |  |  |  | Small Boilers (<100 MMBtu/hr Heat Input):Controlled – Flue Gas Recirculation | 15 | 70% | 1 | 11800 | 11800 | 11800 |  |  |  |  | 2950 | 2950 | 2950 | 2950 | 2950 | 2950 | 2950 | 2950 | 2950 | 2950 | 2950 | 2950 | 0 | 0 | 0 | 0 | 0 | 0 | 0 | 0 | 0 | 0 | 0 | 0 | 0 | 0 | 0 | 0 | 35400 |  | 27481055.4 | 11020.4448 | -5776.3242 | 5.058% | 9.351% | -0.2527% | 19236738.78 | 7714.3114 | -4043.4269 | 5.26% | 9.294% | -0.1697%
SDG&E Portfolio | 404001-Commercial HVAC Diagnostic/Tune-up - Sm Comm 3P DI |  | System | Commercial | NON_res:DEER:HVAC_Refrig_Charge | TRUE |  |  | tons served cooling cap |  | 56.7478 | 0 | 56.75 |  |  | -0.0022 | 60.0094 | Commercial | kWh | 0.046765 | -0.0028759 | Commercial | Not Used | Winter Only |  |  |  |  | Small Boilers (<100 MMBtu/hr Heat Input):Uncontrolled | 10 | 85% | 1 | 7495 | 7495 | 7495 |  |  |  |  | 1873.75 | 1873.75 | 1873.75 | 1873.75 | 1873.75 | 1873.75 | 1873.75 | 1873.75 | 1873.75 | 1873.75 | 1873.75 | 1873.75 | 0 | 0 | 0 | 0 | 0 | 0 | 0 | 0 | 0 | 0 | 0 | 0 | 0 | 0 | 0 | 0 | 22485 |  | 1349312.0937 | 1051.5121 | -64.6643 | 0.2484% | 0.8923% | -0.002829% | 1146915.2797 | 893.7853 | -54.9647 | 0.3136% | 1.077% | -0.002307%
SDG&E Portfolio | 404002-Commercial Condensor Coil Cleaning 3P DI |  | System | Commercial | 01-ALC-AllCommercial-Cooling | TRUE |  |  | ton |  | 50 | 0 |  | 50 |  | 0 | 60 | Commercial | kWh | 0.047 | 0 | Commercial | Not Used | Winter Only |  |  |  |  | Small Boilers (<100 MMBtu/hr Heat Input):Uncontrolled | 3 | 70% | 1 | 7495 | 7495 | 7495 |  |  |  |  | 1873.75 | 1873.75 | 1873.75 | 1873.75 | 1873.75 | 1873.75 | 1873.75 | 1873.75 | 1873.75 | 1873.75 | 1873.75 | 1873.75 | 0 | 0 | 0 | 0 | 0 | 0 | 0 | 0 | 0 | 0 | 0 | 0 | 0 | 0 | 0 | 0 | 22485 |  | 1349100 | 1056.795 | 0 | 0.2483% | 0.8967% | 0% | 944370 | 739.7565 | 0 | 0.2582% | 0.8912% | 0%
SDG&E Portfolio | [15 empty] | 0 |  |  | #N/A | [20 empty] | 0 | 0 | 0 | 0 | 0 | 0 | 0 | 0 | 0 | 0 | 0 | 0 | 0 | 0 | 0 | 0 | 0 | 0 | 0 | 0 | 0 | 0 | 0 | 0 | 0 | 0 | 0 | 0 | 0
SDG&E Portfolio | Lighting | [14 empty] | 0 |  |  | #N/A | [20 empty] | 0 | 0 | 0 | 0 | 0 | 0 | 0 | 0 | 0 | 0 | 0 | 0 | 0 | 0 | 0 | 0 | 0 | 0 | 0 | 0 | 0 | 0 | 0 | 0 | 0 | 0 | 0 | 0 | 0
SDG&E Portfolio | Screw-in CFL | [14 empty] | 0 |  |  | #N/A | [20 empty] | 0 | 0 | 0 | 0 | 0 | 0 | 0 | 0 | 0 | 0 | 0 | 0 | 0 | 0 | 0 | 0 | 0 | 0 | 0 | 0 | 0 | 0 | 0 | 0 | 0 | 0 | 0 | 0 | 0
SDG&E Portfolio | 412003-Lighting - Screw in 14-26 Watt Lamp (Specialty) |  | System | Commercial | 24-RTS-Retail–Small-LIT_INT | TRUE |  |  | Lamp |  | 11.07 | 11.07 |  |  |  | 0 | 181.3074 | Commercial | kWh | 0.035515 | -0.33272 | Commercial | Not Used | Winter Only |  |  |  |  | Small Boilers (<100 MMBtu/hr Heat Input):Uncontrolled | 2.3683 | 81% | 0 | 3238 | 3238 | 3238 |  |  |  |  | 809.5 | 809.5 | 809.5 | 809.5 | 809.5 | 809.5 | 809.5 | 809.5 | 809.5 | 809.5 | 809.5 | 809.5 | 0 | 0 | 0 | 0 | 0 | 0 | 0 | 0 | 0 | 0 | 0 | 0 | 0 | 0 | 0 | 0 | 9714 |  | 1761219.985 | 344.9916 | -3232.0573 | 0.3242% | 0.2927% | -0.1414% | 1426588.1879 | 279.4432 | -2617.9664 | 0.3901% | 0.3367% | -0.1099%
SDG&E Portfolio | 412012-Lighting - Screw in >= 27 Watt Lamp -28 watt |  | System | Commercial | 01-ALC-AllCommercial-IntLight | TRUE |  |  | Lamp |  | 15.7418 | 15.7418 |  |  |  | 0 | 338.759 | Commercial | kWh | 0.066357 | -0.62166 | Commercial | Not Used | Winter Only |  |  |  |  | Small Boilers (<100 MMBtu/hr Heat Input):Uncontrolled | 2.3683 | 81% | 0 | 2559 | 2559 | 2559 |  |  |  |  | 639.75 | 639.75 | 639.75 | 639.75 | 639.75 | 639.75 | 639.75 | 639.75 | 639.75 | 639.75 | 639.75 | 639.75 | 0 | 0 | 0 | 0 | 0 | 0 | 0 | 0 | 0 | 0 | 0 | 0 | 0 | 0 | 0 | 0 | 7677 |  | 2600653.1038 | 509.4216 | -4772.5213 | 0.4787% | 0.4323% | -0.2088% | 2106529.0141 | 412.6315 | -3865.7423 | 0.576% | 0.4971% | -0.1623%
SDG&E Portfolio | 431002-CFL, 18W lamp, Integral or Modular, Tube or Spiral or Flood - 3P DI |  | System | Commercial | NON_res:DEER:Indoor_Non-CFL_Ltg | TRUE |  |  | lamp |  | 13.86 | 0 |  | 5.89 | 7.97 | 0 | 83.3092 | Commercial | kWh | 0.010302 | -0.00031188 | Commercial | Not Used | Winter Only |  |  |  |  | Small Boilers (<100 MMBtu/hr Heat Input):Controlled Low NOx Burner | 5.3 | 85% | 0 | 9800 | 9800 | 9603 |  |  |  |  | 2450 | 2450 | 2450 | 2450 | 2450 | 2450 | 2450 | 2450 | 2400.75 | 2400.75 | 2400.75 | 2400.75 | 0 | 0 | 0 | 0 | 0 | 0 | 0 | 0 | 0 | 0 | 0 | 0 | 0 | 0 | 0 | 0 | 29203 |  | 2432879.3534 | 300.8534 | -9.1078 | 0.4478% | 0.2553% | -0.0003985% | 2067947.4504 | 255.7254 | -7.7417 | 0.5655% | 0.3081% | -0.0003249%
SDG&E Portfolio | [15 empty] | 0 |  |  | #N/A | [20 empty] | 0 | 0 | 0 | 0 | 0 | 0 | 0 | 0 | 0 | 0 | 0 | 0 | 0 | 0 | 0 | 0 | 0 | 0 | 0 | 0 | 0 | 0 | 0 | 0 | 0 | 0 | 0 | 0 | 0
SDG&E Portfolio | [15 empty] | 0 |  |  | #N/A | [20 empty] | 0 | 0 | 0 | 0 | 0 | 0 | 0 | 0 | 0 | 0 | 0 | 0 | 0 | 0 | 0 | 0 | 0 | 0 | 0 | 0 | 0 | 0 | 0 | 0 | 0 | 0 | 0 | 0 | 0
SDG&E Portfolio | [15 empty] | 0 |  |  | #N/A | [20 empty] | 0 | 0 | 0 | 0 | 0 | 0 | 0 | 0 | 0 | 0 | 0 | 0 | 0 | 0 | 0 | 0 | 0 | 0 | 0 | 0 | 0 | 0 | 0 | 0 | 0 | 0 | 0 | 0 | 0
SDG&E Portfolio | Linear fixtures | [14 empty] | 0 |  |  | #N/A | [20 empty] | 0 | 0 | 0 | 0 | 0 | 0 | 0 | 0 | 0 | 0 | 0 | 0 | 0 | 0 | 0 | 0 | 0 | 0 | 0 | 0 | 0 | 0 | 0 | 0 | 0 | 0 | 0 | 0 | 0
SDG&E Portfolio | 412001-Lighting - Hardwire Incan Base >90 watt Fluorescent Fixture |  | System | Commercial | 18-OFS-Office–Small-IntLight | TRUE |  |  | Fixture |  | 199.79 | 127.01 |  |  |  | 72.78 | 2540.2753 | Commercial | kWh | 0.38844 | 0 | Commercial | Not Used | Winter Only |  |  |  |  | Small Boilers (<100 MMBtu/hr Heat Input):Uncontrolled | 14.6 | 77% | 0 | 1130 | 1130 | 1130 |  |  |  |  | 282.5 | 282.5 | 282.5 | 282.5 | 282.5 | 282.5 | 282.5 | 282.5 | 282.5 | 282.5 | 282.5 | 282.5 | 0 | 0 | 0 | 0 | 0 | 0 | 0 | 0 | 0 | 0 | 0 | 0 | 0 | 0 | 0 | 0 | 3390 |  | 8611533.2365 | 1316.8124 | 0 | 1.585% | 1.117% | 0% | 6630880.5921 | 1013.9456 | 0 | 1.813% | 1.222% | 0%
SDG&E Portfolio | 412002-Lighting - Remove 4 Ft T-8 (De-Lamp) |  | System | Commercial | 18-OFS-Office–Small-IntLight | TRUE |  |  | Fixture |  | 49.4557 | 24.73 |  |  |  | 24.7257 | 282.0631 | Commercial | kWh | 0.077647 | -0.34505 | Commercial | Not Used | Winter Only |  |  |  |  | Small Boilers (<100 MMBtu/hr Heat Input):Uncontrolled | 15 | 78% | 0 | 43178 | 43178 | 43178 |  |  |  |  | 10794.5 | 10794.5 | 10794.5 | 10794.5 | 10794.5 | 10794.5 | 10794.5 | 10794.5 | 10794.5 | 10794.5 | 10794.5 | 10794.5 | 0 | 0 | 0 | 0 | 0 | 0 | 0 | 0 | 0 | 0 | 0 | 0 | 0 | 0 | 0 | 0 | 129534 |  | 36536761.5954 | 10057.9265 | -44696.1909 | 6.725% | 8.535% | -1.956% | 28498674.0444 | 7845.1827 | -34863.0289 | 7.793% | 9.451% | -1.463%
SDG&E Portfolio | 412013-Interior LED New Technology Measure |  | System | Commercial | 01-ALC-AllCommercial-IntLight | TRUE |  |  | Lamp |  | 15 | 7.5 |  |  |  | 7.5 | 128.128 | Commercial | kWh | 0.028497 | 0 | Commercial | Not Used | Winter Only |  |  |  |  | Small Boilers (<100 MMBtu/hr Heat Input):Uncontrolled | 16 | 85% | 0 | 4935 | 4935 | 4935 |  |  |  |  | 1233.75 | 1233.75 | 1233.75 | 1233.75 | 1233.75 | 1233.75 | 1233.75 | 1233.75 | 1233.75 | 1233.75 | 1233.75 | 1233.75 | 0 | 0 | 0 | 0 | 0 | 0 | 0 | 0 | 0 | 0 | 0 | 0 | 0 | 0 | 0 | 0 | 14805 |  | 1896935.04 | 421.8981 | 0 | 0.3492% | 0.358% | 0% | 1612394.784 | 358.6134 | 0 | 0.4409% | 0.432% | 0%
SDG&E Portfolio | 412014-Premium T8 with 34 Watt Baseline |  | System | Commercial | 18-OFS-Office–Small-IntLight | TRUE |  |  | Fixture |  | 51.53 | 25.77 |  |  |  | 25.76 | 59.3153 | Commercial | kWh | 0.016259 | -0.0536 | Commercial | Not Used | Winter Only |  |  |  |  | Small Boilers (<100 MMBtu/hr Heat Input):Controlled – Flue Gas Recirculation | 15 | 85% | 0 | 22360 | 22360 | 22360 |  |  |  |  | 5590 | 5590 | 5590 | 5590 | 5590 | 5590 | 5590 | 5590 | 5590 | 5590 | 5590 | 5590 | 0 | 0 | 0 | 0 | 0 | 0 | 0 | 0 | 0 | 0 | 0 | 0 | 0 | 0 | 0 | 0 | 67080 |  | 3978870.324 | 1090.6537 | -3595.488 | 0.7324% | 0.9255% | -0.1573% | 3382039.7754 | 927.0557 | -3056.1648 | 0.9248% | 1.117% | -0.1283%
SDG&E Portfolio | 413002-Premium T8 with T12 40 Watt Baseline |  | System | Commercial | 18-OFS-Office–Small-IntLight | TRUE |  |  | Fixture |  | 51.5348 |  | 51.53 |  |  | 0.0048 | 70.8488 | Commercial | kWh | 0.019421 | -0.064075 | Commercial | Not Used | Winter Only |  |  |  |  | Small Boilers (<100 MMBtu/hr Heat Input):Uncontrolled | 15 | 78% | 0 | 103292 | 103292 | 103292 |  |  |  |  | 25823 | 25823 | 25823 | 25823 | 25823 | 25823 | 25823 | 25823 | 25823 | 25823 | 25823 | 25823 | 0 | 0 | 0 | 0 | 0 | 0 | 0 | 0 | 0 | 0 | 0 | 0 | 0 | 0 | 0 | 0 | 309876 |  | 21954348.6353 | 6017.9502 | -19855.1642 | 4.041% | 5.106% | -0.8687% | 17124391.9356 | 4694.0011 | -15487.0281 | 4.683% | 5.655% | -0.6501%
SDG&E Portfolio | 430001-FL, (2) 48in, T8 lamp, Premium IS EB, NLO (BF: .85-.95), Lumens=5346, W/fixt=54 (Retrofit) - 3P DI |  | System | Commercial | NON_res:DEER:Indoor_Non-CFL_Ltg | TRUE |  |  | fixture |  | 44.18 | 0 |  | 27.99 | 16.19 | 0 | 106.8925 | Commercial | kWh | 0.01677 | -2.7919 | Commercial | Not Used | Winter Only |  |  |  |  | Residential Furnaces (<0.3):Uncontrolled | 15 | 85% | 0 | 5000 | 5000 | 5000 |  |  |  |  | 1250 | 1250 | 1250 | 1250 | 1250 | 1250 | 1250 | 1250 | 1250 | 1250 | 1250 | 1250 | 0 | 0 | 0 | 0 | 0 | 0 | 0 | 0 | 0 | 0 | 0 | 0 | 0 | 0 | 0 | 0 | 15000 |  | 1603388.2177 | 251.5439 | -41879.2366 | 0.2951% | 0.2134% | -1.832% | 1362879.985 | 213.8123 | -35597.3511 | 0.3727% | 0.2576% | -1.494%
SDG&E Portfolio | 431001-FL, (2) 48in, T8 lamp, Premium IS EB, NLO (BF: .85-.95), Lumens=5346, W/fixt=54 (Retrofit) |  | System | Commercial | NON_res:DEER:Indoor_Non-CFL_Ltg | TRUE |  |  | fixture |  | 44.18 | 0 |  | 27.99 | 16.19 | 0 | 43.4227 | Commercial | kWh | 0.0063153 | -0.45078 | Commercial | Not Used | Winter Only |  |  |  |  | Small Boilers (<100 MMBtu/hr Heat Input):Uncontrolled | 15 | 85% | 0 | 6000 | 6000 | 6000 |  |  |  |  | 1500 | 1500 | 1500 | 1500 | 1500 | 1500 | 1500 | 1500 | 1500 | 1500 | 1500 | 1500 | 0 | 0 | 0 | 0 | 0 | 0 | 0 | 0 | 0 | 0 | 0 | 0 | 0 | 0 | 0 | 0 | 18000 |  | 781607.7713 | 113.6751 | -8113.9751 | 0.1439% | 0.09646% | -0.355% | 664366.6056 | 96.6239 | -6896.8788 | 0.1817% | 0.1164% | -0.2895%
SDG&E Portfolio | [15 empty] | 0 |  |  | #N/A | [20 empty] | 0 | 0 | 0 | 0 | 0 | 0 | 0 | 0 | 0 | 0 | 0 | 0 | 0 | 0 | 0 | 0 | 0 | 0 | 0 | 0 | 0 | 0 | 0 | 0 | 0 | 0 | 0 | 0 | 0
SDG&E Portfolio | [15 empty] | 0 |  |  | #N/A | [20 empty] | 0 | 0 | 0 | 0 | 0 | 0 | 0 | 0 | 0 | 0 | 0 | 0 | 0 | 0 | 0 | 0 | 0 | 0 | 0 | 0 | 0 | 0 | 0 | 0 | 0 | 0 | 0 | 0 | 0
SDG&E Portfolio | Other Lighting Measures | [14 empty] | 0 |  |  | #N/A | [20 empty] | 0 | 0 | 0 | 0 | 0 | 0 | 0 | 0 | 0 | 0 | 0 | 0 | 0 | 0 | 0 | 0 | 0 | 0 | 0 | 0 | 0 | 0 | 0 | 0 | 0 | 0 | 0 | 0 | 0
SDG&E Portfolio | 416002-Lighting - Occupancy Sensor - High-Bay Sensor |  | System | Commercial | 23-RTL-Retail–SingleStorylarge-LIT_INT | TRUE |  |  | Sensor |  | 141 | 83.07 |  |  |  | 57.93 | 1661.4 | Commercial | kWh | 0.39312 | 0 | Commercial | Not Used | Winter Only |  |  |  |  | Small Boilers (<100 MMBtu/hr Heat Input):Uncontrolled | 8 | 84% | 0 | 1612 | 1612 | 1612 |  |  |  |  | 403 | 403 | 403 | 403 | 403 | 403 | 403 | 403 | 403 | 403 | 403 | 403 | 0 | 0 | 0 | 0 | 0 | 0 | 0 | 0 | 0 | 0 | 0 | 0 | 0 | 0 | 0 | 0 | 4836 |  | 8034530.4 | 1901.1283 | 0 | 1.479% | 1.613% | 0% | 6749005.536 | 1596.9478 | 0 | 1.845% | 1.924% | 0%
SDG&E Portfolio | 416004-Lighting-Interior High Bay Linear Fluorescent Fixtures <= 244 Watts replacing 400 Watts |  | System | Commercial | 01-ALC-AllCommercial-IntLight | TRUE |  |  | Fixture |  | 391.6461 | 195.82 |  |  |  | 195.8261 | 528.157 | Commercial | kWh | 0.1124 | -2.0249 | Commercial | Not Used | Winter Only |  |  |  |  | Small Boilers (<100 MMBtu/hr Heat Input):Uncontrolled | 15 | 78% | 0 | 3155 | 3155 | 3155 |  |  |  |  | 788.75 | 788.75 | 788.75 | 788.75 | 788.75 | 788.75 | 788.75 | 788.75 | 788.75 | 788.75 | 788.75 | 788.75 | 0 | 0 | 0 | 0 | 0 | 0 | 0 | 0 | 0 | 0 | 0 | 0 | 0 | 0 | 0 | 0 | 9465 |  | 4999006.005 | 1063.8471 | -19165.8678 | 0.9202% | 0.9027% | -0.8386% | 3899224.6839 | 829.8007 | -14949.3769 | 1.066% | 0.9997% | -0.6275%
SDG&E Portfolio | [15 empty] | 0 |  |  | #N/A | [20 empty] | 0 | 0 | 0 | 0 | 0 | 0 | 0 | 0 | 0 | 0 | 0 | 0 | 0 | 0 | 0 | 0 | 0 | 0 | 0 | 0 | 0 | 0 | 0 | 0 | 0 | 0 | 0 | 0 | 0
SDG&E Portfolio | [15 empty] | 0 |  |  | #N/A | [20 empty] | 0 | 0 | 0 | 0 | 0 | 0 | 0 | 0 | 0 | 0 | 0 | 0 | 0 | 0 | 0 | 0 | 0 | 0 | 0 | 0 | 0 | 0 | 0 | 0 | 0 | 0 | 0 | 0 | 0
SDG&E Portfolio | Process | [14 empty] | 0 |  |  | #N/A | [20 empty] | 0 | 0 | 0 | 0 | 0 | 0 | 0 | 0 | 0 | 0 | 0 | 0 | 0 | 0 | 0 | 0 | 0 | 0 | 0 | 0 | 0 | 0 | 0 | 0 | 0 | 0 | 0 | 0 | 0
SDG&E Portfolio | 416003-Pipe Insulation - Low Pressure Steam Applic. (LF) 1 in |  | System | Commercial | 01-ALC-AllCommercial-Vent/Fan | TRUE |  |  | LinearFt |  | 3.63 | 3.63 |  |  |  | 0 | 0 | Commercial | kWh | 0 | 13.4 | Commercial | Not Used | Annual |  |  |  |  | Small Boilers (<100 MMBtu/hr Heat Input):Uncontrolled | 11 | 46% | 0 | 11870 | 11870 | 11870 |  |  |  |  | 2967.5 | 2967.5 | 2967.5 | 2967.5 | 2967.5 | 2967.5 | 2967.5 | 2967.5 | 2967.5 | 2967.5 | 2967.5 | 2967.5 | 0 | 0 | 0 | 0 | 0 | 0 | 0 | 0 | 0 | 0 | 0 | 0 | 0 | 0 | 0 | 0 | 35610 |  | 0 | 0 | 477174 | 0% | 0% | 20.88% | 0 | 0 | 219500.04 | 0% | 0% | 9.213%
SDG&E Portfolio | 412007-Food Service - French Fryer-Gas |  | System | Commercial |  |  |  |  | per Unit |  | 3796 | 1262.5 |  |  |  | 2533.5 | 0 | Commercial | #N/A | 0 | 505 | Commercial | Not Used | Annual |  |  |  |  | Small Boilers (<100 MMBtu/hr Heat Input):Uncontrolled | 12 | 70% | 0 | 422 | 422 | 422 |  |  |  |  | 105.5 | 105.5 | 105.5 | 105.5 | 105.5 | 105.5 | 105.5 | 105.5 | 105.5 | 105.5 | 105.5 | 105.5 | 0 | 0 | 0 | 0 | 0 | 0 | 0 | 0 | 0 | 0 | 0 | 0 | 0 | 0 | 0 | 0 | 1266 |  | 0 | 0 | 639330 | 0% | 0% | 27.97% | 0 | 0 | 447531 | 0% | 0% | 18.78%
SDG&E Portfolio | 412008-Food Service - Steamer-Gas |  | System | Commercial |  |  |  |  | per Unit |  | 6221 | 4043.65 |  |  |  | 2177.35 | 0 | Commercial | #N/A | 0 | 2084 | Commercial | Not Used | Annual |  |  |  |  | Small Boilers (<100 MMBtu/hr Heat Input):Uncontrolled | 12 | 70% | 0 | 19 | 19 | 19 |  |  |  |  | 4.75 | 4.75 | 4.75 | 4.75 | 4.75 | 4.75 | 4.75 | 4.75 | 4.75 | 4.75 | 4.75 | 4.75 | 0 | 0 | 0 | 0 | 0 | 0 | 0 | 0 | 0 | 0 | 0 | 0 | 0 | 0 | 0 | 0 | 57 |  | 0 | 0 | 118788 | 0% | 0% | 5.197% | 0 | 0 | 83151.6 | 0% | 0% | 3.49%
SDG&E Portfolio | 412011-Food Service-Commercial Gas Rack Oven- Double, Cooking Efficiency >= 50% |  | System | Commercial |  |  |  |  | unit |  | 8646 | 5260 |  |  |  | 3386 | 0 | Commercial | #N/A | 0 | 2104 | Commercial | Not Used | Annual |  |  |  |  | Small Boilers (<100 MMBtu/hr Heat Input):Uncontrolled | 12 | 70% | 0 | 6 | 6 | 6 |  |  |  |  | 1.5 | 1.5 | 1.5 | 1.5 | 1.5 | 1.5 | 1.5 | 1.5 | 1.5 | 1.5 | 1.5 | 1.5 | 0 | 0 | 0 | 0 | 0 | 0 | 0 | 0 | 0 | 0 | 0 | 0 | 0 | 0 | 0 | 0 | 18 |  | 0 | 0 | 37872 | 0% | 0% | 1.657% | 0 | 0 | 26510.4 | 0% | 0% | 1.113%
SDG&E Portfolio | [15 empty] | 0 |  |  | #N/A | [20 empty] | 0 | 0 | 0 | 0 | 0 | 0 | 0 | 0 | 0 | 0 | 0 | 0 | 0 | 0 | 0 | 0 | 0 | 0 | 0 | 0 | 0 | 0 | 0 | 0 | 0 | 0 | 0 | 0 | 0
SDG&E Portfolio | [15 empty] | 0 |  |  | #N/A | [20 empty] | 0 | 0 | 0 | 0 | 0 | 0 | 0 | 0 | 0 | 0 | 0 | 0 | 0 | 0 | 0 | 0 | 0 | 0 | 0 | 0 | 0 | 0 | 0 | 0 | 0 | 0 | 0 | 0 | 0
SDG&E Portfolio | Customized Measures | [14 empty] | 0 |  |  | #N/A | [20 empty] | 0 | 0 | 0 | 0 | 0 | 0 | 0 | 0 | 0 | 0 | 0 | 0 | 0 | 0 | 0 | 0 | 0 | 0 | 0 | 0 | 0 | 0 | 0 | 0 | 0 | 0 | 0 | 0 | 0
SDG&E Portfolio | [15 empty] | 0 |  |  | #N/A | [20 empty] | 0 | 0 | 0 | 0 | 0 | 0 | 0 | 0 | 0 | 0 | 0 | 0 | 0 | 0 | 0 | 0 | 0 | 0 | 0 | 0 | 0 | 0 | 0 | 0 | 0 | 0 | 0 | 0 | 0
SDG&E Portfolio | Agricultural | [14 empty] | 0 |  |  | #N/A | [20 empty] | 0 | 0 | 0 | 0 | 0 | 0 | 0 | 0 | 0 | 0 | 0 | 0 | 0 | 0 | 0 | 0 | 0 | 0 | 0 | 0 | 0 | 0 | 0 | 0 | 0 | 0 | 0 | 0 | 0
SDG&E Portfolio | 425001-Gas - SPC Strategy |  | System | Agricultural | 35-OTI-OtherIndustrial-PROC_OTH | TRUE |  |  | Therm |  | 6.55 | 2 |  |  |  | 4.55 | 0 | Commercial | kWh | 0 | 1 | Commercial | Not Used | Annual |  |  |  |  | Large Boilers (>100 MMBtu/hr Heat Input):Uncontrolled | 15 | 64% | 0 | 253845 | 253845 | 253845 |  |  |  |  | 63461.25 | 63461.25 | 63461.25 | 63461.25 | 63461.25 | 63461.25 | 63461.25 | 63461.25 | 63461.25 | 63461.25 | 63461.25 | 63461.25 | 0 | 0 | 0 | 0 | 0 | 0 | 0 | 0 | 0 | 0 | 0 | 0 | 0 | 0 | 0 | 0 | 761535 |  | 0 | 0 | 761535 | 0% | 0% | 33.32% | 0 | 0 | 487382.4 | 0% | 0% | 20.46%
SDG&E Portfolio | 425002-Other - SPC Strategy |  | System | Agricultural | 35-OTI-OtherIndustrial-PROC_OTH | TRUE |  |  | KWH |  | 1.17 | 1.17 |  |  |  | 0 | 1 | Commercial | kWh | 8.33e-05 | 0 | Commercial | Not Used | [6 empty] | 15 | 64% | 0 | 549522 | 549522 | 549522 |  |  |  |  | 137380.5 | 137380.5 | 137380.5 | 137380.5 | 137380.5 | 137380.5 | 137380.5 | 137380.5 | 137380.5 | 137380.5 | 137380.5 | 137380.5 | 0 | 0 | 0 | 0 | 0 | 0 | 0 | 0 | 0 | 0 | 0 | 0 | 0 | 0 | 0 | 0 | 1648566 |  | 1648566 | 137.3255 | 0 | 0.3035% | 0.1165% | 0% | 1055082.24 | 87.8884 | 0 | 0.2885% | 0.1059% | 0%
SDG&E Portfolio | [15 empty] | 0 |  |  | #N/A | [20 empty] | 0 | 0 | 0 | 0 | 0 | 0 | 0 | 0 | 0 | 0 | 0 | 0 | 0 | 0 | 0 | 0 | 0 | 0 | 0 | 0 | 0 | 0 | 0 | 0 | 0 | 0 | 0 | 0 | 0
SDG&E Portfolio | [15 empty] | 0 |  |  | #N/A | [20 empty] | 0 | 0 | 0 | 0 | 0 | 0 | 0 | 0 | 0 | 0 | 0 | 0 | 0 | 0 | 0 | 0 | 0 | 0 | 0 | 0 | 0 | 0 | 0 | 0 | 0 | 0 | 0 | 0 | 0
SDG&E Portfolio | [15 empty] | 0 |  |  | #N/A | [20 empty] | 0 | 0 | 0 | 0 | 0 | 0 | 0 | 0 | 0 | 0 | 0 | 0 | 0 | 0 | 0 | 0 | 0 | 0 | 0 | 0 | 0 | 0 | 0 | 0 | 0 | 0 | 0 | 0 | 0
SDG&E Portfolio | New Construction | [14 empty] | 0 |  |  | #N/A | [20 empty] | 0 | 0 | 0 | 0 | 0 | 0 | 0 | 0 | 0 | 0 | 0 | 0 | 0 | 0 | 0 | 0 | 0 | 0 | 0 | 0 | 0 | 0 | 0 | 0 | 0 | 0 | 0 | 0 | 0
SDG&E Portfolio | 417002-Whole Bldg - Elec |  | System | Commercial | 01-ALC-AllCommercial-Cooling | TRUE |  |  | kWh |  | 0.39 | 0.2 |  |  |  | 0.19 | 1 | Commercial | kWh | 0.0004166 | 0 | Commercial | Not Used | Winter Only |  |  |  |  | Small Boilers (<100 MMBtu/hr Heat Input):Uncontrolled | 15 | 70% | 0.4 | 4709134 | 4709134 | 4709134 |  |  |  |  | 1177283.5 | 1177283.5 | 1177283.5 | 1177283.5 | 1177283.5 | 1177283.5 | 1177283.5 | 1177283.5 | 1177283.5 | 1177283.5 | 1177283.5 | 1177283.5 | 0 | 0 | 0 | 0 | 0 | 0 | 0 | 0 | 0 | 0 | 0 | 0 | 0 | 0 | 0 | 0 | 14127402 |  | 14127402 | 5885.4757 | 0 | 2.6% | 4.994% | 0% | 9889181.4 | 4119.833 | 0 | 2.704% | 4.963% | 0%
SDG&E Portfolio | 417003-Whole Bldg - Th |  | System | Commercial | 17-OFL-Office–Large-Cooling | TRUE |  |  | Therm |  | 3.03 | 1 |  |  |  | 2.03 | 0 | Commercial | kWh | 0 | 1 | Commercial | Not Used | Winter Only |  |  |  |  | Small Boilers (<100 MMBtu/hr Heat Input):Uncontrolled | 20 | 93% | 0 | 434063 | 434063 | 434063 |  |  |  |  | 108515.75 | 108515.75 | 108515.75 | 108515.75 | 108515.75 | 108515.75 | 108515.75 | 108515.75 | 108515.75 | 108515.75 | 108515.75 | 108515.75 | 0 | 0 | 0 | 0 | 0 | 0 | 0 | 0 | 0 | 0 | 0 | 0 | 0 | 0 | 0 | 0 | 1302189 |  | 0 | 0 | 1302189 | 0% | 0% | 56.97% | 0 | 0 | 1211035.77 | 0% | 0% | 50.83%
SDG&E Portfolio | [15 empty] | 0 |  |  | #N/A | [20 empty] | 0 | 0 | 0 | 0 | 0 | 0 | 0 | 0 | 0 | 0 | 0 | 0 | 0 | 0 | 0 | 0 | 0 | 0 | 0 | 0 | 0 | 0 | 0 | 0 | 0 | 0 | 0 | 0 | 0
SDG&E Portfolio | HVAC&R | [14 empty] | 0 |  |  | #N/A | [20 empty] | 0 | 0 | 0 | 0 | 0 | 0 | 0 | 0 | 0 | 0 | 0 | 0 | 0 | 0 | 0 | 0 | 0 | 0 | 0 | 0 | 0 | 0 | 0 | 0 | 0 | 0 | 0 | 0 | 0
SDG&E Portfolio | Packaged Units | [14 empty] | 0 |  |  | #N/A | [20 empty] | 0 | 0 | 0 | 0 | 0 | 0 | 0 | 0 | 0 | 0 | 0 | 0 | 0 | 0 | 0 | 0 | 0 | 0 | 0 | 0 | 0 | 0 | 0 | 0 | 0 | 0 | 0 | 0 | 0
SDG&E Portfolio | 411003-Pkg AC EER = 10.0 (240-759 kBtuh) - SPC Strategy |  | System | Commercial | NON_res:DEER:HVAC_Split-Package_AC | TRUE |  |  | tons served cooling cap |  | 192.648 | 96.32 |  |  |  | 96.328 | 68.8822 | Commercial | kWh | 0.035417 | 0 | Commercial | Not Used | Winter Only |  |  |  |  | Large Boilers (>100 MMBtu/hr Heat Input):Uncontrolled | 15 | 64% | 0 | 7336 | 7336 | 7336 |  |  |  |  | 1834 | 1834 | 1834 | 1834 | 1834 | 1834 | 1834 | 1834 | 1834 | 1834 | 1834 | 1834 | 0 | 0 | 0 | 0 | 0 | 0 | 0 | 0 | 0 | 0 | 0 | 0 | 0 | 0 | 0 | 0 | 22008 |  | 1515959.4568 | 779.4569 | 0 | 0.279% | 0.6614% | 0% | 970214.0524 | 498.8524 | 0 | 0.2653% | 0.601% | 0%
SDG&E Portfolio | 409010-Pkg AC EER = 10.0 (240-759 kBtuh) - Bid Strategy |  | System | Commercial | NON_res:DEER:HVAC_Split-Package_AC | TRUE |  |  | tons served cooling cap |  | 192.648 | 96.32 |  |  |  | 96.328 | 68.9774 | Commercial | kWh | 0.053202 | 0 | Commercial | Not Used | Winter Only |  |  |  |  | Large Boilers (>100 MMBtu/hr Heat Input):Uncontrolled | 15 | 75% | 1 | 18505 | 18505 | 18505 |  |  |  |  | 4626.25 | 4626.25 | 4626.25 | 4626.25 | 4626.25 | 4626.25 | 4626.25 | 4626.25 | 4626.25 | 4626.25 | 4626.25 | 4626.25 | 0 | 0 | 0 | 0 | 0 | 0 | 0 | 0 | 0 | 0 | 0 | 0 | 0 | 0 | 0 | 0 | 55515 |  | 3829278.899 | 2953.5077 | 0 | 0.7049% | 2.506% | 0% | 2871959.1742 | 2215.1307 | 0 | 0.7853% | 2.669% | 0%
SDG&E Portfolio | [15 empty] | 0 |  |  | #N/A | [20 empty] | 0 | 0 | 0 | 0 | 0 | 0 | 0 | 0 | 0 | 0 | 0 | 0 | 0 | 0 | 0 | 0 | 0 | 0 | 0 | 0 | 0 | 0 | 0 | 0 | 0 | 0 | 0 | 0 | 0
SDG&E Portfolio | [15 empty] | 0 |  |  | #N/A | [20 empty] | 0 | 0 | 0 | 0 | 0 | 0 | 0 | 0 | 0 | 0 | 0 | 0 | 0 | 0 | 0 | 0 | 0 | 0 | 0 | 0 | 0 | 0 | 0 | 0 | 0 | 0 | 0 | 0 | 0
SDG&E Portfolio | Chillers | [14 empty] | 0 |  |  | #N/A | [20 empty] | 0 | 0 | 0 | 0 | 0 | 0 | 0 | 0 | 0 | 0 | 0 | 0 | 0 | 0 | 0 | 0 | 0 | 0 | 0 | 0 | 0 | 0 | 0 | 0 | 0 | 0 | 0 | 0 | 0
SDG&E Portfolio | 411004-Water cooled VSD centrifugal chiller (150-299 tons, 0.507 kW/ton), load control tower - SPC Strategy |  | System | Commercial | NON_res:DEER:HVAC_Chillers | TRUE |  |  | tons |  | 169.04 | 84.52 |  |  |  | 84.52 | 397.5667 | Commercial | kWh | 0.16654 | -3.7326e-05 | Commercial | Not Used | Winter Only |  |  |  |  | Large Boilers (>100 MMBtu/hr Heat Input):Uncontrolled | 20 | 64% | 0 | 1587 | 1587 | 1587 |  |  |  |  | 396.75 | 396.75 | 396.75 | 396.75 | 396.75 | 396.75 | 396.75 | 396.75 | 396.75 | 396.75 | 396.75 | 396.75 | 0 | 0 | 0 | 0 | 0 | 0 | 0 | 0 | 0 | 0 | 0 | 0 | 0 | 0 | 0 | 0 | 4761 |  | 1892814.926 | 792.8772 | -0.17771 | 0.3484% | 0.6728% | -7.775e-06% | 1211401.5527 | 507.4414 | -0.11373 | 0.3313% | 0.6113% | -4.774e-06%
SDG&E Portfolio | 409011-Water cooled VSD centrifugal chiller (150-299 tons, 0.507 kW/ton), load control tower - Bid Strategy |  | System | Commercial | NON_res:DEER:HVAC_Chillers | TRUE |  |  | tons |  | 169.04 | 84.52 |  |  |  | 84.52 | 397.9309 | Commercial | kWh | 0.14492 | 2.8355e-06 | Commercial | Not Used | Winter Only |  |  |  |  | Large Boilers (>100 MMBtu/hr Heat Input):Uncontrolled | 20 | 50% | 1 | 8177 | 8177 | 8177 |  |  |  |  | 2044.25 | 2044.25 | 2044.25 | 2044.25 | 2044.25 | 2044.25 | 2044.25 | 2044.25 | 2044.25 | 2044.25 | 2044.25 | 2044.25 | 0 | 0 | 0 | 0 | 0 | 0 | 0 | 0 | 0 | 0 | 0 | 0 | 0 | 0 | 0 | 0 | 24531 |  | 9761641.8503 | 3554.9517 | 0.069556 | 1.797% | 3.017% | 3.043e-06% | 4880820.9252 | 1777.4758 | 0.034778 | 1.335% | 2.141% | 1.46e-06%
SDG&E Portfolio | 415005-Water cooled VSD centrifugal chiller (150-299 tons, 0.507 kW/ton), load control tower - Bid Strategy |  | System | Industrial | 12-MBT-Manufacturing–Bio/Tech-COOL | TRUE |  |  | Ton |  | 169.04 | 84.52 |  |  |  | 84.52 | 533.69 | Commercial | kWh | 0.20186 | 0 | Commercial | Not Used | Winter Only |  |  |  |  | Large Boilers (>100 MMBtu/hr Heat Input):Uncontrolled | 20 | 64% | 1 | 2841 | 2841 | 2841 |  |  |  |  | 710.25 | 710.25 | 710.25 | 710.25 | 710.25 | 710.25 | 710.25 | 710.25 | 710.25 | 710.25 | 710.25 | 710.25 | 0 | 0 | 0 | 0 | 0 | 0 | 0 | 0 | 0 | 0 | 0 | 0 | 0 | 0 | 0 | 0 | 8523 |  | 543271124.1164 | 117849.3195 | 2285549.8125 | 100% | 100% | 100% | 365704242.2954 | 83006.4311 | 2382430.8987 | 100% | 100% | 100%
SDG&E Portfolio | [15 empty] | 0 |  |  | #N/A | [20 empty] | 0 | 0 | 0 | 0 | 0 | 0 | 0 | 0 | 0 | 0 | 0 | 0 | 0 | 0 | 0 | 0 | 0 | 0 | 0 | 0 | 0 | 0 | 0 | 0 | 0 | 0 | 0 | 0 | 0
SDG&E Portfolio | Other HVAC&R | [14 empty] | 0 |  |  | #N/A | [20 empty] | 0 | 0 | 0 | 0 | 0 | 0 | 0 | 0 | 0 | 0 | 0 | 0 | 0 | 0 | 0 | 0 | 0 | 0 | 0 | 0 | 0 | 0 | 0 | 0 | 0 | 0 | 0 | 0 | 0
SDG&E Portfolio | 409003-HVAC Gas - Bid Strategy - spillover savings from Electric HVAC Projects (no additional cost) |  | System | Commercial |  |  |  |  | Therm |  | 0 | 0 |  |  |  | 0 | 0 | Commercial | #N/A | 0 | 1 | Commercial | Not Used | Winter Only |  |  |  |  | Large Boilers (>100 MMBtu/hr Heat Input):Uncontrolled | 15 | 64% | 0 | 700216 | 700216 | 700216 |  |  |  |  | 175054 | 175054 | 175054 | 175054 | 175054 | 175054 | 175054 | 175054 | 175054 | 175054 | 175054 | 175054 | 0 | 0 | 0 | 0 | 0 | 0 | 0 | 0 | 0 | 0 | 0 | 0 | 0 | 0 | 0 | 0 | 2100648 |  | 0 | 0 | 2100648 | 0% | 0% | 91.91% | 0 | 0 | 1344414.72 | 0% | 0% | 56.43%
SDG&E Portfolio | 405001-Nonresidential Retro-Commissioning |  | System | Commercial | 08-EUN-Education–University-COOL | TRUE |  |  | KWH |  | 0.28 | 0 | 0.28 |  |  | 0 | 1 | Commercial | kWh | 0 | 0.03 | Commercial | Not Used | Winter Only |  |  |  |  | Large Boilers (>100 MMBtu/hr Heat Input):Uncontrolled | 10 | 90% | 1 | 1880952 | 1880952 | 1880952 |  |  |  |  | 470238 | 470238 | 470238 | 470238 | 470238 | 470238 | 470238 | 470238 | 470238 | 470238 | 470238 | 470238 | 0 | 0 | 0 | 0 | 0 | 0 | 0 | 0 | 0 | 0 | 0 | 0 | 0 | 0 | 0 | 0 | 5642856 |  | 5642856 | 0 | 169285.68 | 1.039% | 0% | 7.407% | 5078570.4 | 0 | 152357.112 | 1.389% | 0% | 6.395%
SDG&E Portfolio | 409004-Refrigeration - Bid Strategy |  | System | Commercial | 09-GRO-Grocery-REFG | TRUE |  |  | KWH |  | 0.44 | 0.22 |  |  |  | 0.22 | 1 | Commercial | kWh | 0.00012 | 0 | Commercial | Not Used | Winter Only |  |  |  |  | Large Boilers (>100 MMBtu/hr Heat Input):Uncontrolled | 8 | 64% | 0 | 5067959 | 5067959 | 5067959 |  |  |  |  | 1266989.75 | 1266989.75 | 1266989.75 | 1266989.75 | 1266989.75 | 1266989.75 | 1266989.75 | 1266989.75 | 1266989.75 | 1266989.75 | 1266989.75 | 1266989.75 | 0 | 0 | 0 | 0 | 0 | 0 | 0 | 0 | 0 | 0 | 0 | 0 | 0 | 0 | 0 | 0 | 15203877 |  | 15203877 | 1824.4652 | 0 | 2.799% | 1.548% | 0% | 9730481.28 | 1167.6578 | 0 | 2.661% | 1.407% | 0%
SDG&E Portfolio | [15 empty] | 0 |  |  | #N/A | [20 empty] | 0 | 0 | 0 | 0 | 0 | 0 | 0 | 0 | 0 | 0 | 0 | 0 | 0 | 0 | 0 | 0 | 0 | 0 | 0 | 0 | 0 | 0 | 0 | 0 | 0 | 0 | 0 | 0 | 0
SDG&E Portfolio | Lighting | [14 empty] | 0 |  |  | #N/A | [20 empty] | 0 | 0 | 0 | 0 | 0 | 0 | 0 | 0 | 0 | 0 | 0 | 0 | 0 | 0 | 0 | 0 | 0 | 0 | 0 | 0 | 0 | 0 | 0 | 0 | 0 | 0 | 0 | 0 | 0
SDG&E Portfolio | Screw-in CFL & CFL Fixtures | [14 empty] | 0 |  |  | #N/A | [20 empty] | 0 | 0 | 0 | 0 | 0 | 0 | 0 | 0 | 0 | 0 | 0 | 0 | 0 | 0 | 0 | 0 | 0 | 0 | 0 | 0 | 0 | 0 | 0 | 0 | 0 | 0 | 0 | 0 | 0
SDG&E Portfolio | 409008-CFL, 15W lamp, Pin Based - Bid |  | System | Commercial | 24-RTS-Retail–Small-LIT_INT | TRUE |  |  | Lamp |  | 45.515 | 22.76 |  |  |  | 22.755 | 195.3161 | Commercial | kWh | 0.034536 | -0.51027 | Commercial | Not Used | Winter Only |  |  |  |  | Large Boilers (>100 MMBtu/hr Heat Input):Uncontrolled | 15 | 64% | 0 | 1261 | 1261 | 1261 |  |  |  |  | 315.25 | 315.25 | 315.25 | 315.25 | 315.25 | 315.25 | 315.25 | 315.25 | 315.25 | 315.25 | 315.25 | 315.25 | 0 | 0 | 0 | 0 | 0 | 0 | 0 | 0 | 0 | 0 | 0 | 0 | 0 | 0 | 0 | 0 | 3783 |  | 738880.6754 | 130.6488 | -1930.3451 | 0.136% | 0.1109% | -0.08446% | 472883.6322 | 83.6153 | -1235.4209 | 0.1293% | 0.1007% | -0.05186%
SDG&E Portfolio | 409009-CFL, 28W lamp, Pin Based - Bid |  | System | Commercial | 23-RTL-Retail–SingleStorylarge-LIT_INT | TRUE |  |  | Lamp |  | 55.15 | 27.58 |  |  |  | 27.57 | 364.9333 | Commercial | kWh | 0.064527 | -0.9534 | Commercial | Not Used | Winter Only |  |  |  |  | Large Boilers (>100 MMBtu/hr Heat Input):Uncontrolled | 15 | 64% | 0 | 675 | 675 | 675 |  |  |  |  | 168.75 | 168.75 | 168.75 | 168.75 | 168.75 | 168.75 | 168.75 | 168.75 | 168.75 | 168.75 | 168.75 | 168.75 | 0 | 0 | 0 | 0 | 0 | 0 | 0 | 0 | 0 | 0 | 0 | 0 | 0 | 0 | 0 | 0 | 2025 |  | 738989.9331 | 130.6682 | -1930.6305 | 0.136% | 0.1109% | -0.08447% | 472953.5572 | 83.6276 | -1235.6035 | 0.1293% | 0.1007% | -0.05186%
SDG&E Portfolio | 411008-CFL, 15W lamp, Specialty - SPC |  | System | Commercial | 17-OFL-Office–Large-IntLight | TRUE |  |  | Lamp |  | 11.07 | 6.96 |  |  |  | 4.11 | 139.284 | Commercial | kWh | 0.035627 | -3.339 | Commercial | Not Used | Winter Only |  |  |  |  | Large Boilers (>100 MMBtu/hr Heat Input):Uncontrolled | 3.0292 | 64% | 0 | 428 | 428 | 428 |  |  |  |  | 107 | 107 | 107 | 107 | 107 | 107 | 107 | 107 | 107 | 107 | 107 | 107 | 0 | 0 | 0 | 0 | 0 | 0 | 0 | 0 | 0 | 0 | 0 | 0 | 0 | 0 | 0 | 0 | 1284 |  | 178840.656 | 45.7452 | -4287.2632 | 0.03292% | 0.03882% | -0.1876% | 114458.0198 | 29.2769 | -2743.8484 | 0.0313% | 0.03527% | -0.1152%
SDG&E Portfolio | 411009-CFL, 28W lamp, Integral or Modular, Tube or Spiral or Flood - SPC |  | System | Commercial | 17-OFL-Office–Large-IntLight | TRUE |  |  | Lamp |  | 15.7418 | 13.01 |  |  |  | 2.7318 | 260.242 | Commercial | kWh | 0.066566 | -6.2386 | Commercial | Not Used | Winter Only |  |  |  |  | Large Boilers (>100 MMBtu/hr Heat Input):Uncontrolled | 3.0292 | 64% | 0 | 229 | 229 | 229 |  |  |  |  | 57.25 | 57.25 | 57.25 | 57.25 | 57.25 | 57.25 | 57.25 | 57.25 | 57.25 | 57.25 | 57.25 | 57.25 | 0 | 0 | 0 | 0 | 0 | 0 | 0 | 0 | 0 | 0 | 0 | 0 | 0 | 0 | 0 | 0 | 687 |  | 178786.254 | 45.7311 | -4285.9525 | 0.03291% | 0.0388% | -0.1875% | 114423.2026 | 29.2679 | -2743.0096 | 0.03129% | 0.03526% | -0.1151%
SDG&E Portfolio | [15 empty] | 0 |  |  | #N/A | [20 empty] | 0 | 0 | 0 | 0 | 0 | 0 | 0 | 0 | 0 | 0 | 0 | 0 | 0 | 0 | 0 | 0 | 0 | 0 | 0 | 0 | 0 | 0 | 0 | 0 | 0 | 0 | 0 | 0 | 0
SDG&E Portfolio | Linear fixtures | [14 empty] | 0 |  |  | #N/A | [20 empty] | 0 | 0 | 0 | 0 | 0 | 0 | 0 | 0 | 0 | 0 | 0 | 0 | 0 | 0 | 0 | 0 | 0 | 0 | 0 | 0 | 0 | 0 | 0 | 0 | 0 | 0 | 0 | 0 | 0
SDG&E Portfolio | 409005-FL, (6) 46in, T5HO lamp, (3) Programmed Start Ballast, (BF: 1.00), Lumens=28500, W/fixt=351 (Replace) - Bid |  | System | Commercial | 23-RTL-Retail–SingleStorylarge-LIT_INT | TRUE |  |  | Fixture |  | 391.6461 | 195.82 |  |  |  | 195.8261 | 528.157 | Commercial | kWh | 0.1124 | -2.0249 | Commercial | Not Used | Winter Only |  |  |  |  | Large Boilers (>100 MMBtu/hr Heat Input):Uncontrolled | 15 | 64% | 0 | 2611 | 2611 | 2611 |  |  |  |  | 652.75 | 652.75 | 652.75 | 652.75 | 652.75 | 652.75 | 652.75 | 652.75 | 652.75 | 652.75 | 652.75 | 652.75 | 0 | 0 | 0 | 0 | 0 | 0 | 0 | 0 | 0 | 0 | 0 | 0 | 0 | 0 | 0 | 0 | 7833 |  | 4137053.781 | 880.4135 | -15861.1984 | 0.7615% | 0.7471% | -0.694% | 2647714.4198 | 563.4647 | -10151.167 | 0.724% | 0.6788% | -0.4261%
SDG&E Portfolio | 409006-FL, (2) 48in, T8 lamp, Premium IS EB, NLO (BF: .85-.95), Lumens=5346, W/fixt=54 (Retrofit) - Bid |  | System | Commercial | 23-RTL-Retail–SingleStorylarge-LIT_INT | TRUE |  |  | Fixture |  | 51.5348 | 25.77 |  |  |  | 25.7648 | 91.081 | Commercial | kWh | 0.019382 | -0.2969 | Commercial | Not Used | Winter Only |  |  |  |  | Large Boilers (>100 MMBtu/hr Heat Input):Uncontrolled | 15 | 64% | 0 | 21627 | 21627 | 21627 |  |  |  |  | 5406.75 | 5406.75 | 5406.75 | 5406.75 | 5406.75 | 5406.75 | 5406.75 | 5406.75 | 5406.75 | 5406.75 | 5406.75 | 5406.75 | 0 | 0 | 0 | 0 | 0 | 0 | 0 | 0 | 0 | 0 | 0 | 0 | 0 | 0 | 0 | 0 | 64881 |  | 5909423.2714 | 1257.5005 | -19263.4217 | 1.088% | 1.067% | -0.8428% | 3782030.8937 | 804.8003 | -12328.5899 | 1.034% | 0.9696% | -0.5175%
SDG&E Portfolio | 411005-FL, (6) 46in, T5HO lamp, (3) Programmed Start Ballast, (BF: 1.00), Lumens=28500, W/fixt=351 (Replace) - SPC |  | System | Commercial | 12-MBT-Manufacturing–Bio/Tech-LIGHT | TRUE |  |  | Fixture |  | 391.6461 | 195.82 |  |  |  | 195.8261 | 462.339 | Commercial | kWh | 0.11297 | -0.15208 | Commercial | Not Used | Winter Only |  |  |  |  | Large Boilers (>100 MMBtu/hr Heat Input):Uncontrolled | 15 | 64% | 0 | 688 | 688 | 688 |  |  |  |  | 172 | 172 | 172 | 172 | 172 | 172 | 172 | 172 | 172 | 172 | 172 | 172 | 0 | 0 | 0 | 0 | 0 | 0 | 0 | 0 | 0 | 0 | 0 | 0 | 0 | 0 | 0 | 0 | 2064 |  | 954267.696 | 233.1721 | -313.8931 | 0.1757% | 0.1979% | -0.01373% | 610731.3254 | 149.2302 | -200.8916 | 0.167% | 0.1798% | -0.008432%
SDG&E Portfolio | 411006-FL, (2) 48in, T8 lamp, Premium IS EB, NLO (BF: .85-.95), Lumens=5346, W/fixt=54 (Retrofit) - SPC |  | System | Commercial | 17-OFL-Office–Large-IntLight | TRUE |  |  | Fixture |  | 51.5348 | 25.77 |  |  |  | 25.7648 | 63.294 | Commercial | kWh | 0.01584 | -1.5184 | Commercial | Not Used | Winter Only |  |  |  |  | Large Boilers (>100 MMBtu/hr Heat Input):Uncontrolled | 15 | 64% | 0 | 5025 | 5025 | 5025 |  |  |  |  | 1256.25 | 1256.25 | 1256.25 | 1256.25 | 1256.25 | 1256.25 | 1256.25 | 1256.25 | 1256.25 | 1256.25 | 1256.25 | 1256.25 | 0 | 0 | 0 | 0 | 0 | 0 | 0 | 0 | 0 | 0 | 0 | 0 | 0 | 0 | 0 | 0 | 15075 |  | 954157.05 | 238.794 | -22890.0308 | 0.1756% | 0.2026% | -1.002% | 610660.512 | 152.8282 | -14649.6197 | 0.167% | 0.1841% | -0.6149%
SDG&E Portfolio | 415004-FL, (6) 46in, T5HO lamp, (3) Programmed Start Ballast, (BF: 1.00), Lumens=28500, W/fixt=351 (Replace) - Bid |  | System | Industrial | 12-MBT-Manufacturing–Bio/Tech-LIGHT | TRUE |  |  | Fixture |  | 391.6461 | 195.82 |  |  |  | 195.8261 | 462.339 | Commercial | kWh | 0.11297 | -0.15208 | Commercial | Not Used | Winter Only |  |  |  |  | Large Boilers (>100 MMBtu/hr Heat Input):Uncontrolled | 15 | 64% | 0 | 907 | 907 | 907 |  |  |  |  | 226.75 | 226.75 | 226.75 | 226.75 | 226.75 | 226.75 | 226.75 | 226.75 | 226.75 | 226.75 | 226.75 | 226.75 | 0 | 0 | 0 | 0 | 0 | 0 | 0 | 0 | 0 | 0 | 0 | 0 | 0 | 0 | 0 | 0 | 2721 |  | 1258024.419 | 307.3941 | -413.8097 | 0.2316% | 0.2608% | -0.01811% | 805135.6282 | 196.7322 | -264.8382 | 0.2202% | 0.237% | -0.01112%
SDG&E Portfolio | [15 empty] | 0 |  |  | #N/A | [20 empty] | 0 | 0 | 0 | 0 | 0 | 0 | 0 | 0 | 0 | 0 | 0 | 0 | 0 | 0 | 0 | 0 | 0 | 0 | 0 | 0 | 0 | 0 | 0 | 0 | 0 | 0 | 0 | 0 | 0
SDG&E Portfolio | [15 empty] | 0 |  |  | #N/A | [20 empty] | 0 | 0 | 0 | 0 | 0 | 0 | 0 | 0 | 0 | 0 | 0 | 0 | 0 | 0 | 0 | 0 | 0 | 0 | 0 | 0 | 0 | 0 | 0 | 0 | 0 | 0 | 0 | 0 | 0
SDG&E Portfolio | Other Lighting Measures | [14 empty] | 0 |  |  | #N/A | [20 empty] | 0 | 0 | 0 | 0 | 0 | 0 | 0 | 0 | 0 | 0 | 0 | 0 | 0 | 0 | 0 | 0 | 0 | 0 | 0 | 0 | 0 | 0 | 0 | 0 | 0 | 0 | 0 | 0 | 0
SDG&E Portfolio | 417001-Lighting |  | System | Commercial | 18-OFS-Office–Small-IntLight | TRUE |  |  | kWh |  | 0.16 | 0.16 |  |  |  | 0 | 1 | Commercial | kWh | 0.000167 | 0 | Commercial | Not Used | Winter Only |  |  |  |  | Small Boilers (<100 MMBtu/hr Heat Input):Uncontrolled | 14 | 81% | 0 | 1350660 | 1350660 | 1350660 |  |  |  |  | 337665 | 337665 | 337665 | 337665 | 337665 | 337665 | 337665 | 337665 | 337665 | 337665 | 337665 | 337665 | 0 | 0 | 0 | 0 | 0 | 0 | 0 | 0 | 0 | 0 | 0 | 0 | 0 | 0 | 0 | 0 | 4051980 |  | 4051980 | 676.6807 | 0 | 0.7458% | 0.5742% | 0% | 3282103.8 | 548.1113 | 0 | 0.8975% | 0.6603% | 0%
SDG&E Portfolio | 411007-Metal Halide, (1) 32W lamp, Lumens=1300, W/fixt=43 (Replace) - SPC |  | System | Commercial | 17-OFL-Office–Large-IntLight | TRUE |  |  | Fixture |  | 128.6599 | 64.33 |  |  |  | 64.3299 | 213.452 | Commercial | kWh | 0.053444 | -3.9266 | Commercial | Not Used | Winter Only |  |  |  |  | Large Boilers (>100 MMBtu/hr Heat Input):Uncontrolled | 15 | 64% | 0 | 187 | 187 | 187 |  |  |  |  | 46.75 | 46.75 | 46.75 | 46.75 | 46.75 | 46.75 | 46.75 | 46.75 | 46.75 | 46.75 | 46.75 | 46.75 | 0 | 0 | 0 | 0 | 0 | 0 | 0 | 0 | 0 | 0 | 0 | 0 | 0 | 0 | 0 | 0 | 561 |  | 119746.572 | 29.9823 | -2202.8338 | 0.02204% | 0.02544% | -0.09638% | 76637.8061 | 19.1886 | -1409.8136 | 0.02096% | 0.02312% | -0.05918%
SDG&E Portfolio | 409007-Metal Halide, (1) 32W lamp, Lumens=1300, W/fixt=43 (Replace) - Bid |  | System | Commercial | 23-RTL-Retail–SingleStorylarge-LIT_INT | TRUE |  |  | Fixture |  | 128.6599 | 64.33 |  |  |  | 64.3299 | 289.664 | Commercial | kWh | 0.061636 | -0.60339 | Commercial | Not Used | Winter Only |  |  |  |  | Large Boilers (>100 MMBtu/hr Heat Input):Uncontrolled | 15 | 64% | 0 | 6993 | 6993 | 6993 |  |  |  |  | 1748.25 | 1748.25 | 1748.25 | 1748.25 | 1748.25 | 1748.25 | 1748.25 | 1748.25 | 1748.25 | 1748.25 | 1748.25 | 1748.25 | 0 | 0 | 0 | 0 | 0 | 0 | 0 | 0 | 0 | 0 | 0 | 0 | 0 | 0 | 0 | 0 | 20979 |  | 6076861.056 | 1293.0721 | -12658.5608 | 1.119% | 1.097% | -0.5539% | 3889191.0758 | 827.5662 | -8101.4789 | 1.063% | 0.997% | -0.3401%
SDG&E Portfolio | [15 empty] | 0 |  |  | #N/A | [20 empty] | 0 | 0 | 0 | 0 | 0 | 0 | 0 | 0 | 0 | 0 | 0 | 0 | 0 | 0 | 0 | 0 | 0 | 0 | 0 | 0 | 0 | 0 | 0 | 0 | 0 | 0 | 0 | 0 | 0
SDG&E Portfolio | [15 empty] | 0 |  |  | #N/A | [20 empty] | 0 | 0 | 0 | 0 | 0 | 0 | 0 | 0 | 0 | 0 | 0 | 0 | 0 | 0 | 0 | 0 | 0 | 0 | 0 | 0 | 0 | 0 | 0 | 0 | 0 | 0 | 0 | 0 | 0
SDG&E Portfolio | [15 empty] | 0 |  |  | #N/A | [20 empty] | 0 | 0 | 0 | 0 | 0 | 0 | 0 | 0 | 0 | 0 | 0 | 0 | 0 | 0 | 0 | 0 | 0 | 0 | 0 | 0 | 0 | 0 | 0 | 0 | 0 | 0 | 0 | 0 | 0
SDG&E Portfolio | Process | [14 empty] | 0 |  |  | #N/A | [20 empty] | 0 | 0 | 0 | 0 | 0 | 0 | 0 | 0 | 0 | 0 | 0 | 0 | 0 | 0 | 0 | 0 | 0 | 0 | 0 | 0 | 0 | 0 | 0 | 0 | 0 | 0 | 0 | 0 | 0
SDG&E Portfolio | 415001-Gas - SPC Strategy |  | System | Industrial | 35-OTI-OtherIndustrial-PROC_OTH | TRUE |  |  | Therm |  | 6.55 | 2 |  |  |  | 4.55 | 0 | Commercial | kWh | 0 | 1 | Commercial | Not Used | Annual |  |  |  |  | Small Boilers (<100 MMBtu/hr Heat Input):Uncontrolled | 15 | 64% | 0 | 610981 | 610981 | 610981 |  |  |  |  | 152745.25 | 152745.25 | 152745.25 | 152745.25 | 152745.25 | 152745.25 | 152745.25 | 152745.25 | 152745.25 | 152745.25 | 152745.25 | 152745.25 | 0 | 0 | 0 | 0 | 0 | 0 | 0 | 0 | 0 | 0 | 0 | 0 | 0 | 0 | 0 | 0 | 1832943 |  | 0 | 0 | 1832943 | 0% | 0% | 80.2% | 0 | 0 | 1173083.52 | 0% | 0% | 49.24%
SDG&E Portfolio | 415002-Other - SPC Strategy |  | System | Commercial | 35-OTI-OtherIndustrial-PROC_OTH | TRUE |  |  | kWh |  | 1.17 | 1.17 |  |  |  | 0 | 1 | Commercial | kWh | 8.33e-05 | 0 | Commercial | Not Used | [6 empty] | 15 | 64% | 0 | 1180481 | 1180481 | 1180481 |  |  |  |  | 295120.25 | 295120.25 | 295120.25 | 295120.25 | 295120.25 | 295120.25 | 295120.25 | 295120.25 | 295120.25 | 295120.25 | 295120.25 | 295120.25 | 0 | 0 | 0 | 0 | 0 | 0 | 0 | 0 | 0 | 0 | 0 | 0 | 0 | 0 | 0 | 0 | 3541443 |  | 3541443 | 295.0022 | 0 | 0.6519% | 0.2503% | 0% | 2266523.52 | 188.8014 | 0 | 0.6198% | 0.2275% | 0%
SDG&E Portfolio | 415003-Steam Traps - Bid or SPC Strategy |  | System | Industrial |  |  |  |  | Therm |  | 1 | 1 |  |  |  | 0 | 0 | Commercial | #N/A | 0 | 1 | Commercial | Not Used | Annual |  |  |  |  | Large Boilers (>100 MMBtu/hr Heat Input):Controlled Low NOx Burner | 15 | 64% | 0 | 410995 | 410995 | 410995 |  |  |  |  | 102748.75 | 102748.75 | 102748.75 | 102748.75 | 102748.75 | 102748.75 | 102748.75 | 102748.75 | 102748.75 | 102748.75 | 102748.75 | 102748.75 | 0 | 0 | 0 | 0 | 0 | 0 | 0 | 0 | 0 | 0 | 0 | 0 | 0 | 0 | 0 | 0 | 1232985 |  | 0 | 0 | 1232985 | 0% | 0% | 53.95% | 0 | 0 | 789110.4 | 0% | 0% | 33.12%
SDG&E Portfolio | 409001-Other (Electric) - Bid Strategy |  | System | Commercial | 17-OFL-Office–Large-OffEquip | TRUE |  |  | kwh |  | 0.5 | 0.3 |  |  |  | 0.2 | 1 | Commercial | kWh | 7e-05 | 0 | Commercial | Not Used | Annual |  |  |  |  | Small Boilers (<100 MMBtu/hr Heat Input):Uncontrolled | 15 | 64% | 0 | 10904556 | 10904556 | 10904556 |  |  |  |  | 2726139 | 2726139 | 2726139 | 2726139 | 2726139 | 2726139 | 2726139 | 2726139 | 2726139 | 2726139 | 2726139 | 2726139 | 0 | 0 | 0 | 0 | 0 | 0 | 0 | 0 | 0 | 0 | 0 | 0 | 0 | 0 | 0 | 0 | 32713668 |  | 32713668 | 2289.9568 | 0 | 6.022% | 1.943% | 0% | 20936747.52 | 1465.5723 | 0 | 5.725% | 1.766% | 0%
SDG&E Portfolio | 409002-Other Gas - Bid Strategy |  | System | Commercial |  |  |  |  | therm |  | 1.6 | 1 |  |  |  | 0.6 | 0 | Commercial | #N/A | 0 | 1 | Commercial | Not Used | Annual |  |  |  |  | Large Boilers (>100 MMBtu/hr Heat Input):Uncontrolled | 15 | 64% | 0 | 1410265 | 1410265 | 1413222 |  |  |  |  | 352566.25 | 352566.25 | 352566.25 | 352566.25 | 352566.25 | 352566.25 | 352566.25 | 352566.25 | 353305.5 | 353305.5 | 353305.5 | 353305.5 | 0 | 0 | 0 | 0 | 0 | 0 | 0 | 0 | 0 | 0 | 0 | 0 | 0 | 0 | 0 | 0 | 4233752 |  | 0 | 0 | 4233752 | 0% | 0% | 185.2% | 0 | 0 | 2709601.28 | 0% | 0% | 113.7%
SDG&E Portfolio | 432001-Other Industrial - Custom 3P projects |  | System | Industrial |  |  |  |  | kWh |  | 1.17 | 0 | 1.17 |  |  | 0 | 1 | Commercial | #N/A | 8.33e-05 | 0 | Commercial | Not Used | [6 empty] | 15 | 64% | 0 | 80605 | 80605 | 80559 |  |  |  |  | 20151.25 | 20151.25 | 20151.25 | 20151.25 | 20151.25 | 20151.25 | 20151.25 | 20151.25 | 20139.75 | 20139.75 | 20139.75 | 20139.75 | 0 | 0 | 0 | 0 | 0 | 0 | 0 | 0 | 0 | 0 | 0 | 0 | 0 | 0 | 0 | 0 | 241769 |  | 241769 | 20.1394 | 0 | 0.0445% | 0.01709% | 0% | 154732.16 | 12.8892 | 0 | 0.04231% | 0.01553% | 0%
SDG&E Portfolio | 432002-Gas - Custom 3P Projects |  | System | Industrial |  |  |  |  | Therm |  | 6.55 | 0 | 3 |  |  | 3.55 | 0 | Commercial | #N/A | 0 | 1 | Commercial | Not Used | Annual |  |  |  |  | Large Boilers (>100 MMBtu/hr Heat Input):Uncontrolled | 15 | 64% | 0 | 100000 | 100000 | 100000 |  |  |  |  | 25000 | 25000 | 25000 | 25000 | 25000 | 25000 | 25000 | 25000 | 25000 | 25000 | 25000 | 25000 | 0 | 0 | 0 | 0 | 0 | 0 | 0 | 0 | 0 | 0 | 0 | 0 | 0 | 0 | 0 | 0 | 300000 |  | 0 | 0 | 300000 | 0% | 0% | 13.13% | 0 | 0 | 192000 | 0% | 0% | 8.059%
SDG&E Portfolio | [15 empty] | 0 |  |  | #N/A | [20 empty] | 0 | 0 | 0 | 0 | 0 | 0 | 0 | 0 | 0 | 0 | 0 | 0 | 0 | 0 | 0 | 0 | 0 | 0 | 0 | 0 | 0 | 0 | 0 | 0 | 0 | 0 | 0 | 0 | 0
SDG&E Portfolio | Codes & Standards | [14 empty] | 0 |  |  | #N/A | [20 empty] | 0 | 0 | 0 | 0 | 0 | 0 | 0 | 0 | 0 | 0 | 0 | 0 | 0 | 0 | 0 | 0 | 0 | 0 | 0 | 0 | 0 | 0 | 0 | 0 | 0 | 0 | 0 | 0 | 0
SDG&E Portfolio | 401004-2003 Title 24 (50%) KWH HMG Whitepaper 10-28-2009 |  | System | Commercial |  |  |  |  | 1000 KWH |  | 252.28 | 0 |  |  |  | 252.28 | 1000 | Commercial | #N/A | 0 | 0 | Commercial | Not Used | [6 empty] | 13 | 47% | 0 | 3745 | 3304.8 | 2879.4 |  |  |  |  | 936.25 | 936.25 | 936.25 | 936.25 | 826.2 | 826.2 | 826.2 | 826.2 | 719.85 | 719.85 | 719.85 | 719.85 | 0 | 0 | 0 | 0 | 0 | 0 | 0 | 0 | 0 | 0 | 0 | 0 | 0 | 0 | 0 | 0 | 9929.2 |  | 9929200 | 0 | 0 | 1.828% | 0% | 0% | 4666724 | 0 | 0 | 1.276% | 0% | 0%
SDG&E Portfolio | 401011-2003 Title 24 (50%) KW HMG Whitepaper 10-28-2009 |  | System | Commercial |  |  |  |  | Unit |  | 0 | 0 |  |  |  | 0 | 0 | Commercial | #N/A | 0.44 | 0 | Commercial | Not Used | [6 empty] | 13 | 46% | 0 | 3836.26 | 3385.35 | 2949.55 |  |  |  |  | 959.065 | 959.065 | 959.065 | 959.065 | 846.3375 | 846.3375 | 846.3375 | 846.3375 | 737.3875 | 737.3875 | 737.3875 | 737.3875 | 0 | 0 | 0 | 0 | 0 | 0 | 0 | 0 | 0 | 0 | 0 | 0 | 0 | 0 | 0 | 0 | 10171.16 |  | 0 | 4475.3104 | 0 | 0% | 3.797% | 0% | 0 | 2058.6428 | 0 | 0% | 2.48% | 0%
SDG&E Portfolio | 401018-2003 Title 24 (50%) Therm HMG Whitepaper 10-28-2009 |  | System | Commercial |  |  |  |  | Unit |  | 0 | 0 |  |  |  | 0 | 0 | Commercial | #N/A | 0 | -2.9 | Commercial | Not Used | Winter Only | [5 empty] | 13 | 54% | 0 | 3234.53 | 2854.35 | 2486.91 |  |  |  |  | 808.6325 | 808.6325 | 808.6325 | 808.6325 | 713.5875 | 713.5875 | 713.5875 | 713.5875 | 621.7275 | 621.7275 | 621.7275 | 621.7275 | 0 | 0 | 0 | 0 | 0 | 0 | 0 | 0 | 0 | 0 | 0 | 0 | 0 | 0 | 0 | 0 | 8575.79 |  | 0 | 0 | -24869.791 | 0% | 0% | -1.088% | 0 | 0 | -13429.6871 | 0% | 0% | -0.5637%
SDG&E Portfolio | 401006-2006 Title 20 Tier II Lighting (50%) KWH HMG Whitepaper 10-28-2009 |  | System | Residential |  |  |  |  | 1000 KWH |  | 140.59 | 0 |  |  |  | 140.59 | 1000 | Residential | #N/A | 0 | 0 | Residential | Residential | [6 empty] | 6 | 46% | 0 | 9427.07 | 8742.95 | 8058.83 |  |  |  |  | 2356.7675 | 2356.7675 | 2356.7675 | 2356.7675 | 2185.7375 | 2185.7375 | 2185.7375 | 2185.7375 | 2014.7075 | 2014.7075 | 2014.7075 | 2014.7075 | 0 | 0 | 0 | 0 | 0 | 0 | 0 | 0 | 0 | 0 | 0 | 0 | 0 | 0 | 0 | 0 | 26228.85 |  | 26228850 | 0 | 0 | 4.828% | 0% | 0% | 12065271 | 0 | 0 | 3.299% | 0% | 0%
SDG&E Portfolio | 401008-2008 Title 20 (100%) KWH HMG Whitepaper 10-28-2009 |  | System | Residential | 26-SFM-ResidentialSingleFamily-LIGHT | TRUE |  |  | 1000 KWH |  | 182.56 | 0 |  |  |  | 182.56 | 1000 | Residential | kWh | 0 | 0 | Residential | Residential | Winter Only |  |  |  |  | Residential Furnaces (<0.3):Uncontrolled | 3 | 28% | 0 | 7651.14 | 10856 | 9501.31 |  |  |  |  | 1912.785 | 1912.785 | 1912.785 | 1912.785 | 2714 | 2714 | 2714 | 2714 | 2375.3275 | 2375.3275 | 2375.3275 | 2375.3275 | 0 | 0 | 0 | 0 | 0 | 0 | 0 | 0 | 0 | 0 | 0 | 0 | 0 | 0 | 0 | 0 | 28008.45 |  | 28008450 | 0 | 0 | 5.156% | 0% | 0% | 7842366 | 0 | 0 | 2.144% | 0% | 0%
SDG&E Portfolio | 401012-2004 Title 20 (50%) KW HMG Whitepaper 10-28-2009 |  | System | Residential |  |  |  |  | Unit |  | 0 | 0 |  |  |  | 0 | 0 | Residential | #N/A | 0.19 | 0 | Residential | Residential | [6 empty] | 8 | 46% | 0 | 12305.86 | 11552.96 | 10882.33 |  |  |  |  | 3076.465 | 3076.465 | 3076.465 | 3076.465 | 2888.24 | 2888.24 | 2888.24 | 2888.24 | 2720.5825 | 2720.5825 | 2720.5825 | 2720.5825 | 0 | 0 | 0 | 0 | 0 | 0 | 0 | 0 | 0 | 0 | 0 | 0 | 0 | 0 | 0 | 0 | 34741.15 |  | 0 | 6600.8185 | 0 | 0% | 5.601% | 0% | 0 | 3036.3765 | 0 | 0% | 3.658% | 0%
SDG&E Portfolio | 401014-2008 Title 20 (100%) KW HMG Whitepaper 10-28-2009 |  | System | Residential | 26-SFM-ResidentialSingleFamily-LIGHT | TRUE |  |  | Unit |  | 0 | 0 |  |  |  | 0 | 0 | Residential | kWh | 0.12 | 0 | Residential | Residential | [6 empty] | 3 | 34% | 0 | 6176.36 | 8763.48 | 7669.9 |  |  |  |  | 1544.09 | 1544.09 | 1544.09 | 1544.09 | 2190.87 | 2190.87 | 2190.87 | 2190.87 | 1917.475 | 1917.475 | 1917.475 | 1917.475 | 0 | 0 | 0 | 0 | 0 | 0 | 0 | 0 | 0 | 0 | 0 | 0 | 0 | 0 | 0 | 0 | 22609.74 |  | 0 | 2713.1688 | 0 | 0% | 2.302% | 0% | 0 | 922.4774 | 0 | 0% | 1.111% | 0%
SDG&E Portfolio | 401016-2010 Title 20 (100%) KW HMG Whitepaper 10-28-2009 |  | System | Residential | 26-SFM-ResidentialSingleFamily-LIGHT | TRUE |  |  | Unit |  | 0 | 0 |  |  |  | 0 | 0 | Residential | kWh | 0.12 | 0 | Residential | Residential | Winter Only |  |  |  |  | Small Boilers (<100 MMBtu/hr Heat Input):Uncontrolled | 4.5 | 51% | 0 | 0 | 0 | 14395.17 |  |  |  |  | 0 | 0 | 0 | 0 | 0 | 0 | 0 | 0 | 3598.7925 | 3598.7925 | 3598.7925 | 3598.7925 | 0 | 0 | 0 | 0 | 0 | 0 | 0 | 0 | 0 | 0 | 0 | 0 | 0 | 0 | 0 | 0 | 14395.17 |  | 0 | 1727.4204 | 0 | 0% | 1.466% | 0% | 0 | 880.9844 | 0 | 0% | 1.061% | 0%
SDG&E Portfolio | 401017-2006 Title 20 Tier II Lighting (50%) KW HMG Whitepaper 10-28-2009 |  | System | Residential |  |  |  |  | Unit |  | 0 | 0 |  |  |  | 0 | 0 | Residential | #N/A | 0.13 | 0 | Residential | Residential | [6 empty] | 6 | 46% | 0 | 9491 | 8802 | 8113 |  |  |  |  | 2372.75 | 2372.75 | 2372.75 | 2372.75 | 2200.5 | 2200.5 | 2200.5 | 2200.5 | 2028.25 | 2028.25 | 2028.25 | 2028.25 | 0 | 0 | 0 | 0 | 0 | 0 | 0 | 0 | 0 | 0 | 0 | 0 | 0 | 0 | 0 | 0 | 26406 |  | 0 | 3432.78 | 0 | 0% | 2.913% | 0% | 0 | 1579.0788 | 0 | 0% | 1.902% | 0%
SDG&E Portfolio | 401020-2006 Title 20 Tier II Lighting (50%) Therm HMG Whitepaper 10-28-2009 |  | System | Residential |  |  |  |  | Unit |  | 0 | 0 |  |  |  | 0 | 0 | Residential | #N/A | 0 | -23.2 | Residential | Residential | Winter Only | [5 empty] | 6 | 46% | 0 | 9427.07 | 8742.95 | 8058.83 |  |  |  |  | 2356.7675 | 2356.7675 | 2356.7675 | 2356.7675 | 2185.7375 | 2185.7375 | 2185.7375 | 2185.7375 | 2014.7075 | 2014.7075 | 2014.7075 | 2014.7075 | 0 | 0 | 0 | 0 | 0 | 0 | 0 | 0 | 0 | 0 | 0 | 0 | 0 | 0 | 0 | 0 | 26228.85 |  | 0 | 0 | -608509.32 | 0% | 0% | -26.62% | 0 | 0 | -279914.2872 | 0% | 0% | -11.75%
SDG&E Portfolio | 401022-2008 Title 20 (100%) Therm HMG Whitepaper 10-28-2009 |  | System | Residential |  |  |  |  | Unit |  | 0 | 0 |  |  |  | 0 | 0 | Residential | #N/A | 0 | -18 | Residential | Residential | Winter Only |  |  |  |  | Residential Furnaces (<0.3):Uncontrolled | 3 | 28% | 0 | 7651.14 | 10856 | 9501.31 |  |  |  |  | 1912.785 | 1912.785 | 1912.785 | 1912.785 | 2714 | 2714 | 2714 | 2714 | 2375.3275 | 2375.3275 | 2375.3275 | 2375.3275 | 0 | 0 | 0 | 0 | 0 | 0 | 0 | 0 | 0 | 0 | 0 | 0 | 0 | 0 | 0 | 0 | 28008.45 |  | 0 | 0 | -504152.1 | 0% | 0% | -22.06% | 0 | 0 | -141162.588 | 0% | 0% | -5.925%
SDG&E Portfolio | 401005-2004 Title 20 (50%) KWH HMG Whitepaper 10-28-2009 |  | System | Residential |  |  |  |  | 1000 KWH |  | 344.41 | 0 |  |  |  | 344.41 | 1000 | Residential | #N/A | 0 | 0 | Residential | Residential | [6 empty] | 8 | 43% | 0 | 13397.05 | 12577.39 | 11847.29 |  |  |  |  | 3349.2625 | 3349.2625 | 3349.2625 | 3349.2625 | 3144.3475 | 3144.3475 | 3144.3475 | 3144.3475 | 2961.8225 | 2961.8225 | 2961.8225 | 2961.8225 | 0 | 0 | 0 | 0 | 0 | 0 | 0 | 0 | 0 | 0 | 0 | 0 | 0 | 0 | 0 | 0 | 37821.73 |  | 37821730 | 0 | 0 | 6.962% | 0% | 0% | 16263343.9 | 0 | 0 | 4.447% | 0% | 0%
SDG&E Portfolio | 401007-2008 Title 24 (80%) HMG KWH Whitepaper 10-28-2009 |  | System | Commercial | 01-ALC-AllCommercial-Cooling | TRUE |  |  | 1000KWH |  | 293.26 | 0 |  |  |  | 293.26 | 1000 | Commercial | kWh | 0 | 0 | Commercial | Not Used | Winter Only |  |  |  |  | Small Boilers (<100 MMBtu/hr Heat Input):Controlled – Flue Gas Recirculation | 15 | 52% | 0 | 1067.76 | 3288.91 | 3195.31 |  |  |  |  | 266.94 | 266.94 | 266.94 | 266.94 | 822.2275 | 822.2275 | 822.2275 | 822.2275 | 798.8275 | 798.8275 | 798.8275 | 798.8275 | 0 | 0 | 0 | 0 | 0 | 0 | 0 | 0 | 0 | 0 | 0 | 0 | 0 | 0 | 0 | 0 | 7551.98 |  | 7551980 | 0 | 0 | 1.39% | 0% | 0% | 3927029.6 | 0 | 0 | 1.074% | 0% | 0%
SDG&E Portfolio | 401009-2009 Title 20 (100%) KWH HMG Whitepaper 10-28-2009 |  | System | Residential | 26-SFM-ResidentialSingleFamily-SP_COOL | TRUE |  |  | 1000 KWH |  | 182.56 | 0 |  |  |  | 182.56 | 1000 | Residential | kWh | 0 | 0 | Residential | Residential | Winter Only |  |  |  |  | Residential Furnaces (<0.3):Uncontrolled | 10 | 49% | 0 | 0 | 4219.89 | 3375.91 |  |  |  |  | 0 | 0 | 0 | 0 | 1054.9725 | 1054.9725 | 1054.9725 | 1054.9725 | 843.9775 | 843.9775 | 843.9775 | 843.9775 | 0 | 0 | 0 | 0 | 0 | 0 | 0 | 0 | 0 | 0 | 0 | 0 | 0 | 0 | 0 | 0 | 7595.8 |  | 7595800 | 0 | 0 | 1.398% | 0% | 0% | 3721942 | 0 | 0 | 1.018% | 0% | 0%
SDG&E Portfolio | 401010-2010 Title 20 (100%) KWH HMG Whitepaper 10-28-2009 |  | System | Residential | 26-SFM-ResidentialSingleFamily-SP_COOL | TRUE |  |  | Home |  | 15.41 | 0 |  |  |  | 15.41 | 1000 | Residential | kWh | 0 | 0 | Residential | Residential | Winter Only |  |  |  |  | Residential Furnaces (<0.3):Uncontrolled | 4.5 | 50% | 0 | 0 | 0 | 14574.07 |  |  |  |  | 0 | 0 | 0 | 0 | 0 | 0 | 0 | 0 | 3643.5175 | 3643.5175 | 3643.5175 | 3643.5175 | 0 | 0 | 0 | 0 | 0 | 0 | 0 | 0 | 0 | 0 | 0 | 0 | 0 | 0 | 0 | 0 | 14574.07 |  | 14574070 | 0 | 0 | 2.683% | 0% | 0% | 7287035 | 0 | 0 | 1.993% | 0% | 0%
SDG&E Portfolio | 401013-2008 Title 24 (80%) HMG KW Whitepaper 10-28-2009 |  | System | Commercial | 01-ALC-AllCommercial-Cooling | TRUE |  |  | Unit |  | 0 | 0 |  |  |  | 0 | 0 | Commercial | kWh | 0.27 | 0 | Commercial | Not Used | [6 empty] | 15 | 54% | 0 | 1026.32 | 3161.25 | 3071.28 |  |  |  |  | 256.58 | 256.58 | 256.58 | 256.58 | 790.3125 | 790.3125 | 790.3125 | 790.3125 | 767.82 | 767.82 | 767.82 | 767.82 | 0 | 0 | 0 | 0 | 0 | 0 | 0 | 0 | 0 | 0 | 0 | 0 | 0 | 0 | 0 | 0 | 7258.85 |  | 0 | 1959.8895 | 0 | 0% | 1.663% | 0% | 0 | 1058.3403 | 0 | 0% | 1.275% | 0%
SDG&E Portfolio | 401015-2009 Title 20 (100%) KW HMG Whitepaper 10-28-2009 |  | System | Residential | 26-SFM-ResidentialSingleFamily-SP_COOL | TRUE |  |  | Unit |  | 0 | 0 |  |  |  | 0 | 0 | Residential | kWh | 0.12 | 0 | Residential | Residential | [6 empty] | 10 | 41% | 0 | 0 | 5001.46 | 4001.17 |  |  |  |  | 0 | 0 | 0 | 0 | 1250.365 | 1250.365 | 1250.365 | 1250.365 | 1000.2925 | 1000.2925 | 1000.2925 | 1000.2925 | 0 | 0 | 0 | 0 | 0 | 0 | 0 | 0 | 0 | 0 | 0 | 0 | 0 | 0 | 0 | 0 | 9002.63 |  | 0 | 1080.3156 | 0 | 0% | 0.9167% | 0% | 0 | 442.9294 | 0 | 0% | 0.5336% | 0%
SDG&E Portfolio | 401019-2004 Title 20 (50%) Therm HMG Whitepaper 10-28-2009 |  | System | Residential |  |  |  |  | Unit |  | 0 | 0 |  |  |  | 0 | 0 | Residential | #N/A | 0 | -0.1 | Residential | Residential | Annual | [5 empty] | 8 | 5% | 0 | 126807.15 | 119048.82 | 112138.21 |  |  |  |  | 31701.7875 | 31701.7875 | 31701.7875 | 31701.7875 | 29762.205 | 29762.205 | 29762.205 | 29762.205 | 28034.5525 | 28034.5525 | 28034.5525 | 28034.5525 | 0 | 0 | 0 | 0 | 0 | 0 | 0 | 0 | 0 | 0 | 0 | 0 | 0 | 0 | 0 | 0 | 357994.18 |  | 0 | 0 | -35799.418 | 0% | 0% | -1.566% | 0 | 0 | -1789.9709 | 0% | 0% | -0.07513%
SDG&E Portfolio | 401021-2008 Title 24 (80%) HMG Therm Whitepaper 10-28-2009 |  | System | Commercial |  |  |  |  | Unit |  | 0 | 0 |  |  |  | 0 | 0 | Commercial | #N/A | 0 | 32.1 | Commercial | Not Used | Winter Only |  |  |  |  | Small Boilers (<100 MMBtu/hr Heat Input):Uncontrolled | 15 | 52% | 0 | 1070.1 | 3296.09 | 3202.29 |  |  |  |  | 267.525 | 267.525 | 267.525 | 267.525 | 824.0225 | 824.0225 | 824.0225 | 824.0225 | 800.5725 | 800.5725 | 800.5725 | 800.5725 | 0 | 0 | 0 | 0 | 0 | 0 | 0 | 0 | 0 | 0 | 0 | 0 | 0 | 0 | 0 | 0 | 7568.48 |  | 0 | 0 | 242948.208 | 0% | 0% | 10.63% | 0 | 0 | 126333.0682 | 0% | 0% | 5.303%
SDG&E Portfolio | 401023-2009 Title 20 (100%) Therm HMG Whitepaper 10-28-2009 |  | System | Residential |  |  |  |  | Unit |  | 0 | 0 |  |  |  | 0 | 0 | Residential | #N/A | 0 | -18.5 | Residential | Residential | Winter Only |  |  |  |  | Residential Furnaces (<0.3):Uncontrolled | 10 | 49% | 0 | 0 | 4219.89 | 3375.91 |  |  |  |  | 0 | 0 | 0 | 0 | 1054.9725 | 1054.9725 | 1054.9725 | 1054.9725 | 843.9775 | 843.9775 | 843.9775 | 843.9775 | 0 | 0 | 0 | 0 | 0 | 0 | 0 | 0 | 0 | 0 | 0 | 0 | 0 | 0 | 0 | 0 | 7595.8 |  | 0 | 0 | -140522.3 | 0% | 0% | -6.148% | 0 | 0 | -68855.927 | 0% | 0% | -2.89%
SDG&E Portfolio | 401024-2010 Title 20 (100%) Therm HMG Whitepaper 10-28-2009 |  | System | Residential |  |  |  |  | Unit |  | 0 | 0 |  |  |  | 0 | 0 | Residential | #N/A | 0 | -18.6 | Residential | Residential | Winter Only |  |  |  |  | Residential Furnaces (<0.3):Uncontrolled | 4.5 | 50% | 0 | 0 | 0 | 14574.07 |  |  |  |  | 0 | 0 | 0 | 0 | 0 | 0 | 0 | 0 | 3643.5175 | 3643.5175 | 3643.5175 | 3643.5175 | 0 | 0 | 0 | 0 | 0 | 0 | 0 | 0 | 0 | 0 | 0 | 0 | 0 | 0 | 0 | 0 | 14574.07 |  | 0 | 0 | -271077.702 | 0% | 0% | -11.86% | 0 | 0 | -135538.851 | 0% | 0% | -5.689%
SDG&E Portfolio | [15 empty] | 0 |  |  | #N/A | [20 empty] | 0 | 0 | 0 | 0 | 0 | 0 | 0 | 0 | 0 | 0 | 0 | 0 | 0 | 0 | 0 | 0 | 0 | 0 | 0 | 0 | 0 | 0 | 0 | 0 | 0 | 0 | 0 | 0 | 0
SDG&E Portfolio | Low-Income | [14 empty] | 0 |  |  | #N/A | [20 empty] | 0 | 0 | 0 | 0 | 0 | 0 | 0 | 0 | 0 | 0 | 0 | 0 | 0 | 0 | 0 | 0 | 0 | 0 | 0 | 0 | 0 | 0 | 0 | 0 | 0 | 0 | 0 | 0 | 0
SDG&E Portfolio | 402001-Therm Placeholder for LIEE |  | System | [8 empty] | 0 |  |  |  | 0 |  | Commercial | #N/A |  | 1 | Commercial | Not Used | [6 empty] | 15 | 100% | 0 | 310592 | 310592 | 310592 |  |  |  |  | 77648 | 77648 | 77648 | 77648 | 77648 | 77648 | 77648 | 77648 | 77648 | 77648 | 77648 | 77648 | 0 | 0 | 0 | 0 | 0 | 0 | 0 | 0 | 0 | 0 | 0 | 0 | 0 | 0 | 0 | 0 | 931776 |  | 0 | 0 | 931776 | 0% | 0% | 40.77% | 0 | 0 | 931776 | 0% | 0% | 39.11%
SDG&E Portfolio | 402002-kW Placeholder for LIEE |  | System | [7 empty] | 0 | 0 |  |  |  | 0 | 0 | Commercial | #N/A | 1 | 0 | Commercial | Not Used | [6 empty] | 15 | 100% | 0 | 819 | 819 | 819 |  |  |  |  | 204.75 | 204.75 | 204.75 | 204.75 | 204.75 | 204.75 | 204.75 | 204.75 | 204.75 | 204.75 | 204.75 | 204.75 | 0 | 0 | 0 | 0 | 0 | 0 | 0 | 0 | 0 | 0 | 0 | 0 | 0 | 0 | 0 | 0 | 2457 |  | 0 | 2457 | 0 | 0% | 2.085% | 0% | 0 | 2457 | 0 | 0% | 2.96% | 0%
SDG&E Portfolio | 402003-kWh Placeholder for LIEE |  | System | [7 empty] | 0 | 0 |  |  |  | 0 | 1 | Commercial | #N/A | 0 | 0 | Commercial | Not Used | [6 empty] | 15 | 100% | 0 | 7502868 | 7502868 | 7502868 |  |  |  |  | 1875717 | 1875717 | 1875717 | 1875717 | 1875717 | 1875717 | 1875717 | 1875717 | 1875717 | 1875717 | 1875717 | 1875717 | 0 | 0 | 0 | 0 | 0 | 0 | 0 | 0 | 0 | 0 | 0 | 0 | 0 | 0 | 0 | 0 | 22508604 |  | 22508604 | 0 | 0 | 4.143% | 0% | 0% | 22508604 | 0 | 0 | 6.155% | 0% | 0%
SDG&E Portfolio | [15 empty] | 0 |  |  | #N/A | [20 empty] | 0 | 0 | 0 | 0 | 0 | 0 | 0 | 0 | 0 | 0 | 0 | 0 | 0 | 0 | 0 | 0 | 0 | 0 | 0 | 0 | 0 | 0 | 0 | 0 | 0 | 0 | 0 | 0 | 0
SDG&E Portfolio | [15 empty] | 0 |  |  | #N/A | [20 empty] | 0 | 0 | 0 | 0 | 0 | 0 | 0 | 0 | 0 | 0 | 0 | 0 | 0 | 0 | 0 | 0 | 0 | 0 | 0 | 0 | 0 | 0 | 0 | 0 | 0 | 0 | 0 | 0 | 0
SDG&E Portfolio | [15 empty] | 0 |  |  | #N/A | [20 empty] | 0 | 0 | 0 | 0 | 0 | 0 | 0 | 0 | 0 | 0 | 0 | 0 | 0 | 0 | 0 | 0 | 0 | 0 | 0 | 0 | 0 | 0 | 0 | 0 | 0 | 0 | 0 | 0 | 0
SDG&E Portfolio | [15 empty] | 0 |  |  | #N/A | [20 empty] | 0 | 0 | 0 | 0 | 0 | 0 | 0 | 0 | 0 | 0 | 0 | 0 | 0 | 0 | 0 | 0 | 0 | 0 | 0 | 0 | 0 | 0 | 0 | 0 | 0 | 0 | 0 | 0 | 0
SDG&E Portfolio | [15 empty] | 0 |  |  | #N/A | [20 empty] | 0 | 0 | 0 | 0 | 0 | 0 | 0 | 0 | 0 | 0 | 0 | 0 | 0 | 0 | 0 | 0 | 0 | 0 | 0 | 0 | 0 | 0 | 0 | 0 | 0 | 0 | 0 | 0 | 0
SDG&E Portfolio | [15 empty] | 0 |  |  | #N/A | [20 empty] | 0 | 0 | 0 | 0 | 0 | 0 | 0 | 0 | 0 | 0 | 0 | 0 | 0 | 0 | 0 | 0 | 0 | 0 | 0 | 0 | 0 | 0 | 0 | 0 | 0 | 0 | 0 | 0 | 0
SDG&E Portfolio | [15 empty] | 0 |  |  | #N/A | [20 empty] | 0 | 0 | 0 | 0 | 0 | 0 | 0 | 0 | 0 | 0 | 0 | 0 | 0 | 0 | 0 | 0 | 0 | 0 | 0 | 0 | 0 | 0 | 0 | 0 | 0 | 0 | 0 | 0 | 0
SDG&E Portfolio | [15 empty] | 0 |  |  | #N/A | [20 empty] | 0 | 0 | 0 | 0 | 0 | 0 | 0 | 0 | 0 | 0 | 0 | 0 | 0 | 0 | 0 | 0 | 0 | 0 | 0 | 0 | 0 | 0 | 0 | 0 | 0 | 0 | 0 | 0 | 0
SDG&E Portfolio | [15 empty] | 0 |  |  | #N/A | [20 empty] | 0 | 0 | 0 | 0 | 0 | 0 | 0 | 0 | 0 | 0 | 0 | 0 | 0 | 0 | 0 | 0 | 0 | 0 | 0 | 0 | 0 | 0 | 0 | 0 | 0 | 0 | 0 | 0 | 0
SDG&E Portfolio | [15 empty] | 0 |  |  | #N/A | [20 empty] | 0 | 0 | 0 | 0 | 0 | 0 | 0 | 0 | 0 | 0 | 0 | 0 | 0 | 0 | 0 | 0 | 0 | 0 | 0 | 0 | 0 | 0 | 0 | 0 | 0 | 0 | 0 | 0 | 0
SDG&E Portfolio | [15 empty] | 0 |  |  | #N/A | [20 empty] | 0 | 0 | 0 | 0 | 0 | 0 | 0 | 0 | 0 | 0 | 0 | 0 | 0 | 0 | 0 | 0 | 0 | 0 | 0 | 0 | 0 | 0 | 0 | 0 | 0 | 0 | 0 | 0 | 0
SDG&E Portfolio | [15 empty] | 0 |  |  | #N/A | [20 empty] | 0 | 0 | 0 | 0 | 0 | 0 | 0 | 0 | 0 | 0 | 0 | 0 | 0 | 0 | 0 | 0 | 0 | 0 | 0 | 0 | 0 | 0 | 0 | 0 | 0 | 0 | 0 | 0 | 0
SDG&E Portfolio | [15 empty] | 0 |  |  | #N/A | [20 empty] | 0 | 0 | 0 | 0 | 0 | 0 | 0 | 0 | 0 | 0 | 0 | 0 | 0 | 0 | 0 | 0 | 0 | 0 | 0 | 0 | 0 | 0 | 0 | 0 | 0 | 0 | 0 | 0 | 0
SDG&E Portfolio | [15 empty] | 0 |  |  | #N/A | [20 empty] | 0 | 0 | 0 | 0 | 0 | 0 | 0 | 0 | 0 | 0 | 0 | 0 | 0 | 0 | 0 | 0 | 0 | 0 | 0 | 0 | 0 | 0 | 0 | 0 | 0 | 0 | 0 | 0 | 0
SDG&E Portfolio | [15 empty] | 0 |  |  | #N/A | [20 empty] | 0 | 0 | 0 | 0 | 0 | 0 | 0 | 0 | 0 | 0 | 0 | 0 | 0 | 0 | 0 | 0 | 0 | 0 | 0 | 0 | 0 | 0 | 0 | 0 | 0 | 0 | 0 | 0 | 0
SDG&E Portfolio | [15 empty] | 0 |  |  | #N/A | [20 empty] | 0 | 0 | 0 | 0 | 0 | 0 | 0 | 0 | 0 | 0 | 0 | 0 | 0 | 0 | 0 | 0 | 0 | 0 | 0 | 0 | 0 | 0 | 0 | 0 | 0 | 0 | 0 | 0 | 0
SDG&E Portfolio | [15 empty] | 0 |  |  | #N/A | [20 empty] | 0 | 0 | 0 | 0 | 0 | 0 | 0 | 0 | 0 | 0 | 0 | 0 | 0 | 0 | 0 | 0 | 0 | 0 | 0 | 0 | 0 | 0 | 0 | 0 | 0 | 0 | 0 | 0 | 0
SDG&E Portfolio | [15 empty] | 0 |  |  | #N/A | [20 empty] | 0 | 0 | 0 | 0 | 0 | 0 | 0 | 0 | 0 | 0 | 0 | 0 | 0 | 0 | 0 | 0 | 0 | 0 | 0 | 0 | 0 | 0 | 0 | 0 | 0 | 0 | 0 | 0 | 0
SDG&E Portfolio | [15 empty] | 0 |  |  | #N/A | [20 empty] | 0 | 0 | 0 | 0 | 0 | 0 | 0 | 0 | 0 | 0 | 0 | 0 | 0 | 0 | 0 | 0 | 0 | 0 | 0 | 0 | 0 | 0 | 0 | 0 | 0 | 0 | 0 | 0 | 0
SDG&E Portfolio | [15 empty] | 0 |  |  | #N/A | [20 empty] | 0 | 0 | 0 | 0 | 0 | 0 | 0 | 0 | 0 | 0 | 0 | 0 | 0 | 0 | 0 | 0 | 0 | 0 | 0 | 0 | 0 | 0 | 0 | 0 | 0 | 0 | 0 | 0 | 0
SDG&E Portfolio | [15 empty] | 0 |  |  | #N/A | [20 empty] | 0 | 0 | 0 | 0 | 0 | 0 | 0 | 0 | 0 | 0 | 0 | 0 | 0 | 0 | 0 | 0 | 0 | 0 | 0 | 0 | 0 | 0 | 0 | 0 | 0 | 0 | 0 | 0 | 0
SDG&E Portfolio | [15 empty] | 0 |  |  | #N/A | [20 empty] | 0 | 0 | 0 | 0 | 0 | 0 | 0 | 0 | 0 | 0 | 0 | 0 | 0 | 0 | 0 | 0 | 0 | 0 | 0 | 0 | 0 | 0 | 0 | 0 | 0 | 0 | 0 | 0 | 0
SDG&E Portfolio | [15 empty] | 0 |  |  | #N/A | [20 empty] | 0 | 0 | 0 | 0 | 0 | 0 | 0 | 0 | 0 | 0 | 0 | 0 | 0 | 0 | 0 | 0 | 0 | 0 | 0 | 0 | 0 | 0 | 0 | 0 | 0 | 0 | 0 | 0 | 0
SDG&E Portfolio | [15 empty] | 0 |  |  | #N/A | [20 empty] | 0 | 0 | 0 | 0 | 0 | 0 | 0 | 0 | 0 | 0 | 0 | 0 | 0 | 0 | 0 | 0 | 0 | 0 | 0 | 0 | 0 | 0 | 0 | 0 | 0 | 0 | 0 | 0 | 0
SDG&E Portfolio | [15 empty] | 0 |  |  | #N/A | [20 empty] | 0 | 0 | 0 | 0 | 0 | 0 | 0 | 0 | 0 | 0 | 0 | 0 | 0 | 0 | 0 | 0 | 0 | 0 | 0 | 0 | 0 | 0 | 0 | 0 | 0 | 0 | 0 | 0 | 0
SDG&E Portfolio | [15 empty] | 0 |  |  | #N/A | [20 empty] | 0 | 0 | 0 | 0 | 0 | 0 | 0 | 0 | 0 | 0 | 0 | 0 | 0 | 0 | 0 | 0 | 0 | 0 | 0 | 0 | 0 | 0 | 0 | 0 | 0 | 0 | 0 | 0 | 0
SDG&E Portfolio | [15 empty] | 0 |  |  | #N/A | [20 empty] | 0 | 0 | 0 | 0 | 0 | 0 | 0 | 0 | 0 | 0 | 0 | 0 | 0 | 0 | 0 | 0 | 0 | 0 | 0 | 0 | 0 | 0 | 0 | 0 | 0 | 0 | 0 | 0 | 0
SDG&E Portfolio | [15 empty] | 0 |  |  | #N/A | [20 empty] | 0 | 0 | 0 | 0 | 0 | 0 | 0 | 0 | 0 | 0 | 0 | 0 | 0 | 0 | 0 | 0 | 0 | 0 | 0 | 0 | 0 | 0 | 0 | 0 | 0 | 0 | 0 | 0 | 0
SDG&E Portfolio | [15 empty] | 0 |  |  | #N/A | [20 empty] | 0 | 0 | 0 | 0 | 0 | 0 | 0 | 0 | 0 | 0 | 0 | 0 | 0 | 0 | 0 | 0 | 0 | 0 | 0 | 0 | 0 | 0 | 0 | 0 | 0 | 0 | 0 | 0 | 0
SDG&E Portfolio | [15 empty] | 0 |  |  | #N/A | [20 empty] | 0 | 0 | 0 | 0 | 0 | 0 | 0 | 0 | 0 | 0 | 0 | 0 | 0 | 0 | 0 | 0 | 0 | 0 | 0 | 0 | 0 | 0 | 0 | 0 | 0 | 0 | 0 | 0 | 0
SDG&E Portfolio | [15 empty] | 0 |  |  | #N/A | [20 empty] | 0 | 0 | 0 | 0 | 0 | 0 | 0 | 0 | 0 | 0 | 0 | 0 | 0 | 0 | 0 | 0 | 0 | 0 | 0 | 0 | 0 | 0 | 0 | 0 | 0 | 0 | 0 | 0 | 0
SDG&E Portfolio | [15 empty] | 0 |  |  | #N/A | [20 empty] | 0 | 0 | 0 | 0 | 0 | 0 | 0 | 0 | 0 | 0 | 0 | 0 | 0 | 0 | 0 | 0 | 0 | 0 | 0 | 0 | 0 | 0 | 0 | 0 | 0 | 0 | 0 | 0 | 0
SDG&E Portfolio | [15 empty] | 0 |  |  | #N/A | [20 empty] | 0 | 0 | 0 | 0 | 0 | 0 | 0 | 0 | 0 | 0 | 0 | 0 | 0 | 0 | 0 | 0 | 0 | 0 | 0 | 0 | 0 | 0 | 0 | 0 | 0 | 0 | 0 | 0 | 0
SDG&E Portfolio | [15 empty] | 0 |  |  | #N/A | [20 empty] | 0 | 0 | 0 | 0 | 0 | 0 | 0 | 0 | 0 | 0 | 0 | 0 | 0 | 0 | 0 | 0 | 0 | 0 | 0 | 0 | 0 | 0 | 0 | 0 | 0 | 0 | 0 | 0 | 0
SDG&E Portfolio | [15 empty] | 0 |  |  | #N/A | [20 empty] | 0 | 0 | 0 | 0 | 0 | 0 | 0 | 0 | 0 | 0 | 0 | 0 | 0 | 0 | 0 | 0 | 0 | 0 | 0 | 0 | 0 | 0 | 0 | 0 | 0 | 0 | 0 | 0 | 0
SDG&E Portfolio | [15 empty] | 0 |  |  | #N/A | [20 empty] | 0 | 0 | 0 | 0 | 0 | 0 | 0 | 0 | 0 | 0 | 0 | 0 | 0 | 0 | 0 | 0 | 0 | 0 | 0 | 0 | 0 | 0 | 0 | 0 | 0 | 0 | 0 | 0 | 0
SDG&E Portfolio | [15 empty] | 0 |  |  | #N/A | [20 empty] | 0 | 0 | 0 | 0 | 0 | 0 | 0 | 0 | 0 | 0 | 0 | 0 | 0 | 0 | 0 | 0 | 0 | 0 | 0 | 0 | 0 | 0 | 0 | 0 | 0 | 0 | 0 | 0 | 0
SDG&E Portfolio | [15 empty] | 0 |  |  | #N/A | [20 empty] | 0 | 0 | 0 | 0 | 0 | 0 | 0 | 0 | 0 | 0 | 0 | 0 | 0 | 0 | 0 | 0 | 0 | 0 | 0 | 0 | 0 | 0 | 0 | 0 | 0 | 0 | 0 | 0 | 0
SDG&E Portfolio | [15 empty] | 0 |  |  | #N/A | [20 empty] | 0 | 0 | 0 | 0 | 0 | 0 | 0 | 0 | 0 | 0 | 0 | 0 | 0 | 0 | 0 | 0 | 0 | 0 | 0 | 0 | 0 | 0 | 0 | 0 | 0 | 0 | 0 | 0 | 0
SDG&E Portfolio | [15 empty] | 0 |  |  | #N/A | [20 empty] | 0 | 0 | 0 | 0 | 0 | 0 | 0 | 0 | 0 | 0 | 0 | 0 | 0 | 0 | 0 | 0 | 0 | 0 | 0 | 0 | 0 | 0 | 0 | 0 | 0 | 0 | 0 | 0 | 0
SDG&E Portfolio | [15 empty] | 0 |  |  | #N/A | [20 empty] | 0 | 0 | 0 | 0 | 0 | 0 | 0 | 0 | 0 | 0 | 0 | 0 | 0 | 0 | 0 | 0 | 0 | 0 | 0 | 0 | 0 | 0 | 0 | 0 | 0 | 0 | 0 | 0 | 0
SDG&E Portfolio | [15 empty] | 0 |  |  | #N/A | [20 empty] | 0 | 0 | 0 | 0 | 0 | 0 | 0 | 0 | 0 | 0 | 0 | 0 | 0 | 0 | 0 | 0 | 0 | 0 | 0 | 0 | 0 | 0 | 0 | 0 | 0 | 0 | 0 | 0 | 0
SDG&E Portfolio | [15 empty] | 0 |  |  | #N/A | [20 empty] | 0 | 0 | 0 | 0 | 0 | 0 | 0 | 0 | 0 | 0 | 0 | 0 | 0 | 0 | 0 | 0 | 0 | 0 | 0 | 0 | 0 | 0 | 0 | 0 | 0 | 0 | 0 | 0 | 0
SDG&E Portfolio | [15 empty] | 0 |  |  | #N/A | [20 empty] | 0 | 0 | 0 | 0 | 0 | 0 | 0 | 0 | 0 | 0 | 0 | 0 | 0 | 0 | 0 | 0 | 0 | 0 | 0 | 0 | 0 | 0 | 0 | 0 | 0 | 0 | 0 | 0 | 0
SDG&E Portfolio | [15 empty] | 0 |  |  | #N/A | [20 empty] | 0 | 0 | 0 | 0 | 0 | 0 | 0 | 0 | 0 | 0 | 0 | 0 | 0 | 0 | 0 | 0 | 0 | 0 | 0 | 0 | 0 | 0 | 0 | 0 | 0 | 0 | 0 | 0 | 0
SDG&E Portfolio | [15 empty] | 0 |  |  | #N/A | [20 empty] | 0 | 0 | 0 | 0 | 0 | 0 | 0 | 0 | 0 | 0 | 0 | 0 | 0 | 0 | 0 | 0 | 0 | 0 | 0 | 0 | 0 | 0 | 0 | 0 | 0 | 0 | 0 | 0 | 0
SDG&E Portfolio | [15 empty] | 0 |  |  | #N/A | [20 empty] | 0 | 0 | 0 | 0 | 0 | 0 | 0 | 0 | 0 | 0 | 0 | 0 | 0 | 0 | 0 | 0 | 0 | 0 | 0 | 0 | 0 | 0 | 0 | 0 | 0 | 0 | 0 | 0 | 0
SDG&E Portfolio | [15 empty] | 0 |  |  | #N/A | [20 empty] | 0 | 0 | 0 | 0 | 0 | 0 | 0 | 0 | 0 | 0 | 0 | 0 | 0 | 0 | 0 | 0 | 0 | 0 | 0 | 0 | 0 | 0 | 0 | 0 | 0 | 0 | 0 | 0 | 0
SDG&E Portfolio | [15 empty] | 0 |  |  | #N/A | [20 empty] | 0 | 0 | 0 | 0 | 0 | 0 | 0 | 0 | 0 | 0 | 0 | 0 | 0 | 0 | 0 | 0 | 0 | 0 | 0 | 0 | 0 | 0 | 0 | 0 | 0 | 0 | 0 | 0 | 0
SDG&E Portfolio | [15 empty] | 0 |  |  | #N/A | [20 empty] | 0 | 0 | 0 | 0 | 0 | 0 | 0 | 0 | 0 | 0 | 0 | 0 | 0 | 0 | 0 | 0 | 0 | 0 | 0 | 0 | 0 | 0 | 0 | 0 | 0 | 0 | 0 | 0 | 0
SDG&E Portfolio | [15 empty] | 0 |  |  | #N/A | [20 empty] | 0 | 0 | 0 | 0 | 0 | 0 | 0 | 0 | 0 | 0 | 0 | 0 | 0 | 0 | 0 | 0 | 0 | 0 | 0 | 0 | 0 | 0 | 0 | 0 | 0 | 0 | 0 | 0 | 0
SDG&E Portfolio | [15 empty] | 0 |  |  | #N/A | [20 empty] | 0 | 0 | 0 | 0 | 0 | 0 | 0 | 0 | 0 | 0 | 0 | 0 | 0 | 0 | 0 | 0 | 0 | 0 | 0 | 0 | 0 | 0 | 0 | 0 | 0 | 0 | 0 | 0 | 0
SDG&E Portfolio | [15 empty] | 0 |  |  | #N/A | [20 empty] | 0 | 0 | 0 | 0 | 0 | 0 | 0 | 0 | 0 | 0 | 0 | 0 | 0 | 0 | 0 | 0 | 0 | 0 | 0 | 0 | 0 | 0 | 0 | 0 | 0 | 0 | 0 | 0 | 0
SDG&E Portfolio | [15 empty] | 0 |  |  | #N/A | [20 empty] | 0 | 0 | 0 | 0 | 0 | 0 | 0 | 0 | 0 | 0 | 0 | 0 | 0 | 0 | 0 | 0 | 0 | 0 | 0 | 0 | 0 | 0 | 0 | 0 | 0 | 0 | 0 | 0 | 0
SDG&E Portfolio | [15 empty] | 0 |  |  | #N/A | [20 empty] | 0 | 0 | 0 | 0 | 0 | 0 | 0 | 0 | 0 | 0 | 0 | 0 | 0 | 0 | 0 | 0 | 0 | 0 | 0 | 0 | 0 | 0 | 0 | 0 | 0 | 0 | 0 | 0 | 0
SDG&E Portfolio | [15 empty] | 0 |  |  | #N/A | [20 empty] | 0 | 0 | 0 | 0 | 0 | 0 | 0 | 0 | 0 | 0 | 0 | 0 | 0 | 0 | 0 | 0 | 0 | 0 | 0 | 0 | 0 | 0 | 0 | 0 | 0 | 0 | 0 | 0 | 0
SDG&E Portfolio | [15 empty] | 0 |  |  | #N/A | [20 empty] | 0 | 0 | 0 | 0 | 0 | 0 | 0 | 0 | 0 | 0 | 0 | 0 | 0 | 0 | 0 | 0 | 0 | 0 | 0 | 0 | 0 | 0 | 0 | 0 | 0 | 0 | 0 | 0 | 0
SDG&E Portfolio | [15 empty] | 0 |  |  | #N/A | [20 empty] | 0 | 0 | 0 | 0 | 0 | 0 | 0 | 0 | 0 | 0 | 0 | 0 | 0 | 0 | 0 | 0 | 0 | 0 | 0 | 0 | 0 | 0 | 0 | 0 | 0 | 0 | 0 | 0 | 0
SDG&E Portfolio | [15 empty] | 0 |  |  | #N/A | [20 empty] | 0 | 0 | 0 | 0 | 0 | 0 | 0 | 0 | 0 | 0 | 0 | 0 | 0 | 0 | 0 | 0 | 0 | 0 | 0 | 0 | 0 | 0 | 0 | 0 | 0 | 0 | 0 | 0 | 0
SDG&E Portfolio | [15 empty] | 0 |  |  | #N/A | [20 empty] | 0 | 0 | 0 | 0 | 0 | 0 | 0 | 0 | 0 | 0 | 0 | 0 | 0 | 0 | 0 | 0 | 0 | 0 | 0 | 0 | 0 | 0 | 0 | 0 | 0 | 0 | 0 | 0 | 0
SDG&E Portfolio | [15 empty] | 0 |  |  | #N/A | [20 empty] | 0 | 0 | 0 | 0 | 0 | 0 | 0 | 0 | 0 | 0 | 0 | 0 | 0 | 0 | 0 | 0 | 0 | 0 | 0 | 0 | 0 | 0 | 0 | 0 | 0 | 0 | 0 | 0 | 0
SDG&E Portfolio | [15 empty] | 0 |  |  | #N/A | [20 empty] | 0 | 0 | 0 | 0 | 0 | 0 | 0 | 0 | 0 | 0 | 0 | 0 | 0 | 0 | 0 | 0 | 0 | 0 | 0 | 0 | 0 | 0 | 0 | 0 | 0 | 0 | 0 | 0 | 0
SDG&E Portfolio | [15 empty] | 0 |  |  | #N/A | [20 empty] | 0 | 0 | 0 | 0 | 0 | 0 | 0 | 0 | 0 | 0 | 0 | 0 | 0 | 0 | 0 | 0 | 0 | 0 | 0 | 0 | 0 | 0 | 0 | 0 | 0 | 0 | 0 | 0 | 0
SDG&E Portfolio | [15 empty] | 0 |  |  | #N/A | [20 empty] | 0 | 0 | 0 | 0 | 0 | 0 | 0 | 0 | 0 | 0 | 0 | 0 | 0 | 0 | 0 | 0 | 0 | 0 | 0 | 0 | 0 | 0 | 0 | 0 | 0 | 0 | 0 | 0 | 0
SDG&E Portfolio | [15 empty] | 0 |  |  | #N/A | [20 empty] | 0 | 0 | 0 | 0 | 0 | 0 | 0 | 0 | 0 | 0 | 0 | 0 | 0 | 0 | 0 | 0 | 0 | 0 | 0 | 0 | 0 | 0 | 0 | 0 | 0 | 0 | 0 | 0 | 0
SDG&E Portfolio | [15 empty] | 0 |  |  | #N/A | [20 empty] | 0 | 0 | 0 | 0 | 0 | 0 | 0 | 0 | 0 | 0 | 0 | 0 | 0 | 0 | 0 | 0 | 0 | 0 | 0 | 0 | 0 | 0 | 0 | 0 | 0 | 0 | 0 | 0 | 0
SDG&E Portfolio | [15 empty] | 0 |  |  | #N/A | [20 empty] | 0 | 0 | 0 | 0 | 0 | 0 | 0 | 0 | 0 | 0 | 0 | 0 | 0 | 0 | 0 | 0 | 0 | 0 | 0 | 0 | 0 | 0 | 0 | 0 | 0 | 0 | 0 | 0 | 0
SDG&E Portfolio | [15 empty] | 0 |  |  | #N/A | [20 empty] | 0 | 0 | 0 | 0 | 0 | 0 | 0 | 0 | 0 | 0 | 0 | 0 | 0 | 0 | 0 | 0 | 0 | 0 | 0 | 0 | 0 | 0 | 0 | 0 | 0 | 0 | 0 | 0 | 0
SDG&E Portfolio | [15 empty] | 0 |  |  | #N/A | [20 empty] | 0 | 0 | 0 | 0 | 0 | 0 | 0 | 0 | 0 | 0 | 0 | 0 | 0 | 0 | 0 | 0 | 0 | 0 | 0 | 0 | 0 | 0 | 0 | 0 | 0 | 0 | 0 | 0 | 0
SDG&E Portfolio | [15 empty] | 0 |  |  | #N/A | [20 empty] | 0 | 0 | 0 | 0 | 0 | 0 | 0 | 0 | 0 | 0 | 0 | 0 | 0 | 0 | 0 | 0 | 0 | 0 | 0 | 0 | 0 | 0 | 0 | 0 | 0 | 0 | 0 | 0 | 0
SDG&E Portfolio | [15 empty] | 0 |  |  | #N/A | [20 empty] | 0 | 0 | 0 | 0 | 0 | 0 | 0 | 0 | 0 | 0 | 0 | 0 | 0 | 0 | 0 | 0 | 0 | 0 | 0 | 0 | 0 | 0 | 0 | 0 | 0 | 0 | 0 | 0 | 0
SDG&E Portfolio | [15 empty] | 0 |  |  | #N/A | [20 empty] | 0 | 0 | 0 | 0 | 0 | 0 | 0 | 0 | 0 | 0 | 0 | 0 | 0 | 0 | 0 | 0 | 0 | 0 | 0 | 0 | 0 | 0 | 0 | 0 | 0 | 0 | 0 | 0 | 0
SDG&E Portfolio | [15 empty] | 0 |  |  | #N/A | [20 empty] | 0 | 0 | 0 | 0 | 0 | 0 | 0 | 0 | 0 | 0 | 0 | 0 | 0 | 0 | 0 | 0 | 0 | 0 | 0 | 0 | 0 | 0 | 0 | 0 | 0 | 0 | 0 | 0 | 0
SDG&E Portfolio | [15 empty] | 0 |  |  | #N/A | [20 empty] | 0 | 0 | 0 | 0 | 0 | 0 | 0 | 0 | 0 | 0 | 0 | 0 | 0 | 0 | 0 | 0 | 0 | 0 | 0 | 0 | 0 | 0 | 0 | 0 | 0 | 0 | 0 | 0 | 0
SDG&E Portfolio | [15 empty] | 0 |  |  | #N/A | [20 empty] | 0 | 0 | 0 | 0 | 0 | 0 | 0 | 0 | 0 | 0 | 0 | 0 | 0 | 0 | 0 | 0 | 0 | 0 | 0 | 0 | 0 | 0 | 0 | 0 | 0 | 0 | 0 | 0 | 0
SDG&E Portfolio | [15 empty] | 0 |  |  | #N/A | [20 empty] | 0 | 0 | 0 | 0 | 0 | 0 | 0 | 0 | 0 | 0 | 0 | 0 | 0 | 0 | 0 | 0 | 0 | 0 | 0 | 0 | 0 | 0 | 0 | 0 | 0 | 0 | 0 | 0 | 0
SDG&E Portfolio | [15 empty] | 0 |  |  | #N/A | [20 empty] | 0 | 0 | 0 | 0 | 0 | 0 | 0 | 0 | 0 | 0 | 0 | 0 | 0 | 0 | 0 | 0 | 0 | 0 | 0 | 0 | 0 | 0 | 0 | 0 | 0 | 0 | 0 | 0 | 0
SDG&E Portfolio | [15 empty] | 0 |  |  | #N/A | [20 empty] | 0 | 0 | 0 | 0 | 0 | 0 | 0 | 0 | 0 | 0 | 0 | 0 | 0 | 0 | 0 | 0 | 0 | 0 | 0 | 0 | 0 | 0 | 0 | 0 | 0 | 0 | 0 | 0 | 0
SDG&E Portfolio | [15 empty] | 0 |  |  | #N/A | [20 empty] | 0 | 0 | 0 | 0 | 0 | 0 | 0 | 0 | 0 | 0 | 0 | 0 | 0 | 0 | 0 | 0 | 0 | 0 | 0 | 0 | 0 | 0 | 0 | 0 | 0 | 0 | 0 | 0 | 0
SDG&E Portfolio | [15 empty] | 0 |  |  | #N/A | [20 empty] | 0 | 0 | 0 | 0 | 0 | 0 | 0 | 0 | 0 | 0 | 0 | 0 | 0 | 0 | 0 | 0 | 0 | 0 | 0 | 0 | 0 | 0 | 0 | 0 | 0 | 0 | 0 | 0 | 0
SDG&E Portfolio | [15 empty] | 0 |  |  | #N/A | [20 empty] | 0 | 0 | 0 | 0 | 0 | 0 | 0 | 0 | 0 | 0 | 0 | 0 | 0 | 0 | 0 | 0 | 0 | 0 | 0 | 0 | 0 | 0 | 0 | 0 | 0 | 0 | 0 | 0 | 0
SDG&E Portfolio | [15 empty] | 0 |  |  | #N/A | [20 empty] | 0 | 0 | 0 | 0 | 0 | 0 | 0 | 0 | 0 | 0 | 0 | 0 | 0 | 0 | 0 | 0 | 0 | 0 | 0 | 0 | 0 | 0 | 0 | 0 | 0 | 0 | 0 | 0 | 0
SDG&E Portfolio | [15 empty] | 0 |  |  | #N/A | [20 empty] | 0 | 0 | 0 | 0 | 0 | 0 | 0 | 0 | 0 | 0 | 0 | 0 | 0 | 0 | 0 | 0 | 0 | 0 | 0 | 0 | 0 | 0 | 0 | 0 | 0 | 0 | 0 | 0 | 0
SDG&E Portfolio | [15 empty] | 0 |  |  | #N/A | [20 empty] | 0 | 0 | 0 | 0 | 0 | 0 | 0 | 0 | 0 | 0 | 0 | 0 | 0 | 0 | 0 | 0 | 0 | 0 | 0 | 0 | 0 | 0 | 0 | 0 | 0 | 0 | 0 | 0 | 0
SDG&E Portfolio | [15 empty] | 0 |  |  | #N/A | [20 empty] | 0 | 0 | 0 | 0 | 0 | 0 | 0 | 0 | 0 | 0 | 0 | 0 | 0 | 0 | 0 | 0 | 0 | 0 | 0 | 0 | 0 | 0 | 0 | 0 | 0 | 0 | 0 | 0 | 0
SDG&E Portfolio | [15 empty] | 0 |  |  | #N/A | [20 empty] | 0 | 0 | 0 | 0 | 0 | 0 | 0 | 0 | 0 | 0 | 0 | 0 | 0 | 0 | 0 | 0 | 0 | 0 | 0 | 0 | 0 | 0 | 0 | 0 | 0 | 0 | 0 | 0 | 0
SDG&E Portfolio | [15 empty] | 0 |  |  | #N/A | [20 empty] | 0 | 0 | 0 | 0 | 0 | 0 | 0 | 0 | 0 | 0 | 0 | 0 | 0 | 0 | 0 | 0 | 0 | 0 | 0 | 0 | 0 | 0 | 0 | 0 | 0 | 0 | 0 | 0 | 0
SDG&E Portfolio | [15 empty] | 0 |  |  | #N/A | [20 empty] | 0 | 0 | 0 | 0 | 0 | 0 | 0 | 0 | 0 | 0 | 0 | 0 | 0 | 0 | 0 | 0 | 0 | 0 | 0 | 0 | 0 | 0 | 0 | 0 | 0 | 0 | 0 | 0 | 0
SDG&E Portfolio | [15 empty] | 0 |  |  | #N/A | [20 empty] | 0 | 0 | 0 | 0 | 0 | 0 | 0 | 0 | 0 | 0 | 0 | 0 | 0 | 0 | 0 | 0 | 0 | 0 | 0 | 0 | 0 | 0 | 0 | 0 | 0 | 0 | 0 | 0 | 0
SDG&E Portfolio | [15 empty] | 0 |  |  | #N/A | [20 empty] | 0 | 0 | 0 | 0 | 0 | 0 | 0 | 0 | 0 | 0 | 0 | 0 | 0 | 0 | 0 | 0 | 0 | 0 | 0 | 0 | 0 | 0 | 0 | 0 | 0 | 0 | 0 | 0 | 0
SDG&E Portfolio | [15 empty] | 0 |  |  | #N/A | [20 empty] | 0 | 0 | 0 | 0 | 0 | 0 | 0 | 0 | 0 | 0 | 0 | 0 | 0 | 0 | 0 | 0 | 0 | 0 | 0 | 0 | 0 | 0 | 0 | 0 | 0 | 0 | 0 | 0 | 0
SDG&E Portfolio | [15 empty] | 0 |  |  | #N/A | [20 empty] | 0 | 0 | 0 | 0 | 0 | 0 | 0 | 0 | 0 | 0 | 0 | 0 | 0 | 0 | 0 | 0 | 0 | 0 | 0 | 0 | 0 | 0 | 0 | 0 | 0 | 0 | 0 | 0 | 0
SDG&E Portfolio | [15 empty] | 0 |  |  | #N/A | [20 empty] | 0 | 0 | 0 | 0 | 0 | 0 | 0 | 0 | 0 | 0 | 0 | 0 | 0 | 0 | 0 | 0 | 0 | 0 | 0 | 0 | 0 | 0 | 0 | 0 | 0 | 0 | 0 | 0 | 0
SDG&E Portfolio | [15 empty] | 0 |  |  | #N/A | [20 empty] | 0 | 0 | 0 | 0 | 0 | 0 | 0 | 0 | 0 | 0 | 0 | 0 | 0 | 0 | 0 | 0 | 0 | 0 | 0 | 0 | 0 | 0 | 0 | 0 | 0 | 0 | 0 | 0 | 0
SDG&E Portfolio | [15 empty] | 0 |  |  | #N/A | [20 empty] | 0 | 0 | 0 | 0 | 0 | 0 | 0 | 0 | 0 | 0 | 0 | 0 | 0 | 0 | 0 | 0 | 0 | 0 | 0 | 0 | 0 | 0 | 0 | 0 | 0 | 0 | 0 | 0 | 0
SDG&E Portfolio | [15 empty] | 0 |  |  | #N/A | [20 empty] | 0 | 0 | 0 | 0 | 0 | 0 | 0 | 0 | 0 | 0 | 0 | 0 | 0 | 0 | 0 | 0 | 0 | 0 | 0 | 0 | 0 | 0 | 0 | 0 | 0 | 0 | 0 | 0 | 0
SDG&E Portfolio | [15 empty] | 0 |  |  | #N/A | [20 empty] | 0 | 0 | 0 | 0 | 0 | 0 | 0 | 0 | 0 | 0 | 0 | 0 | 0 | 0 | 0 | 0 | 0 | 0 | 0 | 0 | 0 | 0 | 0 | 0 | 0 | 0 | 0 | 0 | 0
SDG&E Portfolio | [15 empty] | 0 |  |  | #N/A | [20 empty] | 0 | 0 | 0 | 0 | 0 | 0 | 0 | 0 | 0 | 0 | 0 | 0 | 0 | 0 | 0 | 0 | 0 | 0 | 0 | 0 | 0 | 0 | 0 | 0 | 0 | 0 | 0 | 0 | 0
SDG&E Portfolio | [15 empty] | 0 |  |  | #N/A | [20 empty] | 0 | 0 | 0 | 0 | 0 | 0 | 0 | 0 | 0 | 0 | 0 | 0 | 0 | 0 | 0 | 0 | 0 | 0 | 0 | 0 | 0 | 0 | 0 | 0 | 0 | 0 | 0 | 0 | 0
SDG&E Portfolio | [15 empty] | 0 |  |  | #N/A | [20 empty] | 0 | 0 | 0 | 0 | 0 | 0 | 0 | 0 | 0 | 0 | 0 | 0 | 0 | 0 | 0 | 0 | 0 | 0 | 0 | 0 | 0 | 0 | 0 | 0 | 0 | 0 | 0 | 0 | 0
SDG&E Portfolio | [15 empty] | 0 |  |  | #N/A | [20 empty] | 0 | 0 | 0 | 0 | 0 | 0 | 0 | 0 | 0 | 0 | 0 | 0 | 0 | 0 | 0 | 0 | 0 | 0 | 0 | 0 | 0 | 0 | 0 | 0 | 0 | 0 | 0 | 0 | 0
SDG&E Portfolio | [15 empty] | 0 |  |  | #N/A | [20 empty] | 0 | 0 | 0 | 0 | 0 | 0 | 0 | 0 | 0 | 0 | 0 | 0 | 0 | 0 | 0 | 0 | 0 | 0 | 0 | 0 | 0 | 0 | 0 | 0 | 0 | 0 | 0 | 0 | 0
SDG&E Portfolio | [15 empty] | 0 |  |  | #N/A | [20 empty] | 0 | 0 | 0 | 0 | 0 | 0 | 0 | 0 | 0 | 0 | 0 | 0 | 0 | 0 | 0 | 0 | 0 | 0 | 0 | 0 | 0 | 0 | 0 | 0 | 0 | 0 | 0 | 0 | 0
SDG&E Portfolio | [15 empty] | 0 |  |  | #N/A | [20 empty] | 0 | 0 | 0 | 0 | 0 | 0 | 0 | 0 | 0 | 0 | 0 | 0 | 0 | 0 | 0 | 0 | 0 | 0 | 0 | 0 | 0 | 0 | 0 | 0 | 0 | 0 | 0 | 0 | 0
SDG&E Portfolio | [15 empty] | 0 |  |  | #N/A | [20 empty] | 0 | 0 | 0 | 0 | 0 | 0 | 0 | 0 | 0 | 0 | 0 | 0 | 0 | 0 | 0 | 0 | 0 | 0 | 0 | 0 | 0 | 0 | 0 | 0 | 0 | 0 | 0 | 0 | 0
SDG&E Portfolio | [15 empty] | 0 |  |  | #N/A | [20 empty] | 0 | 0 | 0 | 0 | 0 | 0 | 0 | 0 | 0 | 0 | 0 | 0 | 0 | 0 | 0 | 0 | 0 | 0 | 0 | 0 | 0 | 0 | 0 | 0 | 0 | 0 | 0 | 0 | 0
SDG&E Portfolio | [15 empty] | 0 |  |  | #N/A | [20 empty] | 0 | 0 | 0 | 0 | 0 | 0 | 0 | 0 | 0 | 0 | 0 | 0 | 0 | 0 | 0 | 0 | 0 | 0 | 0 | 0 | 0 | 0 | 0 | 0 | 0 | 0 | 0 | 0 | 0
SDG&E Portfolio | [15 empty] | 0 |  |  | #N/A | [20 empty] | 0 | 0 | 0 | 0 | 0 | 0 | 0 | 0 | 0 | 0 | 0 | 0 | 0 | 0 | 0 | 0 | 0 | 0 | 0 | 0 | 0 | 0 | 0 | 0 | 0 | 0 | 0 | 0 | 0
SDG&E Portfolio | [15 empty] | 0 |  |  | #N/A | [20 empty] | 0 | 0 | 0 | 0 | 0 | 0 | 0 | 0 | 0 | 0 | 0 | 0 | 0 | 0 | 0 | 0 | 0 | 0 | 0 | 0 | 0 | 0 | 0 | 0 | 0 | 0 | 0 | 0 | 0
SDG&E Portfolio | [15 empty] | 0 |  |  | #N/A | [20 empty] | 0 | 0 | 0 | 0 | 0 | 0 | 0 | 0 | 0 | 0 | 0 | 0 | 0 | 0 | 0 | 0 | 0 | 0 | 0 | 0 | 0 | 0 | 0 | 0 | 0 | 0 | 0 | 0 | 0
SDG&E Portfolio | [15 empty] | 0 |  |  | #N/A | [20 empty] | 0 | 0 | 0 | 0 | 0 | 0 | 0 | 0 | 0 | 0 | 0 | 0 | 0 | 0 | 0 | 0 | 0 | 0 | 0 | 0 | 0 | 0 | 0 | 0 | 0 | 0 | 0 | 0 | 0
SDG&E Portfolio | [15 empty] | 0 |  |  | #N/A | [20 empty] | 0 | 0 | 0 | 0 | 0 | 0 | 0 | 0 | 0 | 0 | 0 | 0 | 0 | 0 | 0 | 0 | 0 | 0 | 0 | 0 | 0 | 0 | 0 | 0 | 0 | 0 | 0 | 0 | 0
SDG&E Portfolio | [15 empty] | 0 |  |  | #N/A | [20 empty] | 0 | 0 | 0 | 0 | 0 | 0 | 0 | 0 | 0 | 0 | 0 | 0 | 0 | 0 | 0 | 0 | 0 | 0 | 0 | 0 | 0 | 0 | 0 | 0 | 0 | 0 | 0 | 0 | 0
SDG&E Portfolio | [15 empty] | 0 |  |  | #N/A | [20 empty] | 0 | 0 | 0 | 0 | 0 | 0 | 0 | 0 | 0 | 0 | 0 | 0 | 0 | 0 | 0 | 0 | 0 | 0 | 0 | 0 | 0 | 0 | 0 | 0 | 0 | 0 | 0 | 0 | 0
SDG&E Portfolio | [15 empty] | 0 |  |  | #N/A | [20 empty] | 0 | 0 | 0 | 0 | 0 | 0 | 0 | 0 | 0 | 0 | 0 | 0 | 0 | 0 | 0 | 0 | 0 | 0 | 0 | 0 | 0 | 0 | 0 | 0 | 0 | 0 | 0 | 0 | 0
SDG&E Portfolio | [15 empty] | 0 |  |  | #N/A | [20 empty] | 0 | 0 | 0 | 0 | 0 | 0 | 0 | 0 | 0 | 0 | 0 | 0 | 0 | 0 | 0 | 0 | 0 | 0 | 0 | 0 | 0 | 0 | 0 | 0 | 0 | 0 | 0 | 0 | 0
SDG&E Portfolio | [15 empty] | 0 |  |  | #N/A | [20 empty] | 0 | 0 | 0 | 0 | 0 | 0 | 0 | 0 | 0 | 0 | 0 | 0 | 0 | 0 | 0 | 0 | 0 | 0 | 0 | 0 | 0 | 0 | 0 | 0 | 0 | 0 | 0 | 0 | 0
SDG&E Portfolio | [15 empty] | 0 |  |  | #N/A | [20 empty] | 0 | 0 | 0 | 0 | 0 | 0 | 0 | 0 | 0 | 0 | 0 | 0 | 0 | 0 | 0 | 0 | 0 | 0 | 0 | 0 | 0 | 0 | 0 | 0 | 0 | 0 | 0 | 0 | 0
SDG&E Portfolio | [15 empty] | 0 |  |  | #N/A | [20 empty] | 0 | 0 | 0 | 0 | 0 | 0 | 0 | 0 | 0 | 0 | 0 | 0 | 0 | 0 | 0 | 0 | 0 | 0 | 0 | 0 | 0 | 0 | 0 | 0 | 0 | 0 | 0 | 0 | 0
SDG&E Portfolio | [15 empty] | 0 |  |  | #N/A | [20 empty] | 0 | 0 | 0 | 0 | 0 | 0 | 0 | 0 | 0 | 0 | 0 | 0 | 0 | 0 | 0 | 0 | 0 | 0 | 0 | 0 | 0 | 0 | 0 | 0 | 0 | 0 | 0 | 0 | 0
SDG&E Portfolio | [15 empty] | 0 |  |  | #N/A | [20 empty] | 0 | 0 | 0 | 0 | 0 | 0 | 0 | 0 | 0 | 0 | 0 | 0 | 0 | 0 | 0 | 0 | 0 | 0 | 0 | 0 | 0 | 0 | 0 | 0 | 0 | 0 | 0 | 0 | 0
SDG&E Portfolio | [15 empty] | 0 |  |  | #N/A | [20 empty] | 0 | 0 | 0 | 0 | 0 | 0 | 0 | 0 | 0 | 0 | 0 | 0 | 0 | 0 | 0 | 0 | 0 | 0 | 0 | 0 | 0 | 0 | 0 | 0 | 0 | 0 | 0 | 0 | 0
SDG&E Portfolio | [15 empty] | 0 |  |  | #N/A | [20 empty] | 0 | 0 | 0 | 0 | 0 | 0 | 0 | 0 | 0 | 0 | 0 | 0 | 0 | 0 | 0 | 0 | 0 | 0 | 0 | 0 | 0 | 0 | 0 | 0 | 0 | 0 | 0 | 0 | 0
SDG&E Portfolio | [15 empty] | 0 |  |  | #N/A | [20 empty] | 0 | 0 | 0 | 0 | 0 | 0 | 0 | 0 | 0 | 0 | 0 | 0 | 0 | 0 | 0 | 0 | 0 | 0 | 0 | 0 | 0 | 0 | 0 | 0 | 0 | 0 | 0 | 0 | 0
SDG&E Portfolio | [15 empty] | 0 |  |  | #N/A | [20 empty] | 0 | 0 | 0 | 0 | 0 | 0 | 0 | 0 | 0 | 0 | 0 | 0 | 0 | 0 | 0 | 0 | 0 | 0 | 0 | 0 | 0 | 0 | 0 | 0 | 0 | 0 | 0 | 0 | 0
SDG&E Portfolio | [15 empty] | 0 |  |  | #N/A | [20 empty] | 0 | 0 | 0 | 0 | 0 | 0 | 0 | 0 | 0 | 0 | 0 | 0 | 0 | 0 | 0 | 0 | 0 | 0 | 0 | 0 | 0 | 0 | 0 | 0 | 0 | 0 | 0 | 0 | 0
SDG&E Portfolio | [15 empty] | 0 |  |  | #N/A | [20 empty] | 0 | 0 | 0 | 0 | 0 | 0 | 0 | 0 | 0 | 0 | 0 | 0 | 0 | 0 | 0 | 0 | 0 | 0 | 0 | 0 | 0 | 0 | 0 | 0 | 0 | 0 | 0 | 0 | 0
SDG&E Portfolio | [15 empty] | 0 |  |  | #N/A | [20 empty] | 0 | 0 | 0 | 0 | 0 | 0 | 0 | 0 | 0 | 0 | 0 | 0 | 0 | 0 | 0 | 0 | 0 | 0 | 0 | 0 | 0 | 0 | 0 | 0 | 0 | 0 | 0 | 0 | 0
SDG&E Portfolio | [15 empty] | 0 |  |  | #N/A | [20 empty] | 0 | 0 | 0 | 0 | 0 | 0 | 0 | 0 | 0 | 0 | 0 | 0 | 0 | 0 | 0 | 0 | 0 | 0 | 0 | 0 | 0 | 0 | 0 | 0 | 0 | 0 | 0 | 0 | 0
SDG&E Portfolio | [15 empty] | 0 |  |  | #N/A | [20 empty] | 0 | 0 | 0 | 0 | 0 | 0 | 0 | 0 | 0 | 0 | 0 | 0 | 0 | 0 | 0 | 0 | 0 | 0 | 0 | 0 | 0 | 0 | 0 | 0 | 0 | 0 | 0 | 0 | 0
SDG&E Portfolio | [15 empty] | 0 |  |  | #N/A | [20 empty] | 0 | 0 | 0 | 0 | 0 | 0 | 0 | 0 | 0 | 0 | 0 | 0 | 0 | 0 | 0 | 0 | 0 | 0 | 0 | 0 | 0 | 0 | 0 | 0 | 0 | 0 | 0 | 0 | 0
SDG&E Portfolio | [15 empty] | 0 |  |  | #N/A | [20 empty] | 0 | 0 | 0 | 0 | 0 | 0 | 0 | 0 | 0 | 0 | 0 | 0 | 0 | 0 | 0 | 0 | 0 | 0 | 0 | 0 | 0 | 0 | 0 | 0 | 0 | 0 | 0 | 0 | 0
SDG&E Portfolio | [15 empty] | 0 |  |  | #N/A | [20 empty] | 0 | 0 | 0 | 0 | 0 | 0 | 0 | 0 | 0 | 0 | 0 | 0 | 0 | 0 | 0 | 0 | 0 | 0 | 0 | 0 | 0 | 0 | 0 | 0 | 0 | 0 | 0 | 0 | 0
SDG&E Portfolio | [15 empty] | 0 |  |  | #N/A | [20 empty] | 0 | 0 | 0 | 0 | 0 | 0 | 0 | 0 | 0 | 0 | 0 | 0 | 0 | 0 | 0 | 0 | 0 | 0 | 0 | 0 | 0 | 0 | 0 | 0 | 0 | 0 | 0 | 0 | 0
SDG&E Portfolio | [15 empty] | 0 |  |  | #N/A | [20 empty] | 0 | 0 | 0 | 0 | 0 | 0 | 0 | 0 | 0 | 0 | 0 | 0 | 0 | 0 | 0 | 0 | 0 | 0 | 0 | 0 | 0 | 0 | 0 | 0 | 0 | 0 | 0 | 0 | 0
SDG&E Portfolio | [15 empty] | 0 |  |  | #N/A | [20 empty] | 0 | 0 | 0 | 0 | 0 | 0 | 0 | 0 | 0 | 0 | 0 | 0 | 0 | 0 | 0 | 0 | 0 | 0 | 0 | 0 | 0 | 0 | 0 | 0 | 0 | 0 | 0 | 0 | 0
SDG&E Portfolio | [15 empty] | 0 |  |  | #N/A | [20 empty] | 0 | 0 | 0 | 0 | 0 | 0 | 0 | 0 | 0 | 0 | 0 | 0 | 0 | 0 | 0 | 0 | 0 | 0 | 0 | 0 | 0 | 0 | 0 | 0 | 0 | 0 | 0 | 0 | 0
SDG&E Portfolio | [15 empty] | 0 |  |  | #N/A | [20 empty] | 0 | 0 | 0 | 0 | 0 | 0 | 0 | 0 | 0 | 0 | 0 | 0 | 0 | 0 | 0 | 0 | 0 | 0 | 0 | 0 | 0 | 0 | 0 | 0 | 0 | 0 | 0 | 0 | 0
SDG&E Portfolio | [15 empty] | 0 |  |  | #N/A | [20 empty] | 0 | 0 | 0 | 0 | 0 | 0 | 0 | 0 | 0 | 0 | 0 | 0 | 0 | 0 | 0 | 0 | 0 | 0 | 0 | 0 | 0 | 0 | 0 | 0 | 0 | 0 | 0 | 0 | 0
SDG&E Portfolio | [15 empty] | 0 |  |  | #N/A | [20 empty] | 0 | 0 | 0 | 0 | 0 | 0 | 0 | 0 | 0 | 0 | 0 | 0 | 0 | 0 | 0 | 0 | 0 | 0 | 0 | 0 | 0 | 0 | 0 | 0 | 0 | 0 | 0 | 0 | 0
SDG&E Portfolio | [15 empty] | 0 |  |  | #N/A | [20 empty] | 0 | 0 | 0 | 0 | 0 | 0 | 0 | 0 | 0 | 0 | 0 | 0 | 0 | 0 | 0 | 0 | 0 | 0 | 0 | 0 | 0 | 0 | 0 | 0 | 0 | 0 | 0 | 0 | 0
SDG&E Portfolio | [15 empty] | 0 |  |  | #N/A | [20 empty] | 0 | 0 | 0 | 0 | 0 | 0 | 0 | 0 | 0 | 0 | 0 | 0 | 0 | 0 | 0 | 0 | 0 | 0 | 0 | 0 | 0 | 0 | 0 | 0 | 0 | 0 | 0 | 0 | 0
SDG&E Portfolio | [15 empty] | 0 |  |  | #N/A | [20 empty] | 0 | 0 | 0 | 0 | 0 | 0 | 0 | 0 | 0 | 0 | 0 | 0 | 0 | 0 | 0 | 0 | 0 | 0 | 0 | 0 | 0 | 0 | 0 | 0 | 0 | 0 | 0 | 0 | 0
SDG&E Portfolio | [15 empty] | 0 |  |  | #N/A | [20 empty] | 0 | 0 | 0 | 0 | 0 | 0 | 0 | 0 | 0 | 0 | 0 | 0 | 0 | 0 | 0 | 0 | 0 | 0 | 0 | 0 | 0 | 0 | 0 | 0 | 0 | 0 | 0 | 0 | 0
SDG&E Portfolio | [15 empty] | 0 |  |  | #N/A | [20 empty] | 0 | 0 | 0 | 0 | 0 | 0 | 0 | 0 | 0 | 0 | 0 | 0 | 0 | 0 | 0 | 0 | 0 | 0 | 0 | 0 | 0 | 0 | 0 | 0 | 0 | 0 | 0 | 0 | 0
SDG&E Portfolio | [15 empty] | 0 |  |  | #N/A | [20 empty] | 0 | 0 | 0 | 0 | 0 | 0 | 0 | 0 | 0 | 0 | 0 | 0 | 0 | 0 | 0 | 0 | 0 | 0 | 0 | 0 | 0 | 0 | 0 | 0 | 0 | 0 | 0 | 0 | 0
SDG&E Portfolio | [15 empty] | 0 |  |  | #N/A | [20 empty] | 0 | 0 | 0 | 0 | 0 | 0 | 0 | 0 | 0 | 0 | 0 | 0 | 0 | 0 | 0 | 0 | 0 | 0 | 0 | 0 | 0 | 0 | 0 | 0 | 0 | 0 | 0 | 0 | 0
SDG&E Portfolio | [15 empty] | 0 |  |  | #N/A | [20 empty] | 0 | 0 | 0 | 0 | 0 | 0 | 0 | 0 | 0 | 0 | 0 | 0 | 0 | 0 | 0 | 0 | 0 | 0 | 0 | 0 | 0 | 0 | 0 | 0 | 0 | 0 | 0 | 0 | 0
SDG&E Portfolio | [15 empty] | 0 |  |  | #N/A | [20 empty] | 0 | 0 | 0 | 0 | 0 | 0 | 0 | 0 | 0 | 0 | 0 | 0 | 0 | 0 | 0 | 0 | 0 | 0 | 0 | 0 | 0 | 0 | 0 | 0 | 0 | 0 | 0 | 0 | 0
SDG&E Portfolio | [15 empty] | 0 |  |  | #N/A | [20 empty] | 0 | 0 | 0 | 0 | 0 | 0 | 0 | 0 | 0 | 0 | 0 | 0 | 0 | 0 | 0 | 0 | 0 | 0 | 0 | 0 | 0 | 0 | 0 | 0 | 0 | 0 | 0 | 0 | 0
SDG&E Portfolio | [15 empty] | 0 |  |  | #N/A | [20 empty] | 0 | 0 | 0 | 0 | 0 | 0 | 0 | 0 | 0 | 0 | 0 | 0 | 0 | 0 | 0 | 0 | 0 | 0 | 0 | 0 | 0 | 0 | 0 | 0 | 0 | 0 | 0 | 0 | 0
SDG&E Portfolio | [15 empty] | 0 |  |  | #N/A | [20 empty] | 0 | 0 | 0 | 0 | 0 | 0 | 0 | 0 | 0 | 0 | 0 | 0 | 0 | 0 | 0 | 0 | 0 | 0 | 0 | 0 | 0 | 0 | 0 | 0 | 0 | 0 | 0 | 0 | 0
SDG&E Portfolio | [15 empty] | 0 |  |  | #N/A | [20 empty] | 0 | 0 | 0 | 0 | 0 | 0 | 0 | 0 | 0 | 0 | 0 | 0 | 0 | 0 | 0 | 0 | 0 | 0 | 0 | 0 | 0 | 0 | 0 | 0 | 0 | 0 | 0 | 0 | 0
SDG&E Portfolio | [15 empty] | 0 |  |  | #N/A | [20 empty] | 0 | 0 | 0 | 0 | 0 | 0 | 0 | 0 | 0 | 0 | 0 | 0 | 0 | 0 | 0 | 0 | 0 | 0 | 0 | 0 | 0 | 0 | 0 | 0 | 0 | 0 | 0 | 0 | 0
SDG&E Portfolio | [15 empty] | 0 |  |  | #N/A | [20 empty] | 0 | 0 | 0 | 0 | 0 | 0 | 0 | 0 | 0 | 0 | 0 | 0 | 0 | 0 | 0 | 0 | 0 | 0 | 0 | 0 | 0 | 0 | 0 | 0 | 0 | 0 | 0 | 0 | 0
SDG&E Portfolio | [15 empty] | 0 |  |  | #N/A | [20 empty] | 0 | 0 | 0 | 0 | 0 | 0 | 0 | 0 | 0 | 0 | 0 | 0 | 0 | 0 | 0 | 0 | 0 | 0 | 0 | 0 | 0 | 0 | 0 | 0 | 0 | 0 | 0 | 0 | 0
SDG&E Portfolio | [15 empty] | 0 |  |  | #N/A | [20 empty] | 0 | 0 | 0 | 0 | 0 | 0 | 0 | 0 | 0 | 0 | 0 | 0 | 0 | 0 | 0 | 0 | 0 | 0 | 0 | 0 | 0 | 0 | 0 | 0 | 0 | 0 | 0 | 0 | 0
SDG&E Portfolio | [15 empty] | 0 |  |  | #N/A | [20 empty] | 0 | 0 | 0 | 0 | 0 | 0 | 0 | 0 | 0 | 0 | 0 | 0 | 0 | 0 | 0 | 0 | 0 | 0 | 0 | 0 | 0 | 0 | 0 | 0 | 0 | 0 | 0 | 0 | 0
SDG&E Portfolio | [15 empty] | 0 |  |  | #N/A | [20 empty] | 0 | 0 | 0 | 0 | 0 | 0 | 0 | 0 | 0 | 0 | 0 | 0 | 0 | 0 | 0 | 0 | 0 | 0 | 0 | 0 | 0 | 0 | 0 | 0 | 0 | 0 | 0 | 0 | 0
SDG&E Portfolio | [15 empty] | 0 |  |  | #N/A | [20 empty] | 0 | 0 | 0 | 0 | 0 | 0 | 0 | 0 | 0 | 0 | 0 | 0 | 0 | 0 | 0 | 0 | 0 | 0 | 0 | 0 | 0 | 0 | 0 | 0 | 0 | 0 | 0 | 0 | 0
SDG&E Portfolio | [15 empty] | 0 |  |  | #N/A | [20 empty] | 0 | 0 | 0 | 0 | 0 | 0 | 0 | 0 | 0 | 0 | 0 | 0 | 0 | 0 | 0 | 0 | 0 | 0 | 0 | 0 | 0 | 0 | 0 | 0 | 0 | 0 | 0 | 0 | 0
SDG&E Portfolio | [15 empty] | 0 |  |  | #N/A | [20 empty] | 0 | 0 | 0 | 0 | 0 | 0 | 0 | 0 | 0 | 0 | 0 | 0 | 0 | 0 | 0 | 0 | 0 | 0 | 0 | 0 | 0 | 0 | 0 | 0 | 0 | 0 | 0 | 0 | 0
SDG&E Portfolio | [15 empty] | 0 |  |  | #N/A | [20 empty] | 0 | 0 | 0 | 0 | 0 | 0 | 0 | 0 | 0 | 0 | 0 | 0 | 0 | 0 | 0 | 0 | 0 | 0 | 0 | 0 | 0 | 0 | 0 | 0 | 0 | 0 | 0 | 0 | 0
SDG&E Portfolio | [15 empty] | 0 |  |  | #N/A | [20 empty] | 0 | 0 | 0 | 0 | 0 | 0 | 0 | 0 | 0 | 0 | 0 | 0 | 0 | 0 | 0 | 0 | 0 | 0 | 0 | 0 | 0 | 0 | 0 | 0 | 0 | 0 | 0 | 0 | 0
SDG&E Portfolio | [15 empty] | 0 |  |  | #N/A | [20 empty] | 0 | 0 | 0 | 0 | 0 | 0 | 0 | 0 | 0 | 0 | 0 | 0 | 0 | 0 | 0 | 0 | 0 | 0 | 0 | 0 | 0 | 0 | 0 | 0 | 0 | 0 | 0 | 0 | 0
SDG&E Portfolio | [15 empty] | 0 |  |  | #N/A | [20 empty] | 0 | 0 | 0 | 0 | 0 | 0 | 0 | 0 | 0 | 0 | 0 | 0 | 0 | 0 | 0 | 0 | 0 | 0 | 0 | 0 | 0 | 0 | 0 | 0 | 0 | 0 | 0 | 0 | 0
SDG&E Portfolio | [15 empty] | 0 |  |  | #N/A | [20 empty] | 0 | 0 | 0 | 0 | 0 | 0 | 0 | 0 | 0 | 0 | 0 | 0 | 0 | 0 | 0 | 0 | 0 | 0 | 0 | 0 | 0 | 0 | 0 | 0 | 0 | 0 | 0 | 0 | 0
SDG&E Portfolio | [15 empty] | 0 |  |  | #N/A | [20 empty] | 0 | 0 | 0 | 0 | 0 | 0 | 0 | 0 | 0 | 0 | 0 | 0 | 0 | 0 | 0 | 0 | 0 | 0 | 0 | 0 | 0 | 0 | 0 | 0 | 0 | 0 | 0 | 0 | 0
SDG&E Portfolio | [15 empty] | 0 |  |  | #N/A | [20 empty] | 0 | 0 | 0 | 0 | 0 | 0 | 0 | 0 | 0 | 0 | 0 | 0 | 0 | 0 | 0 | 0 | 0 | 0 | 0 | 0 | 0 | 0 | 0 | 0 | 0 | 0 | 0 | 0 | 0
SDG&E Portfolio | [15 empty] | 0 |  |  | #N/A | [20 empty] | 0 | 0 | 0 | 0 | 0 | 0 | 0 | 0 | 0 | 0 | 0 | 0 | 0 | 0 | 0 | 0 | 0 | 0 | 0 | 0 | 0 | 0 | 0 | 0 | 0 | 0 | 0 | 0 | 0
SDG&E Portfolio | [15 empty] | 0 |  |  | #N/A | [20 empty] | 0 | 0 | 0 | 0 | 0 | 0 | 0 | 0 | 0 | 0 | 0 | 0 | 0 | 0 | 0 | 0 | 0 | 0 | 0 | 0 | 0 | 0 | 0 | 0 | 0 | 0 | 0 | 0 | 0
SDG&E Portfolio | [15 empty] | 0 |  |  | #N/A | [20 empty] | 0 | 0 | 0 | 0 | 0 | 0 | 0 | 0 | 0 | 0 | 0 | 0 | 0 | 0 | 0 | 0 | 0 | 0 | 0 | 0 | 0 | 0 | 0 | 0 | 0 | 0 | 0 | 0 | 0
SDG&E Portfolio | [15 empty] | 0 |  |  | #N/A | [20 empty] | 0 | 0 | 0 | 0 | 0 | 0 | 0 | 0 | 0 | 0 | 0 | 0 | 0 | 0 | 0 | 0 | 0 | 0 | 0 | 0 | 0 | 0 | 0 | 0 | 0 | 0 | 0 | 0 | 0
SDG&E Portfolio | [15 empty] | 0 |  |  | #N/A | [20 empty] | 0 | 0 | 0 | 0 | 0 | 0 | 0 | 0 | 0 | 0 | 0 | 0 | 0 | 0 | 0 | 0 | 0 | 0 | 0 | 0 | 0 | 0 | 0 | 0 | 0 | 0 | 0 | 0 | 0
SDG&E Portfolio | [15 empty] | 0 |  |  | #N/A | [20 empty] | 0 | 0 | 0 | 0 | 0 | 0 | 0 | 0 | 0 | 0 | 0 | 0 | 0 | 0 | 0 | 0 | 0 | 0 | 0 | 0 | 0 | 0 | 0 | 0 | 0 | 0 | 0 | 0 | 0
SDG&E Portfolio | [15 empty] | 0 |  |  | #N/A | [20 empty] | 0 | 0 | 0 | 0 | 0 | 0 | 0 | 0 | 0 | 0 | 0 | 0 | 0 | 0 | 0 | 0 | 0 | 0 | 0 | 0 | 0 | 0 | 0 | 0 | 0 | 0 | 0 | 0 | 0
SDG&E Portfolio | [15 empty] | 0 |  |  | #N/A | [20 empty] | 0 | 0 | 0 | 0 | 0 | 0 | 0 | 0 | 0 | 0 | 0 | 0 | 0 | 0 | 0 | 0 | 0 | 0 | 0 | 0 | 0 | 0 | 0 | 0 | 0 | 0 | 0 | 0 | 0
SDG&E Portfolio | [15 empty] | 0 |  |  | #N/A | [20 empty] | 0 | 0 | 0 | 0 | 0 | 0 | 0 | 0 | 0 | 0 | 0 | 0 | 0 | 0 | 0 | 0 | 0 | 0 | 0 | 0 | 0 | 0 | 0 | 0 | 0 | 0 | 0 | 0 | 0
SDG&E Portfolio | [15 empty] | 0 |  |  | #N/A | [20 empty] | 0 | 0 | 0 | 0 | 0 | 0 | 0 | 0 | 0 | 0 | 0 | 0 | 0 | 0 | 0 | 0 | 0 | 0 | 0 | 0 | 0 | 0 | 0 | 0 | 0 | 0 | 0 | 0 | 0
SDG&E Portfolio | [15 empty] | 0 |  |  | #N/A | [20 empty] | 0 | 0 | 0 | 0 | 0 | 0 | 0 | 0 | 0 | 0 | 0 | 0 | 0 | 0 | 0 | 0 | 0 | 0 | 0 | 0 | 0 | 0 | 0 | 0 | 0 | 0 | 0 | 0 | 0
SDG&E Portfolio | [15 empty] | 0 |  |  | #N/A | [20 empty] | 0 | 0 | 0 | 0 | 0 | 0 | 0 | 0 | 0 | 0 | 0 | 0 | 0 | 0 | 0 | 0 | 0 | 0 | 0 | 0 | 0 | 0 | 0 | 0 | 0 | 0 | 0 | 0 | 0
SDG&E Portfolio | [15 empty] | 0 |  |  | #N/A | [20 empty] | 0 | 0 | 0 | 0 | 0 | 0 | 0 | 0 | 0 | 0 | 0 | 0 | 0 | 0 | 0 | 0 | 0 | 0 | 0 | 0 | 0 | 0 | 0 | 0 | 0 | 0 | 0 | 0 | 0
SDG&E Portfolio | [15 empty] | 0 |  |  | #N/A | [20 empty] | 0 | 0 | 0 | 0 | 0 | 0 | 0 | 0 | 0 | 0 | 0 | 0 | 0 | 0 | 0 | 0 | 0 | 0 | 0 | 0 | 0 | 0 | 0 | 0 | 0 | 0 | 0 | 0 | 0
SDG&E Portfolio | [15 empty] | 0 |  |  | #N/A | [20 empty] | 0 | 0 | 0 | 0 | 0 | 0 | 0 | 0 | 0 | 0 | 0 | 0 | 0 | 0 | 0 | 0 | 0 | 0 | 0 | 0 | 0 | 0 | 0 | 0 | 0 | 0 | 0 | 0 | 0
SDG&E Portfolio | [15 empty] | 0 |  |  | #N/A | [20 empty] | 0 | 0 | 0 | 0 | 0 | 0 | 0 | 0 | 0 | 0 | 0 | 0 | 0 | 0 | 0 | 0 | 0 | 0 | 0 | 0 | 0 | 0 | 0 | 0 | 0 | 0 | 0 | 0 | 0
SDG&E Portfolio | [15 empty] | 0 |  |  | #N/A | [20 empty] | 0 | 0 | 0 | 0 | 0 | 0 | 0 | 0 | 0 | 0 | 0 | 0 | 0 | 0 | 0 | 0 | 0 | 0 | 0 | 0 | 0 | 0 | 0 | 0 | 0 | 0 | 0 | 0 | 0
SDG&E Portfolio | [15 empty] | 0 |  |  | #N/A | [20 empty] | 0 | 0 | 0 | 0 | 0 | 0 | 0 | 0 | 0 | 0 | 0 | 0 | 0 | 0 | 0 | 0 | 0 | 0 | 0 | 0 | 0 | 0 | 0 | 0 | 0 | 0 | 0 | 0 | 0
SDG&E Portfolio | [15 empty] | 0 |  |  | #N/A | [20 empty] | 0 | 0 | 0 | 0 | 0 | 0 | 0 | 0 | 0 | 0 | 0 | 0 | 0 | 0 | 0 | 0 | 0 | 0 | 0 | 0 | 0 | 0 | 0 | 0 | 0 | 0 | 0 | 0 | 0
SDG&E Portfolio | [15 empty] | 0 |  |  | #N/A | [20 empty] | 0 | 0 | 0 | 0 | 0 | 0 | 0 | 0 | 0 | 0 | 0 | 0 | 0 | 0 | 0 | 0 | 0 | 0 | 0 | 0 | 0 | 0 | 0 | 0 | 0 | 0 | 0 | 0 | 0
SDG&E Portfolio | [15 empty] | 0 |  |  | #N/A | [20 empty] | 0 | 0 | 0 | 0 | 0 | 0 | 0 | 0 | 0 | 0 | 0 | 0 | 0 | 0 | 0 | 0 | 0 | 0 | 0 | 0 | 0 | 0 | 0 | 0 | 0 | 0 | 0 | 0 | 0
SDG&E Portfolio | [15 empty] | 0 |  |  | #N/A | [20 empty] | 0 | 0 | 0 | 0 | 0 | 0 | 0 | 0 | 0 | 0 | 0 | 0 | 0 | 0 | 0 | 0 | 0 | 0 | 0 | 0 | 0 | 0 | 0 | 0 | 0 | 0 | 0 | 0 | 0
SDG&E Portfolio | [15 empty] | 0 |  |  | #N/A | [20 empty] | 0 | 0 | 0 | 0 | 0 | 0 | 0 | 0 | 0 | 0 | 0 | 0 | 0 | 0 | 0 | 0 | 0 | 0 | 0 | 0 | 0 | 0 | 0 | 0 | 0 | 0 | 0 | 0 | 0
SDG&E Portfolio | [15 empty] | 0 |  |  | #N/A | [20 empty] | 0 | 0 | 0 | 0 | 0 | 0 | 0 | 0 | 0 | 0 | 0 | 0 | 0 | 0 | 0 | 0 | 0 | 0 | 0 | 0 | 0 | 0 | 0 | 0 | 0 | 0 | 0 | 0 | 0
SDG&E Portfolio | [15 empty] | 0 |  |  | #N/A | [20 empty] | 0 | 0 | 0 | 0 | 0 | 0 | 0 | 0 | 0 | 0 | 0 | 0 | 0 | 0 | 0 | 0 | 0 | 0 | 0 | 0 | 0 | 0 | 0 | 0 | 0 | 0 | 0 | 0 | 0
SDG&E Portfolio | [15 empty] | 0 |  |  | #N/A | [20 empty] | 0 | 0 | 0 | 0 | 0 | 0 | 0 | 0 | 0 | 0 | 0 | 0 | 0 | 0 | 0 | 0 | 0 | 0 | 0 | 0 | 0 | 0 | 0 | 0 | 0 | 0 | 0 | 0 | 0
SDG&E Portfolio | [15 empty] | 0 |  |  | #N/A | [20 empty] | 0 | 0 | 0 | 0 | 0 | 0 | 0 | 0 | 0 | 0 | 0 | 0 | 0 | 0 | 0 | 0 | 0 | 0 | 0 | 0 | 0 | 0 | 0 | 0 | 0 | 0 | 0 | 0 | 0
SDG&E Portfolio | [15 empty] | 0 |  |  | #N/A | [20 empty] | 0 | 0 | 0 | 0 | 0 | 0 | 0 | 0 | 0 | 0 | 0 | 0 | 0 | 0 | 0 | 0 | 0 | 0 | 0 | 0 | 0 | 0 | 0 | 0 | 0 | 0 | 0 | 0 | 0
SDG&E Portfolio | [15 empty] | 0 |  |  | #N/A | [20 empty] | 0 | 0 | 0 | 0 | 0 | 0 | 0 | 0 | 0 | 0 | 0 | 0 | 0 | 0 | 0 | 0 | 0 | 0 | 0 | 0 | 0 | 0 | 0 | 0 | 0 | 0 | 0 | 0 | 0
SDG&E Portfolio | [15 empty] | 0 |  |  | #N/A | [20 empty] | 0 | 0 | 0 | 0 | 0 | 0 | 0 | 0 | 0 | 0 | 0 | 0 | 0 | 0 | 0 | 0 | 0 | 0 | 0 | 0 | 0 | 0 | 0 | 0 | 0 | 0 | 0 | 0 | 0
SDG&E Portfolio | [15 empty] | 0 |  |  | #N/A | [20 empty] | 0 | 0 | 0 | 0 | 0 | 0 | 0 | 0 | 0 | 0 | 0 | 0 | 0 | 0 | 0 | 0 | 0 | 0 | 0 | 0 | 0 | 0 | 0 | 0 | 0 | 0 | 0 | 0 | 0
SDG&E Portfolio | [15 empty] | 0 |  |  | #N/A | [20 empty] | 0 | 0 | 0 | 0 | 0 | 0 | 0 | 0 | 0 | 0 | 0 | 0 | 0 | 0 | 0 | 0 | 0 | 0 | 0 | 0 | 0 | 0 | 0 | 0 | 0 | 0 | 0 | 0 | 0
SDG&E Portfolio | [15 empty] | 0 |  |  | #N/A | [20 empty] | 0 | 0 | 0 | 0 | 0 | 0 | 0 | 0 | 0 | 0 | 0 | 0 | 0 | 0 | 0 | 0 | 0 | 0 | 0 | 0 | 0 | 0 | 0 | 0 | 0 | 0 | 0 | 0 | 0
SDG&E Portfolio | [15 empty] | 0 |  |  | #N/A | [20 empty] | 0 | 0 | 0 | 0 | 0 | 0 | 0 | 0 | 0 | 0 | 0 | 0 | 0 | 0 | 0 | 0 | 0 | 0 | 0 | 0 | 0 | 0 | 0 | 0 | 0 | 0 | 0 | 0 | 0
SDG&E Portfolio | [15 empty] | 0 |  |  | #N/A | [20 empty] | 0 | 0 | 0 | 0 | 0 | 0 | 0 | 0 | 0 | 0 | 0 | 0 | 0 | 0 | 0 | 0 | 0 | 0 | 0 | 0 | 0 | 0 | 0 | 0 | 0 | 0 | 0 | 0 | 0
SDG&E Portfolio | [15 empty] | 0 |  |  | #N/A | [20 empty] | 0 | 0 | 0 | 0 | 0 | 0 | 0 | 0 | 0 | 0 | 0 | 0 | 0 | 0 | 0 | 0 | 0 | 0 | 0 | 0 | 0 | 0 | 0 | 0 | 0 | 0 | 0 | 0 | 0
SDG&E Portfolio | [15 empty] | 0 |  |  | #N/A | [20 empty] | 0 | 0 | 0 | 0 | 0 | 0 | 0 | 0 | 0 | 0 | 0 | 0 | 0 | 0 | 0 | 0 | 0 | 0 | 0 | 0 | 0 | 0 | 0 | 0 | 0 | 0 | 0 | 0 | 0
SDG&E Portfolio | [15 empty] | 0 |  |  | #N/A | [20 empty] | 0 | 0 | 0 | 0 | 0 | 0 | 0 | 0 | 0 | 0 | 0 | 0 | 0 | 0 | 0 | 0 | 0 | 0 | 0 | 0 | 0 | 0 | 0 | 0 | 0 | 0 | 0 | 0 | 0
SDG&E Portfolio | [15 empty] | 0 |  |  | #N/A | [20 empty] | 0 | 0 | 0 | 0 | 0 | 0 | 0 | 0 | 0 | 0 | 0 | 0 | 0 | 0 | 0 | 0 | 0 | 0 | 0 | 0 | 0 | 0 | 0 | 0 | 0 | 0 | 0 | 0 | 0
SDG&E Portfolio | [15 empty] | 0 |  |  | #N/A | [20 empty] | 0 | 0 | 0 | 0 | 0 | 0 | 0 | 0 | 0 | 0 | 0 | 0 | 0 | 0 | 0 | 0 | 0 | 0 | 0 | 0 | 0 | 0 | 0 | 0 | 0 | 0 | 0 | 0 | 0
SDG&E Portfolio | [15 empty] | 0 |  |  | #N/A | [20 empty] | 0 | 0 | 0 | 0 | 0 | 0 | 0 | 0 | 0 | 0 | 0 | 0 | 0 | 0 | 0 | 0 | 0 | 0 | 0 | 0 | 0 | 0 | 0 | 0 | 0 | 0 | 0 | 0 | 0
SDG&E Portfolio | [15 empty] | 0 |  |  | #N/A | [20 empty] | 0 | 0 | 0 | 0 | 0 | 0 | 0 | 0 | 0 | 0 | 0 | 0 | 0 | 0 | 0 | 0 | 0 | 0 | 0 | 0 | 0 | 0 | 0 | 0 | 0 | 0 | 0 | 0 | 0
SDG&E Portfolio | [15 empty] | 0 |  |  | #N/A | [20 empty] | 0 | 0 | 0 | 0 | 0 | 0 | 0 | 0 | 0 | 0 | 0 | 0 | 0 | 0 | 0 | 0 | 0 | 0 | 0 | 0 | 0 | 0 | 0 | 0 | 0 | 0 | 0 | 0 | 0
SDG&E Portfolio | [15 empty] | 0 |  |  | #N/A | [20 empty] | 0 | 0 | 0 | 0 | 0 | 0 | 0 | 0 | 0 | 0 | 0 | 0 | 0 | 0 | 0 | 0 | 0 | 0 | 0 | 0 | 0 | 0 | 0 | 0 | 0 | 0 | 0 | 0 | 0
SDG&E Portfolio | [15 empty] | 0 |  |  | #N/A | [20 empty] | 0 | 0 | 0 | 0 | 0 | 0 | 0 | 0 | 0 | 0 | 0 | 0 | 0 | 0 | 0 | 0 | 0 | 0 | 0 | 0 | 0 | 0 | 0 | 0 | 0 | 0 | 0 | 0 | 0
SDG&E Portfolio | [15 empty] | 0 |  |  | #N/A | [20 empty] | 0 | 0 | 0 | 0 | 0 | 0 | 0 | 0 | 0 | 0 | 0 | 0 | 0 | 0 | 0 | 0 | 0 | 0 | 0 | 0 | 0 | 0 | 0 | 0 | 0 | 0 | 0 | 0 | 0
SDG&E Portfolio | [15 empty] | 0 |  |  | #N/A | [20 empty] | 0 | 0 | 0 | 0 | 0 | 0 | 0 | 0 | 0 | 0 | 0 | 0 | 0 | 0 | 0 | 0 | 0 | 0 | 0 | 0 | 0 | 0 | 0 | 0 | 0 | 0 | 0 | 0 | 0
SDG&E Portfolio | [15 empty] | 0 |  |  | #N/A | [20 empty] | 0 | 0 | 0 | 0 | 0 | 0 | 0 | 0 | 0 | 0 | 0 | 0 | 0 | 0 | 0 | 0 | 0 | 0 | 0 | 0 | 0 | 0 | 0 | 0 | 0 | 0 | 0 | 0 | 0
SDG&E Portfolio | [15 empty] | 0 |  |  | #N/A | [20 empty] | 0 | 0 | 0 | 0 | 0 | 0 | 0 | 0 | 0 | 0 | 0 | 0 | 0 | 0 | 0 | 0 | 0 | 0 | 0 | 0 | 0 | 0 | 0 | 0 | 0 | 0 | 0 | 0 | 0
SDG&E Portfolio | [15 empty] | 0 |  |  | #N/A | [20 empty] | 0 | 0 | 0 | 0 | 0 | 0 | 0 | 0 | 0 | 0 | 0 | 0 | 0 | 0 | 0 | 0 | 0 | 0 | 0 | 0 | 0 | 0 | 0 | 0 | 0 | 0 | 0 | 0 | 0
SDG&E Portfolio | [15 empty] | 0 |  |  | #N/A | [20 empty] | 0 | 0 | 0 | 0 | 0 | 0 | 0 | 0 | 0 | 0 | 0 | 0 | 0 | 0 | 0 | 0 | 0 | 0 | 0 | 0 | 0 | 0 | 0 | 0 | 0 | 0 | 0 | 0 | 0
SDG&E Portfolio | [15 empty] | 0 |  |  | #N/A | [20 empty] | 0 | 0 | 0 | 0 | 0 | 0 | 0 | 0 | 0 | 0 | 0 | 0 | 0 | 0 | 0 | 0 | 0 | 0 | 0 | 0 | 0 | 0 | 0 | 0 | 0 | 0 | 0 | 0 | 0
SDG&E Portfolio | [15 empty] | 0 |  |  | #N/A | [20 empty] | 0 | 0 | 0 | 0 | 0 | 0 | 0 | 0 | 0 | 0 | 0 | 0 | 0 | 0 | 0 | 0 | 0 | 0 | 0 | 0 | 0 | 0 | 0 | 0 | 0 | 0 | 0 | 0 | 0
SDG&E Portfolio | [15 empty] | 0 |  |  | #N/A | [20 empty] | 0 | 0 | 0 | 0 | 0 | 0 | 0 | 0 | 0 | 0 | 0 | 0 | 0 | 0 | 0 | 0 | 0 | 0 | 0 | 0 | 0 | 0 | 0 | 0 | 0 | 0 | 0 | 0 | 0
SDG&E Portfolio | [15 empty] | 0 |  |  | #N/A | [20 empty] | 0 | 0 | 0 | 0 | 0 | 0 | 0 | 0 | 0 | 0 | 0 | 0 | 0 | 0 | 0 | 0 | 0 | 0 | 0 | 0 | 0 | 0 | 0 | 0 | 0 | 0 | 0 | 0 | 0
SDG&E Portfolio | [15 empty] | 0 |  |  | #N/A | [20 empty] | 0 | 0 | 0 | 0 | 0 | 0 | 0 | 0 | 0 | 0 | 0 | 0 | 0 | 0 | 0 | 0 | 0 | 0 | 0 | 0 | 0 | 0 | 0 | 0 | 0 | 0 | 0 | 0 | 0
SDG&E Portfolio | [15 empty] | 0 |  |  | #N/A | [20 empty] | 0 | 0 | 0 | 0 | 0 | 0 | 0 | 0 | 0 | 0 | 0 | 0 | 0 | 0 | 0 | 0 | 0 | 0 | 0 | 0 | 0 | 0 | 0 | 0 | 0 | 0 | 0 | 0 | 0
SDG&E Portfolio | [15 empty] | 0 |  |  | #N/A | [20 empty] | 0 | 0 | 0 | 0 | 0 | 0 | 0 | 0 | 0 | 0 | 0 | 0 | 0 | 0 | 0 | 0 | 0 | 0 | 0 | 0 | 0 | 0 | 0 | 0 | 0 | 0 | 0 | 0 | 0
SDG&E Portfolio | [15 empty] | 0 |  |  | #N/A | [20 empty] | 0 | 0 | 0 | 0 | 0 | 0 | 0 | 0 | 0 | 0 | 0 | 0 | 0 | 0 | 0 | 0 | 0 | 0 | 0 | 0 | 0 | 0 | 0 | 0 | 0 | 0 | 0 | 0 | 0
SDG&E Portfolio | [15 empty] | 0 |  |  | #N/A | [20 empty] | 0 | 0 | 0 | 0 | 0 | 0 | 0 | 0 | 0 | 0 | 0 | 0 | 0 | 0 | 0 | 0 | 0 | 0 | 0 | 0 | 0 | 0 | 0 | 0 | 0 | 0 | 0 | 0 | 0
SDG&E Portfolio | [15 empty] | 0 |  |  | #N/A | [20 empty] | 0 | 0 | 0 | 0 | 0 | 0 | 0 | 0 | 0 | 0 | 0 | 0 | 0 | 0 | 0 | 0 | 0 | 0 | 0 | 0 | 0 | 0 | 0 | 0 | 0 | 0 | 0 | 0 | 0
SDG&E Portfolio | [15 empty] | 0 |  |  | #N/A | [20 empty] | 0 | 0 | 0 | 0 | 0 | 0 | 0 | 0 | 0 | 0 | 0 | 0 | 0 | 0 | 0 | 0 | 0 | 0 | 0 | 0 | 0 | 0 | 0 | 0 | 0 | 0 | 0 | 0 | 0
SDG&E Portfolio | [15 empty] | 0 |  |  | #N/A | [20 empty] | 0 | 0 | 0 | 0 | 0 | 0 | 0 | 0 | 0 | 0 | 0 | 0 | 0 | 0 | 0 | 0 | 0 | 0 | 0 | 0 | 0 | 0 | 0 | 0 | 0 | 0 | 0 | 0 | 0
SDG&E Portfolio | [15 empty] | 0 |  |  | #N/A | [20 empty] | 0 | 0 | 0 | 0 | 0 | 0 | 0 | 0 | 0 | 0 | 0 | 0 | 0 | 0 | 0 | 0 | 0 | 0 | 0 | 0 | 0 | 0 | 0 | 0 | 0 | 0 | 0 | 0 | 0
SDG&E Portfolio | [15 empty] | 0 |  |  | #N/A | [20 empty] | 0 | 0 | 0 | 0 | 0 | 0 | 0 | 0 | 0 | 0 | 0 | 0 | 0 | 0 | 0 | 0 | 0 | 0 | 0 | 0 | 0 | 0 | 0 | 0 | 0 | 0 | 0 | 0 | 0
SDG&E Portfolio | [15 empty] | 0 |  |  | #N/A | [20 empty] | 0 | 0 | 0 | 0 | 0 | 0 | 0 | 0 | 0 | 0 | 0 | 0 | 0 | 0 | 0 | 0 | 0 | 0 | 0 | 0 | 0 | 0 | 0 | 0 | 0 | 0 | 0 | 0 | 0
SDG&E Portfolio | [15 empty] | 0 |  |  | #N/A | [20 empty] | 0 | 0 | 0 | 0 | 0 | 0 | 0 | 0 | 0 | 0 | 0 | 0 | 0 | 0 | 0 | 0 | 0 | 0 | 0 | 0 | 0 | 0 | 0 | 0 | 0 | 0 | 0 | 0 | 0
SDG&E Portfolio | [15 empty] | 0 |  |  | #N/A | [20 empty] | 0 | 0 | 0 | 0 | 0 | 0 | 0 | 0 | 0 | 0 | 0 | 0 | 0 | 0 | 0 | 0 | 0 | 0 | 0 | 0 | 0 | 0 | 0 | 0 | 0 | 0 | 0 | 0 | 0
SDG&E Portfolio | [15 empty] | 0 |  |  | #N/A | [20 empty] | 0 | 0 | 0 | 0 | 0 | 0 | 0 | 0 | 0 | 0 | 0 | 0 | 0 | 0 | 0 | 0 | 0 | 0 | 0 | 0 | 0 | 0 | 0 | 0 | 0 | 0 | 0 | 0 | 0
SDG&E Portfolio | [15 empty] | 0 |  |  | #N/A | [20 empty] | 0 | 0 | 0 | 0 | 0 | 0 | 0 | 0 | 0 | 0 | 0 | 0 | 0 | 0 | 0 | 0 | 0 | 0 | 0 | 0 | 0 | 0 | 0 | 0 | 0 | 0 | 0 | 0 | 0
SDG&E Portfolio | [15 empty] | 0 |  |  | #N/A | [20 empty] | 0 | 0 | 0 | 0 | 0 | 0 | 0 | 0 | 0 | 0 | 0 | 0 | 0 | 0 | 0 | 0 | 0 | 0 | 0 | 0 | 0 | 0 | 0 | 0 | 0 | 0 | 0 | 0 | 0
SDG&E Portfolio | [15 empty] | 0 |  |  | #N/A | [20 empty] | 0 | 0 | 0 | 0 | 0 | 0 | 0 | 0 | 0 | 0 | 0 | 0 | 0 | 0 | 0 | 0 | 0 | 0 | 0 | 0 | 0 | 0 | 0 | 0 | 0 | 0 | 0 | 0 | 0
SDG&E Portfolio | [15 empty] | 0 |  |  | #N/A | [20 empty] | 0 | 0 | 0 | 0 | 0 | 0 | 0 | 0 | 0 | 0 | 0 | 0 | 0 | 0 | 0 | 0 | 0 | 0 | 0 | 0 | 0 | 0 | 0 | 0 | 0 | 0 | 0 | 0 | 0
SDG&E Portfolio | [15 empty] | 0 |  |  | #N/A | [20 empty] | 0 | 0 | 0 | 0 | 0 | 0 | 0 | 0 | 0 | 0 | 0 | 0 | 0 | 0 | 0 | 0 | 0 | 0 | 0 | 0 | 0 | 0 | 0 | 0 | 0 | 0 | 0 | 0 | 0
SDG&E Portfolio | [15 empty] | 0 |  |  | #N/A | [20 empty] | 0 | 0 | 0 | 0 | 0 | 0 | 0 | 0 | 0 | 0 | 0 | 0 | 0 | 0 | 0 | 0 | 0 | 0 | 0 | 0 | 0 | 0 | 0 | 0 | 0 | 0 | 0 | 0 | 0
SDG&E Portfolio | [15 empty] | 0 |  |  | #N/A | [20 empty] | 0 | 0 | 0 | 0 | 0 | 0 | 0 | 0 | 0 | 0 | 0 | 0 | 0 | 0 | 0 | 0 | 0 | 0 | 0 | 0 | 0 | 0 | 0 | 0 | 0 | 0 | 0 | 0 | 0
SDG&E Portfolio | [15 empty] | 0 |  |  | #N/A | [20 empty] | 0 | 0 | 0 | 0 | 0 | 0 | 0 | 0 | 0 | 0 | 0 | 0 | 0 | 0 | 0 | 0 | 0 | 0 | 0 | 0 | 0 | 0 | 0 | 0 | 0 | 0 | 0 | 0 | 0
SDG&E Portfolio | [15 empty] | 0 |  |  | #N/A | [20 empty] | 0 | 0 | 0 | 0 | 0 | 0 | 0 | 0 | 0 | 0 | 0 | 0 | 0 | 0 | 0 | 0 | 0 | 0 | 0 | 0 | 0 | 0 | 0 | 0 | 0 | 0 | 0 | 0 | 0
SDG&E Portfolio | [15 empty] | 0 |  |  | #N/A | [20 empty] | 0 | 0 | 0 | 0 | 0 | 0 | 0 | 0 | 0 | 0 | 0 | 0 | 0 | 0 | 0 | 0 | 0 | 0 | 0 | 0 | 0 | 0 | 0 | 0 | 0 | 0 | 0 | 0 | 0
SDG&E Portfolio | [15 empty] | 0 |  |  | #N/A | [20 empty] | 0 | 0 | 0 | 0 | 0 | 0 | 0 | 0 | 0 | 0 | 0 | 0 | 0 | 0 | 0 | 0 | 0 | 0 | 0 | 0 | 0 | 0 | 0 | 0 | 0 | 0 | 0 | 0 | 0
SDG&E Portfolio | [15 empty] | 0 |  |  | #N/A | [20 empty] | 0 | 0 | 0 | 0 | 0 | 0 | 0 | 0 | 0 | 0 | 0 | 0 | 0 | 0 | 0 | 0 | 0 | 0 | 0 | 0 | 0 | 0 | 0 | 0 | 0 | 0 | 0 | 0 | 0
SDG&E Portfolio | [15 empty] | 0 |  |  | #N/A | [20 empty] | 0 | 0 | 0 | 0 | 0 | 0 | 0 | 0 | 0 | 0 | 0 | 0 | 0 | 0 | 0 | 0 | 0 | 0 | 0 | 0 | 0 | 0 | 0 | 0 | 0 | 0 | 0 | 0 | 0
SDG&E Portfolio | [15 empty] | 0 |  |  | #N/A | [20 empty] | 0 | 0 | 0 | 0 | 0 | 0 | 0 | 0 | 0 | 0 | 0 | 0 | 0 | 0 | 0 | 0 | 0 | 0 | 0 | 0 | 0 | 0 | 0 | 0 | 0 | 0 | 0 | 0 | 0
SDG&E Portfolio | [15 empty] | 0 |  |  | #N/A | [20 empty] | 0 | 0 | 0 | 0 | 0 | 0 | 0 | 0 | 0 | 0 | 0 | 0 | 0 | 0 | 0 | 0 | 0 | 0 | 0 | 0 | 0 | 0 | 0 | 0 | 0 | 0 | 0 | 0 | 0
SDG&E Portfolio | [15 empty] | 0 |  |  | #N/A | [20 empty] | 0 | 0 | 0 | 0 | 0 | 0 | 0 | 0 | 0 | 0 | 0 | 0 | 0 | 0 | 0 | 0 | 0 | 0 | 0 | 0 | 0 | 0 | 0 | 0 | 0 | 0 | 0 | 0 | 0
SDG&E Portfolio | [15 empty] | 0 |  |  | #N/A | [20 empty] | 0 | 0 | 0 | 0 | 0 | 0 | 0 | 0 | 0 | 0 | 0 | 0 | 0 | 0 | 0 | 0 | 0 | 0 | 0 | 0 | 0 | 0 | 0 | 0 | 0 | 0 | 0 | 0 | 0
SDG&E Portfolio | [15 empty] | 0 |  |  | #N/A | [20 empty] | 0 | 0 | 0 | 0 | 0 | 0 | 0 | 0 | 0 | 0 | 0 | 0 | 0 | 0 | 0 | 0 | 0 | 0 | 0 | 0 | 0 | 0 | 0 | 0 | 0 | 0 | 0 | 0 | 0
SDG&E Portfolio | [15 empty] | 0 |  |  | #N/A | [20 empty] | 0 | 0 | 0 | 0 | 0 | 0 | 0 | 0 | 0 | 0 | 0 | 0 | 0 | 0 | 0 | 0 | 0 | 0 | 0 | 0 | 0 | 0 | 0 | 0 | 0 | 0 | 0 | 0 | 0
SDG&E Portfolio | [15 empty] | 0 |  |  | #N/A | [20 empty] | 0 | 0 | 0 | 0 | 0 | 0 | 0 | 0 | 0 | 0 | 0 | 0 | 0 | 0 | 0 | 0 | 0 | 0 | 0 | 0 | 0 | 0 | 0 | 0 | 0 | 0 | 0 | 0 | 0
SDG&E Portfolio | [15 empty] | 0 |  |  | #N/A | [20 empty] | 0 | 0 | 0 | 0 | 0 | 0 | 0 | 0 | 0 | 0 | 0 | 0 | 0 | 0 | 0 | 0 | 0 | 0 | 0 | 0 | 0 | 0 | 0 | 0 | 0 | 0 | 0 | 0 | 0
SDG&E Portfolio | [15 empty] | 0 |  |  | #N/A | [20 empty] | 0 | 0 | 0 | 0 | 0 | 0 | 0 | 0 | 0 | 0 | 0 | 0 | 0 | 0 | 0 | 0 | 0 | 0 | 0 | 0 | 0 | 0 | 0 | 0 | 0 | 0 | 0 | 0 | 0
SDG&E Portfolio | [15 empty] | 0 |  |  | #N/A | [20 empty] | 0 | 0 | 0 | 0 | 0 | 0 | 0 | 0 | 0 | 0 | 0 | 0 | 0 | 0 | 0 | 0 | 0 | 0 | 0 | 0 | 0 | 0 | 0 | 0 | 0 | 0 | 0 | 0 | 0
SDG&E Portfolio | [15 empty] | 0 |  |  | #N/A | [20 empty] | 0 | 0 | 0 | 0 | 0 | 0 | 0 | 0 | 0 | 0 | 0 | 0 | 0 | 0 | 0 | 0 | 0 | 0 | 0 | 0 | 0 | 0 | 0 | 0 | 0 | 0 | 0 | 0 | 0
SDG&E Portfolio | [15 empty] | 0 |  |  | #N/A | [20 empty] | 0 | 0 | 0 | 0 | 0 | 0 | 0 | 0 | 0 | 0 | 0 | 0 | 0 | 0 | 0 | 0 | 0 | 0 | 0 | 0 | 0 | 0 | 0 | 0 | 0 | 0 | 0 | 0 | 0
SDG&E Portfolio | [15 empty] | 0 |  |  | #N/A | [20 empty] | 0 | 0 | 0 | 0 | 0 | 0 | 0 | 0 | 0 | 0 | 0 | 0 | 0 | 0 | 0 | 0 | 0 | 0 | 0 | 0 | 0 | 0 | 0 | 0 | 0 | 0 | 0 | 0 | 0
SDG&E Portfolio | [15 empty] | 0 |  |  | #N/A | [20 empty] | 0 | 0 | 0 | 0 | 0 | 0 | 0 | 0 | 0 | 0 | 0 | 0 | 0 | 0 | 0 | 0 | 0 | 0 | 0 | 0 | 0 | 0 | 0 | 0 | 0 | 0 | 0 | 0 | 0
SDG&E Portfolio | [15 empty] | 0 |  |  | #N/A | [20 empty] | 0 | 0 | 0 | 0 | 0 | 0 | 0 | 0 | 0 | 0 | 0 | 0 | 0 | 0 | 0 | 0 | 0 | 0 | 0 | 0 | 0 | 0 | 0 | 0 | 0 | 0 | 0 | 0 | 0
SDG&E Portfolio | [15 empty] | 0 |  |  | #N/A | [20 empty] | 0 | 0 | 0 | 0 | 0 | 0 | 0 | 0 | 0 | 0 | 0 | 0 | 0 | 0 | 0 | 0 | 0 | 0 | 0 | 0 | 0 | 0 | 0 | 0 | 0 | 0 | 0 | 0 | 0
SDG&E Portfolio | [15 empty] | 0 |  |  | #N/A | [20 empty] | 0 | 0 | 0 | 0 | 0 | 0 | 0 | 0 | 0 | 0 | 0 | 0 | 0 | 0 | 0 | 0 | 0 | 0 | 0 | 0 | 0 | 0 | 0 | 0 | 0 | 0 | 0 | 0 | 0
SDG&E Portfolio | [15 empty] | 0 |  |  | #N/A | [20 empty] | 0 | 0 | 0 | 0 | 0 | 0 | 0 | 0 | 0 | 0 | 0 | 0 | 0 | 0 | 0 | 0 | 0 | 0 | 0 | 0 | 0 | 0 | 0 | 0 | 0 | 0 | 0 | 0 | 0
SDG&E Portfolio | [15 empty] | 0 |  |  | #N/A | [20 empty] | 0 | 0 | 0 | 0 | 0 | 0 | 0 | 0 | 0 | 0 | 0 | 0 | 0 | 0 | 0 | 0 | 0 | 0 | 0 | 0 | 0 | 0 | 0 | 0 | 0 | 0 | 0 | 0 | 0
SDG&E Portfolio | [15 empty] | 0 |  |  | #N/A | [20 empty] | 0 | 0 | 0 | 0 | 0 | 0 | 0 | 0 | 0 | 0 | 0 | 0 | 0 | 0 | 0 | 0 | 0 | 0 | 0 | 0 | 0 | 0 | 0 | 0 | 0 | 0 | 0 | 0 | 0
SDG&E Portfolio | [15 empty] | 0 |  |  | #N/A | [20 empty] | 0 | 0 | 0 | 0 | 0 | 0 | 0 | 0 | 0 | 0 | 0 | 0 | 0 | 0 | 0 | 0 | 0 | 0 | 0 | 0 | 0 | 0 | 0 | 0 | 0 | 0 | 0 | 0 | 0
SDG&E Portfolio | [15 empty] | 0 |  |  | #N/A | [20 empty] | 0 | 0 | 0 | 0 | 0 | 0 | 0 | 0 | 0 | 0 | 0 | 0 | 0 | 0 | 0 | 0 | 0 | 0 | 0 | 0 | 0 | 0 | 0 | 0 | 0 | 0 | 0 | 0 | 0
SDG&E Portfolio | [15 empty] | 0 |  |  | #N/A | [20 empty] | 0 | 0 | 0 | 0 | 0 | 0 | 0 | 0 | 0 | 0 | 0 | 0 | 0 | 0 | 0 | 0 | 0 | 0 | 0 | 0 | 0 | 0 | 0 | 0 | 0 | 0 | 0 | 0 | 0
SDG&E Portfolio | [15 empty] | 0 |  |  | #N/A | [20 empty] | 0 | 0 | 0 | 0 | 0 | 0 | 0 | 0 | 0 | 0 | 0 | 0 | 0 | 0 | 0 | 0 | 0 | 0 | 0 | 0 | 0 | 0 | 0 | 0 | 0 | 0 | 0 | 0 | 0
SDG&E Portfolio | [15 empty] | 0 |  |  | #N/A | [20 empty] | 0 | 0 | 0 | 0 | 0 | 0 | 0 | 0 | 0 | 0 | 0 | 0 | 0 | 0 | 0 | 0 | 0 | 0 | 0 | 0 | 0 | 0 | 0 | 0 | 0 | 0 | 0 | 0 | 0
SDG&E Portfolio | [15 empty] | 0 |  |  | #N/A | [20 empty] | 0 | 0 | 0 | 0 | 0 | 0 | 0 | 0 | 0 | 0 | 0 | 0 | 0 | 0 | 0 | 0 | 0 | 0 | 0 | 0 | 0 | 0 | 0 | 0 | 0 | 0 | 0 | 0 | 0
SDG&E Portfolio | [15 empty] | 0 |  |  | #N/A | [20 empty] | 0 | 0 | 0 | 0 | 0 | 0 | 0 | 0 | 0 | 0 | 0 | 0 | 0 | 0 | 0 | 0 | 0 | 0 | 0 | 0 | 0 | 0 | 0 | 0 | 0 | 0 | 0 | 0 | 0
SDG&E Portfolio | [15 empty] | 0 |  |  | #N/A | [20 empty] | 0 | 0 | 0 | 0 | 0 | 0 | 0 | 0 | 0 | 0 | 0 | 0 | 0 | 0 | 0 | 0 | 0 | 0 | 0 | 0 | 0 | 0 | 0 | 0 | 0 | 0 | 0 | 0 | 0
SDG&E Portfolio | [15 empty] | 0 |  |  | #N/A | [20 empty] | 0 | 0 | 0 | 0 | 0 | 0 | 0 | 0 | 0 | 0 | 0 | 0 | 0 | 0 | 0 | 0 | 0 | 0 | 0 | 0 | 0 | 0 | 0 | 0 | 0 | 0 | 0 | 0 | 0
SDG&E Portfolio | [15 empty] | 0 |  |  | #N/A | [20 empty] | 0 | 0 | 0 | 0 | 0 | 0 | 0 | 0 | 0 | 0 | 0 | 0 | 0 | 0 | 0 | 0 | 0 | 0 | 0 | 0 | 0 | 0 | 0 | 0 | 0 | 0 | 0 | 0 | 0
SDG&E Portfolio | [15 empty] | 0 |  |  | #N/A | [20 empty] | 0 | 0 | 0 | 0 | 0 | 0 | 0 | 0 | 0 | 0 | 0 | 0 | 0 | 0 | 0 | 0 | 0 | 0 | 0 | 0 | 0 | 0 | 0 | 0 | 0 | 0 | 0 | 0 | 0
SDG&E Portfolio | [15 empty] | 0 |  |  | #N/A | [20 empty] | 0 | 0 | 0 | 0 | 0 | 0 | 0 | 0 | 0 | 0 | 0 | 0 | 0 | 0 | 0 | 0 | 0 | 0 | 0 | 0 | 0 | 0 | 0 | 0 | 0 | 0 | 0 | 0 | 0
SDG&E Portfolio | [15 empty] | 0 |  |  | #N/A | [20 empty] | 0 | 0 | 0 | 0 | 0 | 0 | 0 | 0 | 0 | 0 | 0 | 0 | 0 | 0 | 0 | 0 | 0 | 0 | 0 | 0 | 0 | 0 | 0 | 0 | 0 | 0 | 0 | 0 | 0
SDG&E Portfolio | [15 empty] | 0 |  |  | #N/A | [20 empty] | 0 | 0 | 0 | 0 | 0 | 0 | 0 | 0 | 0 | 0 | 0 | 0 | 0 | 0 | 0 | 0 | 0 | 0 | 0 | 0 | 0 | 0 | 0 | 0 | 0 | 0 | 0 | 0 | 0
SDG&E Portfolio | [15 empty] | 0 |  |  | #N/A | [20 empty] | 0 | 0 | 0 | 0 | 0 | 0 | 0 | 0 | 0 | 0 | 0 | 0 | 0 | 0 | 0 | 0 | 0 | 0 | 0 | 0 | 0 | 0 | 0 | 0 | 0 | 0 | 0 | 0 | 0
SDG&E Portfolio | [15 empty] | 0 |  |  | #N/A | [20 empty] | 0 | 0 | 0 | 0 | 0 | 0 | 0 | 0 | 0 | 0 | 0 | 0 | 0 | 0 | 0 | 0 | 0 | 0 | 0 | 0 | 0 | 0 | 0 | 0 | 0 | 0 | 0 | 0 | 0
SDG&E Portfolio | [15 empty] | 0 |  |  | #N/A | [20 empty] | 0 | 0 | 0 | 0 | 0 | 0 | 0 | 0 | 0 | 0 | 0 | 0 | 0 | 0 | 0 | 0 | 0 | 0 | 0 | 0 | 0 | 0 | 0 | 0 | 0 | 0 | 0 | 0 | 0
SDG&E Portfolio | [15 empty] | 0 |  |  | #N/A | [20 empty] | 0 | 0 | 0 | 0 | 0 | 0 | 0 | 0 | 0 | 0 | 0 | 0 | 0 | 0 | 0 | 0 | 0 | 0 | 0 | 0 | 0 | 0 | 0 | 0 | 0 | 0 | 0 | 0 | 0
SDG&E Portfolio | [15 empty] | 0 |  |  | #N/A | [20 empty] | 0 | 0 | 0 | 0 | 0 | 0 | 0 | 0 | 0 | 0 | 0 | 0 | 0 | 0 | 0 | 0 | 0 | 0 | 0 | 0 | 0 | 0 | 0 | 0 | 0 | 0 | 0 | 0 | 0
SDG&E Portfolio | [15 empty] | 0 |  |  | #N/A | [20 empty] | 0 | 0 | 0 | 0 | 0 | 0 | 0 | 0 | 0 | 0 | 0 | 0 | 0 | 0 | 0 | 0 | 0 | 0 | 0 | 0 | 0 | 0 | 0 | 0 | 0 | 0 | 0 | 0 | 0
SDG&E Portfolio | [15 empty] | 0 |  |  | #N/A | [20 empty] | 0 | 0 | 0 | 0 | 0 | 0 | 0 | 0 | 0 | 0 | 0 | 0 | 0 | 0 | 0 | 0 | 0 | 0 | 0 | 0 | 0 | 0 | 0 | 0 | 0 | 0 | 0 | 0 | 0
SDG&E Portfolio | [15 empty] | 0 |  |  | #N/A | [20 empty] | 0 | 0 | 0 | 0 | 0 | 0 | 0 | 0 | 0 | 0 | 0 | 0 | 0 | 0 | 0 | 0 | 0 | 0 | 0 | 0 | 0 | 0 | 0 | 0 | 0 | 0 | 0 | 0 | 0
SDG&E Portfolio | [15 empty] | 0 |  |  | #N/A | [20 empty] | 0 | 0 | 0 | 0 | 0 | 0 | 0 | 0 | 0 | 0 | 0 | 0 | 0 | 0 | 0 | 0 | 0 | 0 | 0 | 0 | 0 | 0 | 0 | 0 | 0 | 0 | 0 | 0 | 0
SDG&E Portfolio | [15 empty] | 0 |  |  | #N/A | [20 empty] | 0 | 0 | 0 | 0 | 0 | 0 | 0 | 0 | 0 | 0 | 0 | 0 | 0 | 0 | 0 | 0 | 0 | 0 | 0 | 0 | 0 | 0 | 0 | 0 | 0 | 0 | 0 | 0 | 0
SDG&E Portfolio | [15 empty] | 0 |  |  | #N/A | [20 empty] | 0 | 0 | 0 | 0 | 0 | 0 | 0 | 0 | 0 | 0 | 0 | 0 | 0 | 0 | 0 | 0 | 0 | 0 | 0 | 0 | 0 | 0 | 0 | 0 | 0 | 0 | 0 | 0 | 0
SDG&E Portfolio | [15 empty] | 0 |  |  | #N/A | [20 empty] | 0 | 0 | 0 | 0 | 0 | 0 | 0 | 0 | 0 | 0 | 0 | 0 | 0 | 0 | 0 | 0 | 0 | 0 | 0 | 0 | 0 | 0 | 0 | 0 | 0 | 0 | 0 | 0 | 0
SDG&E Portfolio | [15 empty] | 0 |  |  | #N/A | [20 empty] | 0 | 0 | 0 | 0 | 0 | 0 | 0 | 0 | 0 | 0 | 0 | 0 | 0 | 0 | 0 | 0 | 0 | 0 | 0 | 0 | 0 | 0 | 0 | 0 | 0 | 0 | 0 | 0 | 0
SDG&E Portfolio | [15 empty] | 0 |  |  | #N/A | [20 empty] | 0 | 0 | 0 | 0 | 0 | 0 | 0 | 0 | 0 | 0 | 0 | 0 | 0 | 0 | 0 | 0 | 0 | 0 | 0 | 0 | 0 | 0 | 0 | 0 | 0 | 0 | 0 | 0 | 0
SDG&E Portfolio | [15 empty] | 0 |  |  | #N/A | [20 empty] | 0 | 0 | 0 | 0 | 0 | 0 | 0 | 0 | 0 | 0 | 0 | 0 | 0 | 0 | 0 | 0 | 0 | 0 | 0 | 0 | 0 | 0 | 0 | 0 | 0 | 0 | 0 | 0 | 0
SDG&E Portfolio | [15 empty] | 0 |  |  | #N/A | [20 empty] | 0 | 0 | 0 | 0 | 0 | 0 | 0 | 0 | 0 | 0 | 0 | 0 | 0 | 0 | 0 | 0 | 0 | 0 | 0 | 0 | 0 | 0 | 0 | 0 | 0 | 0 | 0 | 0 | 0
SDG&E Portfolio | [15 empty] | 0 |  |  | #N/A | [20 empty] | 0 | 0 | 0 | 0 | 0 | 0 | 0 | 0 | 0 | 0 | 0 | 0 | 0 | 0 | 0 | 0 | 0 | 0 | 0 | 0 | 0 | 0 | 0 | 0 | 0 | 0 | 0 | 0 | 0
SDG&E Portfolio | [15 empty] | 0 |  |  | #N/A | [20 empty] | 0 | 0 | 0 | 0 | 0 | 0 | 0 | 0 | 0 | 0 | 0 | 0 | 0 | 0 | 0 | 0 | 0 | 0 | 0 | 0 | 0 | 0 | 0 | 0 | 0 | 0 | 0 | 0 | 0
SDG&E Portfolio | [15 empty] | 0 |  |  | #N/A | [20 empty] | 0 | 0 | 0 | 0 | 0 | 0 | 0 | 0 | 0 | 0 | 0 | 0 | 0 | 0 | 0 | 0 | 0 | 0 | 0 | 0 | 0 | 0 | 0 | 0 | 0 | 0 | 0 | 0 | 0
SDG&E Portfolio | [15 empty] | 0 |  |  | #N/A | [20 empty] | 0 | 0 | 0 | 0 | 0 | 0 | 0 | 0 | 0 | 0 | 0 | 0 | 0 | 0 | 0 | 0 | 0 | 0 | 0 | 0 | 0 | 0 | 0 | 0 | 0 | 0 | 0 | 0 | 0
SDG&E Portfolio | [15 empty] | 0 |  |  | #N/A | [20 empty] | 0 | 0 | 0 | 0 | 0 | 0 | 0 | 0 | 0 | 0 | 0 | 0 | 0 | 0 | 0 | 0 | 0 | 0 | 0 | 0 | 0 | 0 | 0 | 0 | 0 | 0 | 0 | 0 | 0
SDG&E Portfolio | [15 empty] | 0 |  |  | #N/A | [20 empty] | 0 | 0 | 0 | 0 | 0 | 0 | 0 | 0 | 0 | 0 | 0 | 0 | 0 | 0 | 0 | 0 | 0 | 0 | 0 | 0 | 0 | 0 | 0 | 0 | 0 | 0 | 0 | 0 | 0
SDG&E Portfolio | [15 empty] | 0 |  |  | #N/A | [20 empty] | 0 | 0 | 0 | 0 | 0 | 0 | 0 | 0 | 0 | 0 | 0 | 0 | 0 | 0 | 0 | 0 | 0 | 0 | 0 | 0 | 0 | 0 | 0 | 0 | 0 | 0 | 0 | 0 | 0
SDG&E Portfolio | [15 empty] | 0 |  |  | #N/A | [20 empty] | 0 | 0 | 0 | 0 | 0 | 0 | 0 | 0 | 0 | 0 | 0 | 0 | 0 | 0 | 0 | 0 | 0 | 0 | 0 | 0 | 0 | 0 | 0 | 0 | 0 | 0 | 0 | 0 | 0
SDG&E Portfolio | [15 empty] | 0 |  |  | #N/A | [20 empty] | 0 | 0 | 0 | 0 | 0 | 0 | 0 | 0 | 0 | 0 | 0 | 0 | 0 | 0 | 0 | 0 | 0 | 0 | 0 | 0 | 0 | 0 | 0 | 0 | 0 | 0 | 0 | 0 | 0
SDG&E Portfolio | [15 empty] | 0 |  |  | #N/A | [20 empty] | 0 | 0 | 0 | 0 | 0 | 0 | 0 | 0 | 0 | 0 | 0 | 0 | 0 | 0 | 0 | 0 | 0 | 0 | 0 | 0 | 0 | 0 | 0 | 0 | 0 | 0 | 0 | 0 | 0
SDG&E Portfolio | [15 empty] | 0 |  |  | #N/A | [20 empty] | 0 | 0 | 0 | 0 | 0 | 0 | 0 | 0 | 0 | 0 | 0 | 0 | 0 | 0 | 0 | 0 | 0 | 0 | 0 | 0 | 0 | 0 | 0 | 0 | 0 | 0 | 0 | 0 | 0
SDG&E Portfolio | [15 empty] | 0 |  |  | #N/A | [20 empty] | 0 | 0 | 0 | 0 | 0 | 0 | 0 | 0 | 0 | 0 | 0 | 0 | 0 | 0 | 0 | 0 | 0 | 0 | 0 | 0 | 0 | 0 | 0 | 0 | 0 | 0 | 0 | 0 | 0
SDG&E Portfolio | [15 empty] | 0 |  |  | #N/A | [20 empty] | 0 | 0 | 0 | 0 | 0 | 0 | 0 | 0 | 0 | 0 | 0 | 0 | 0 | 0 | 0 | 0 | 0 | 0 | 0 | 0 | 0 | 0 | 0 | 0 | 0 | 0 | 0 | 0 | 0
SDG&E Portfolio | [15 empty] | 0 |  |  | #N/A | [20 empty] | 0 | 0 | 0 | 0 | 0 | 0 | 0 | 0 | 0 | 0 | 0 | 0 | 0 | 0 | 0 | 0 | 0 | 0 | 0 | 0 | 0 | 0 | 0 | 0 | 0 | 0 | 0 | 0 | 0
SDG&E Portfolio | [15 empty] | 0 |  |  | #N/A | [20 empty] | 0 | 0 | 0 | 0 | 0 | 0 | 0 | 0 | 0 | 0 | 0 | 0 | 0 | 0 | 0 | 0 | 0 | 0 | 0 | 0 | 0 | 0 | 0 | 0 | 0 | 0 | 0 | 0 | 0
SDG&E Portfolio | [15 empty] | 0 |  |  | #N/A | [20 empty] | 0 | 0 | 0 | 0 | 0 | 0 | 0 | 0 | 0 | 0 | 0 | 0 | 0 | 0 | 0 | 0 | 0 | 0 | 0 | 0 | 0 | 0 | 0 | 0 | 0 | 0 | 0 | 0 | 0
SDG&E Portfolio | [15 empty] | 0 |  |  | #N/A | [20 empty] | 0 | 0 | 0 | 0 | 0 | 0 | 0 | 0 | 0 | 0 | 0 | 0 | 0 | 0 | 0 | 0 | 0 | 0 | 0 | 0 | 0 | 0 | 0 | 0 | 0 | 0 | 0 | 0 | 0
SDG&E Portfolio | [15 empty] | 0 |  |  | #N/A | [20 empty] | 0 | 0 | 0 | 0 | 0 | 0 | 0 | 0 | 0 | 0 | 0 | 0 | 0 | 0 | 0 | 0 | 0 | 0 | 0 | 0 | 0 | 0 | 0 | 0 | 0 | 0 | 0 | 0 | 0
SDG&E Portfolio | [15 empty] | 0 |  |  | #N/A | [20 empty] | 0 | 0 | 0 | 0 | 0 | 0 | 0 | 0 | 0 | 0 | 0 | 0 | 0 | 0 | 0 | 0 | 0 | 0 | 0 | 0 | 0 | 0 | 0 | 0 | 0 | 0 | 0 | 0 | 0
SDG&E Portfolio | [15 empty] | 0 |  |  | #N/A | [20 empty] | 0 | 0 | 0 | 0 | 0 | 0 | 0 | 0 | 0 | 0 | 0 | 0 | 0 | 0 | 0 | 0 | 0 | 0 | 0 | 0 | 0 | 0 | 0 | 0 | 0 | 0 | 0 | 0 | 0
SDG&E Portfolio | [15 empty] | 0 |  |  | #N/A | [20 empty] | 0 | 0 | 0 | 0 | 0 | 0 | 0 | 0 | 0 | 0 | 0 | 0 | 0 | 0 | 0 | 0 | 0 | 0 | 0 | 0 | 0 | 0 | 0 | 0 | 0 | 0 | 0 | 0 | 0
SDG&E Portfolio | [15 empty] | 0 |  |  | #N/A | [20 empty] | 0 | 0 | 0 | 0 | 0 | 0 | 0 | 0 | 0 | 0 | 0 | 0 | 0 | 0 | 0 | 0 | 0 | 0 | 0 | 0 | 0 | 0 | 0 | 0 | 0 | 0 | 0 | 0 | 0
SDG&E Portfolio | [15 empty] | 0 |  |  | #N/A | [20 empty] | 0 | 0 | 0 | 0 | 0 | 0 | 0 | 0 | 0 | 0 | 0 | 0 | 0 | 0 | 0 | 0 | 0 | 0 | 0 | 0 | 0 | 0 | 0 | 0 | 0 | 0 | 0 | 0 | 0
SDG&E Portfolio | [15 empty] | 0 |  |  | #N/A | [20 empty] | 0 | 0 | 0 | 0 | 0 | 0 | 0 | 0 | 0 | 0 | 0 | 0 | 0 | 0 | 0 | 0 | 0 | 0 | 0 | 0 | 0 | 0 | 0 | 0 | 0 | 0 | 0 | 0 | 0
SDG&E Portfolio | [15 empty] | 0 |  |  | #N/A | [20 empty] | 0 | 0 | 0 | 0 | 0 | 0 | 0 | 0 | 0 | 0 | 0 | 0 | 0 | 0 | 0 | 0 | 0 | 0 | 0 | 0 | 0 | 0 | 0 | 0 | 0 | 0 | 0 | 0 | 0
SDG&E Portfolio | [15 empty] | 0 |  |  | #N/A | [20 empty] | 0 | 0 | 0 | 0 | 0 | 0 | 0 | 0 | 0 | 0 | 0 | 0 | 0 | 0 | 0 | 0 | 0 | 0 | 0 | 0 | 0 | 0 | 0 | 0 | 0 | 0 | 0 | 0 | 0
SDG&E Portfolio | [15 empty] | 0 |  |  | #N/A | [20 empty] | 0 | 0 | 0 | 0 | 0 | 0 | 0 | 0 | 0 | 0 | 0 | 0 | 0 | 0 | 0 | 0 | 0 | 0 | 0 | 0 | 0 | 0 | 0 | 0 | 0 | 0 | 0 | 0 | 0
SDG&E Portfolio | [15 empty] | 0 |  |  | #N/A | [20 empty] | 0 | 0 | 0 | 0 | 0 | 0 | 0 | 0 | 0 | 0 | 0 | 0 | 0 | 0 | 0 | 0 | 0 | 0 | 0 | 0 | 0 | 0 | 0 | 0 | 0 | 0 | 0 | 0 | 0
SDG&E Portfolio | [15 empty] | 0 |  |  | #N/A | [20 empty] | 0 | 0 | 0 | 0 | 0 | 0 | 0 | 0 | 0 | 0 | 0 | 0 | 0 | 0 | 0 | 0 | 0 | 0 | 0 | 0 | 0 | 0 | 0 | 0 | 0 | 0 | 0 | 0 | 0
SDG&E Portfolio | [15 empty] | 0 |  |  | #N/A | [20 empty] | 0 | 0 | 0 | 0 | 0 | 0 | 0 | 0 | 0 | 0 | 0 | 0 | 0 | 0 | 0 | 0 | 0 | 0 | 0 | 0 | 0 | 0 | 0 | 0 | 0 | 0 | 0 | 0 | 0
SDG&E Portfolio | [15 empty] | 0 |  |  | #N/A | [20 empty] | 0 | 0 | 0 | 0 | 0 | 0 | 0 | 0 | 0 | 0 | 0 | 0 | 0 | 0 | 0 | 0 | 0 | 0 | 0 | 0 | 0 | 0 | 0 | 0 | 0 | 0 | 0 | 0 | 0
SDG&E Portfolio | [15 empty] | 0 |  |  | #N/A | [20 empty] | 0 | 0 | 0 | 0 | 0 | 0 | 0 | 0 | 0 | 0 | 0 | 0 | 0 | 0 | 0 | 0 | 0 | 0 | 0 | 0 | 0 | 0 | 0 | 0 | 0 | 0 | 0 | 0 | 0
SDG&E Portfolio | [15 empty] | 0 |  |  | #N/A | [20 empty] | 0 | 0 | 0 | 0 | 0 | 0 | 0 | 0 | 0 | 0 | 0 | 0 | 0 | 0 | 0 | 0 | 0 | 0 | 0 | 0 | 0 | 0 | 0 | 0 | 0 | 0 | 0 | 0 | 0
SDG&E Portfolio | [15 empty] | 0 |  |  | #N/A | [20 empty] | 0 | 0 | 0 | 0 | 0 | 0 | 0 | 0 | 0 | 0 | 0 | 0 | 0 | 0 | 0 | 0 | 0 | 0 | 0 | 0 | 0 | 0 | 0 | 0 | 0 | 0 | 0 | 0 | 0
SDG&E Portfolio | [15 empty] | 0 |  |  | #N/A | [20 empty] | 0 | 0 | 0 | 0 | 0 | 0 | 0 | 0 | 0 | 0 | 0 | 0 | 0 | 0 | 0 | 0 | 0 | 0 | 0 | 0 | 0 | 0 | 0 | 0 | 0 | 0 | 0 | 0 | 0
SDG&E Portfolio | [15 empty] | 0 |  |  | #N/A | [20 empty] | 0 | 0 | 0 | 0 | 0 | 0 | 0 | 0 | 0 | 0 | 0 | 0 | 0 | 0 | 0 | 0 | 0 | 0 | 0 | 0 | 0 | 0 | 0 | 0 | 0 | 0 | 0 | 0 | 0
SDG&E Portfolio | [15 empty] | 0 |  |  | #N/A | [20 empty] | 0 | 0 | 0 | 0 | 0 | 0 | 0 | 0 | 0 | 0 | 0 | 0 | 0 | 0 | 0 | 0 | 0 | 0 | 0 | 0 | 0 | 0 | 0 | 0 | 0 | 0 | 0 | 0 | 0
SDG&E Portfolio | [15 empty] | 0 |  |  | #N/A | [20 empty] | 0 | 0 | 0 | 0 | 0 | 0 | 0 | 0 | 0 | 0 | 0 | 0 | 0 | 0 | 0 | 0 | 0 | 0 | 0 | 0 | 0 | 0 | 0 | 0 | 0 | 0 | 0 | 0 | 0
SDG&E Portfolio | [15 empty] | 0 |  |  | #N/A | [20 empty] | 0 | 0 | 0 | 0 | 0 | 0 | 0 | 0 | 0 | 0 | 0 | 0 | 0 | 0 | 0 | 0 | 0 | 0 | 0 | 0 | 0 | 0 | 0 | 0 | 0 | 0 | 0 | 0 | 0
SDG&E Portfolio | [15 empty] | 0 |  |  | #N/A | [20 empty] | 0 | 0 | 0 | 0 | 0 | 0 | 0 | 0 | 0 | 0 | 0 | 0 | 0 | 0 | 0 | 0 | 0 | 0 | 0 | 0 | 0 | 0 | 0 | 0 | 0 | 0 | 0 | 0 | 0
SDG&E Portfolio | [15 empty] | 0 |  |  | #N/A | [20 empty] | 0 | 0 | 0 | 0 | 0 | 0 | 0 | 0 | 0 | 0 | 0 | 0 | 0 | 0 | 0 | 0 | 0 | 0 | 0 | 0 | 0 | 0 | 0 | 0 | 0 | 0 | 0 | 0 | 0
SDG&E Portfolio | [15 empty] | 0 |  |  | #N/A | [20 empty] | 0 | 0 | 0 | 0 | 0 | 0 | 0 | 0 | 0 | 0 | 0 | 0 | 0 | 0 | 0 | 0 | 0 | 0 | 0 | 0 | 0 | 0 | 0 | 0 | 0 | 0 | 0 | 0 | 0
SDG&E Portfolio | [15 empty] | 0 |  |  | #N/A | [20 empty] | 0 | 0 | 0 | 0 | 0 | 0 | 0 | 0 | 0 | 0 | 0 | 0 | 0 | 0 | 0 | 0 | 0 | 0 | 0 | 0 | 0 | 0 | 0 | 0 | 0 | 0 | 0 | 0 | 0
SDG&E Portfolio | [15 empty] | 0 |  |  | #N/A | [20 empty] | 0 | 0 | 0 | 0 | 0 | 0 | 0 | 0 | 0 | 0 | 0 | 0 | 0 | 0 | 0 | 0 | 0 | 0 | 0 | 0 | 0 | 0 | 0 | 0 | 0 | 0 | 0 | 0 | 0
SDG&E Portfolio | [15 empty] | 0 |  |  | #N/A | [20 empty] | 0 | 0 | 0 | 0 | 0 | 0 | 0 | 0 | 0 | 0 | 0 | 0 | 0 | 0 | 0 | 0 | 0 | 0 | 0 | 0 | 0 | 0 | 0 | 0 | 0 | 0 | 0 | 0 | 0
SDG&E Portfolio | [15 empty] | 0 |  |  | #N/A | [20 empty] | 0 | 0 | 0 | 0 | 0 | 0 | 0 | 0 | 0 | 0 | 0 | 0 | 0 | 0 | 0 | 0 | 0 | 0 | 0 | 0 | 0 | 0 | 0 | 0 | 0 | 0 | 0 | 0 | 0
SDG&E Portfolio | [15 empty] | 0 |  |  | #N/A | [20 empty] | 0 | 0 | 0 | 0 | 0 | 0 | 0 | 0 | 0 | 0 | 0 | 0 | 0 | 0 | 0 | 0 | 0 | 0 | 0 | 0 | 0 | 0 | 0 | 0 | 0 | 0 | 0 | 0 | 0
SDG&E Portfolio | [15 empty] | 0 |  |  | #N/A | [20 empty] | 0 | 0 | 0 | 0 | 0 | 0 | 0 | 0 | 0 | 0 | 0 | 0 | 0 | 0 | 0 | 0 | 0 | 0 | 0 | 0 | 0 | 0 | 0 | 0 | 0 | 0 | 0 | 0 | 0
SDG&E Portfolio | [15 empty] | 0 |  |  | #N/A | [20 empty] | 0 | 0 | 0 | 0 | 0 | 0 | 0 | 0 | 0 | 0 | 0 | 0 | 0 | 0 | 0 | 0 | 0 | 0 | 0 | 0 | 0 | 0 | 0 | 0 | 0 | 0 | 0 | 0 | 0
SDG&E Portfolio | [15 empty] | 0 |  |  | #N/A | [20 empty] | 0 | 0 | 0 | 0 | 0 | 0 | 0 | 0 | 0 | 0 | 0 | 0 | 0 | 0 | 0 | 0 | 0 | 0 | 0 | 0 | 0 | 0 | 0 | 0 | 0 | 0 | 0 | 0 | 0
SDG&E Portfolio | [15 empty] | 0 |  |  | #N/A | [20 empty] | 0 | 0 | 0 | 0 | 0 | 0 | 0 | 0 | 0 | 0 | 0 | 0 | 0 | 0 | 0 | 0 | 0 | 0 | 0 | 0 | 0 | 0 | 0 | 0 | 0 | 0 | 0 | 0 | 0
SDG&E Portfolio | [15 empty] | 0 |  |  | #N/A | [20 empty] | 0 | 0 | 0 | 0 | 0 | 0 | 0 | 0 | 0 | 0 | 0 | 0 | 0 | 0 | 0 | 0 | 0 | 0 | 0 | 0 | 0 | 0 | 0 | 0 | 0 | 0 | 0 | 0 | 0
SDG&E Portfolio | [15 empty] | 0 |  |  | #N/A | [20 empty] | 0 | 0 | 0 | 0 | 0 | 0 | 0 | 0 | 0 | 0 | 0 | 0 | 0 | 0 | 0 | 0 | 0 | 0 | 0 | 0 | 0 | 0 | 0 | 0 | 0 | 0 | 0 | 0 | 0
SDG&E Portfolio | [15 empty] | 0 |  |  | #N/A | [20 empty] | 0 | 0 | 0 | 0 | 0 | 0 | 0 | 0 | 0 | 0 | 0 | 0 | 0 | 0 | 0 | 0 | 0 | 0 | 0 | 0 | 0 | 0 | 0 | 0 | 0 | 0 | 0 | 0 | 0
SDG&E Portfolio | [15 empty] | 0 |  |  | #N/A | [20 empty] | 0 | 0 | 0 | 0 | 0 | 0 | 0 | 0 | 0 | 0 | 0 | 0 | 0 | 0 | 0 | 0 | 0 | 0 | 0 | 0 | 0 | 0 | 0 | 0 | 0 | 0 | 0 | 0 | 0
SDG&E Portfolio | [15 empty] | 0 |  |  | #N/A | [20 empty] | 0 | 0 | 0 | 0 | 0 | 0 | 0 | 0 | 0 | 0 | 0 | 0 | 0 | 0 | 0 | 0 | 0 | 0 | 0 | 0 | 0 | 0 | 0 | 0 | 0 | 0 | 0 | 0 | 0
SDG&E Portfolio | [15 empty] | 0 |  |  | #N/A | [20 empty] | 0 | 0 | 0 | 0 | 0 | 0 | 0 | 0 | 0 | 0 | 0 | 0 | 0 | 0 | 0 | 0 | 0 | 0 | 0 | 0 | 0 | 0 | 0 | 0 | 0 | 0 | 0 | 0 | 0
SDG&E Portfolio | [15 empty] | 0 |  |  | #N/A | [20 empty] | 0 | 0 | 0 | 0 | 0 | 0 | 0 | 0 | 0 | 0 | 0 | 0 | 0 | 0 | 0 | 0 | 0 | 0 | 0 | 0 | 0 | 0 | 0 | 0 | 0 | 0 | 0 | 0 | 0
SDG&E Portfolio | [15 empty] | 0 |  |  | #N/A | [20 empty] | 0 | 0 | 0 | 0 | 0 | 0 | 0 | 0 | 0 | 0 | 0 | 0 | 0 | 0 | 0 | 0 | 0 | 0 | 0 | 0 | 0 | 0 | 0 | 0 | 0 | 0 | 0 | 0 | 0
SDG&E Portfolio | [15 empty] | 0 |  |  | #N/A | [20 empty] | 0 | 0 | 0 | 0 | 0 | 0 | 0 | 0 | 0 | 0 | 0 | 0 | 0 | 0 | 0 | 0 | 0 | 0 | 0 | 0 | 0 | 0 | 0 | 0 | 0 | 0 | 0 | 0 | 0
SDG&E Portfolio | [15 empty] | 0 |  |  | #N/A | [20 empty] | 0 | 0 | 0 | 0 | 0 | 0 | 0 | 0 | 0 | 0 | 0 | 0 | 0 | 0 | 0 | 0 | 0 | 0 | 0 | 0 | 0 | 0 | 0 | 0 | 0 | 0 | 0 | 0 | 0
SDG&E Portfolio | [15 empty] | 0 |  |  | #N/A | [20 empty] | 0 | 0 | 0 | 0 | 0 | 0 | 0 | 0 | 0 | 0 | 0 | 0 | 0 | 0 | 0 | 0 | 0 | 0 | 0 | 0 | 0 | 0 | 0 | 0 | 0 | 0 | 0 | 0 | 0
SDG&E Portfolio | [15 empty] | 0 |  |  | #N/A | [20 empty] | 0 | 0 | 0 | 0 | 0 | 0 | 0 | 0 | 0 | 0 | 0 | 0 | 0 | 0 | 0 | 0 | 0 | 0 | 0 | 0 | 0 | 0 | 0 | 0 | 0 | 0 | 0 | 0 | 0
SDG&E Portfolio | [15 empty] | 0 |  |  | #N/A | [20 empty] | 0 | 0 | 0 | 0 | 0 | 0 | 0 | 0 | 0 | 0 | 0 | 0 | 0 | 0 | 0 | 0 | 0 | 0 | 0 | 0 | 0 | 0 | 0 | 0 | 0 | 0 | 0 | 0 | 0
SDG&E Portfolio | [15 empty] | 0 |  |  | #N/A | [20 empty] | 0 | 0 | 0 | 0 | 0 | 0 | 0 | 0 | 0 | 0 | 0 | 0 | 0 | 0 | 0 | 0 | 0 | 0 | 0 | 0 | 0 | 0 | 0 | 0 | 0 | 0 | 0 | 0 | 0
SDG&E Portfolio | [15 empty] | 0 |  |  | #N/A | [20 empty] | 0 | 0 | 0 | 0 | 0 | 0 | 0 | 0 | 0 | 0 | 0 | 0 | 0 | 0 | 0 | 0 | 0 | 0 | 0 | 0 | 0 | 0 | 0 | 0 | 0 | 0 | 0 | 0 | 0
SDG&E Portfolio | [15 empty] | 0 |  |  | #N/A | [20 empty] | 0 | 0 | 0 | 0 | 0 | 0 | 0 | 0 | 0 | 0 | 0 | 0 | 0 | 0 | 0 | 0 | 0 | 0 | 0 | 0 | 0 | 0 | 0 | 0 | 0 | 0 | 0 | 0 | 0
SDG&E Portfolio | [15 empty] | 0 |  |  | #N/A | [20 empty] | 0 | 0 | 0 | 0 | 0 | 0 | 0 | 0 | 0 | 0 | 0 | 0 | 0 | 0 | 0 | 0 | 0 | 0 | 0 | 0 | 0 | 0 | 0 | 0 | 0 | 0 | 0 | 0 | 0
SDG&E Portfolio | [15 empty] | 0 |  |  | #N/A | [20 empty] | 0 | 0 | 0 | 0 | 0 | 0 | 0 | 0 | 0 | 0 | 0 | 0 | 0 | 0 | 0 | 0 | 0 | 0 | 0 | 0 | 0 | 0 | 0 | 0 | 0 | 0 | 0 | 0 | 0
SDG&E Portfolio | [15 empty] | 0 |  |  | #N/A | [20 empty] | 0 | 0 | 0 | 0 | 0 | 0 | 0 | 0 | 0 | 0 | 0 | 0 | 0 | 0 | 0 | 0 | 0 | 0 | 0 | 0 | 0 | 0 | 0 | 0 | 0 | 0 | 0 | 0 | 0
SDG&E Portfolio | [15 empty] | 0 |  |  | #N/A | [20 empty] | 0 | 0 | 0 | 0 | 0 | 0 | 0 | 0 | 0 | 0 | 0 | 0 | 0 | 0 | 0 | 0 | 0 | 0 | 0 | 0 | 0 | 0 | 0 | 0 | 0 | 0 | 0 | 0 | 0
SDG&E Portfolio | [15 empty] | 0 |  |  | #N/A | [20 empty] | 0 | 0 | 0 | 0 | 0 | 0 | 0 | 0 | 0 | 0 | 0 | 0 | 0 | 0 | 0 | 0 | 0 | 0 | 0 | 0 | 0 | 0 | 0 | 0 | 0 | 0 | 0 | 0 | 0
SDG&E Portfolio | [15 empty] | 0 |  |  | #N/A | [20 empty] | 0 | 0 | 0 | 0 | 0 | 0 | 0 | 0 | 0 | 0 | 0 | 0 | 0 | 0 | 0 | 0 | 0 | 0 | 0 | 0 | 0 | 0 | 0 | 0 | 0 | 0 | 0 | 0 | 0
SDG&E Portfolio | [15 empty] | 0 |  |  | #N/A | [20 empty] | 0 | 0 | 0 | 0 | 0 | 0 | 0 | 0 | 0 | 0 | 0 | 0 | 0 | 0 | 0 | 0 | 0 | 0 | 0 | 0 | 0 | 0 | 0 | 0 | 0 | 0 | 0 | 0 | 0
SDG&E Portfolio | [15 empty] | 0 |  |  | #N/A | [20 empty] | 0 | 0 | 0 | 0 | 0 | 0 | 0 | 0 | 0 | 0 | 0 | 0 | 0 | 0 | 0 | 0 | 0 | 0 | 0 | 0 | 0 | 0 | 0 | 0 | 0 | 0 | 0 | 0 | 0
SDG&E Portfolio | [15 empty] | 0 |  |  | #N/A | [20 empty] | 0 | 0 | 0 | 0 | 0 | 0 | 0 | 0 | 0 | 0 | 0 | 0 | 0 | 0 | 0 | 0 | 0 | 0 | 0 | 0 | 0 | 0 | 0 | 0 | 0 | 0 | 0 | 0 | 0
SDG&E Portfolio | [15 empty] | 0 |  |  | #N/A | [20 empty] | 0 | 0 | 0 | 0 | 0 | 0 | 0 | 0 | 0 | 0 | 0 | 0 | 0 | 0 | 0 | 0 | 0 | 0 | 0 | 0 | 0 | 0 | 0 | 0 | 0 | 0 | 0 | 0 | 0
SDG&E Portfolio | [15 empty] | 0 |  |  | #N/A | [20 empty] | 0 | 0 | 0 | 0 | 0 | 0 | 0 | 0 | 0 | 0 | 0 | 0 | 0 | 0 | 0 | 0 | 0 | 0 | 0 | 0 | 0 | 0 | 0 | 0 | 0 | 0 | 0 | 0 | 0
SDG&E Portfolio | [15 empty] | 0 |  |  | #N/A | [20 empty] | 0 | 0 | 0 | 0 | 0 | 0 | 0 | 0 | 0 | 0 | 0 | 0 | 0 | 0 | 0 | 0 | 0 | 0 | 0 | 0 | 0 | 0 | 0 | 0 | 0 | 0 | 0 | 0 | 0
SDG&E Portfolio | [15 empty] | 0 |  |  | #N/A | [20 empty] | 0 | 0 | 0 | 0 | 0 | 0 | 0 | 0 | 0 | 0 | 0 | 0 | 0 | 0 | 0 | 0 | 0 | 0 | 0 | 0 | 0 | 0 | 0 | 0 | 0 | 0 | 0 | 0 | 0
SDG&E Portfolio | [15 empty] | 0 |  |  | #N/A | [20 empty] | 0 | 0 | 0 | 0 | 0 | 0 | 0 | 0 | 0 | 0 | 0 | 0 | 0 | 0 | 0 | 0 | 0 | 0 | 0 | 0 | 0 | 0 | 0 | 0 | 0 | 0 | 0 | 0 | 0
SDG&E Portfolio | [15 empty] | 0 |  |  | #N/A | [20 empty] | 0 | 0 | 0 | 0 | 0 | 0 | 0 | 0 | 0 | 0 | 0 | 0 | 0 | 0 | 0 | 0 | 0 | 0 | 0 | 0 | 0 | 0 | 0 | 0 | 0 | 0 | 0 | 0 | 0
SDG&E Portfolio | [15 empty] | 0 |  |  | #N/A | [20 empty] | 0 | 0 | 0 | 0 | 0 | 0 | 0 | 0 | 0 | 0 | 0 | 0 | 0 | 0 | 0 | 0 | 0 | 0 | 0 | 0 | 0 | 0 | 0 | 0 | 0 | 0 | 0 | 0 | 0
SDG&E Portfolio | [15 empty] | 0 |  |  | #N/A | [20 empty] | 0 | 0 | 0 | 0 | 0 | 0 | 0 | 0 | 0 | 0 | 0 | 0 | 0 | 0 | 0 | 0 | 0 | 0 | 0 | 0 | 0 | 0 | 0 | 0 | 0 | 0 | 0 | 0 | 0
SDG&E Portfolio | [15 empty] | 0 |  |  | #N/A | [20 empty] | 0 | 0 | 0 | 0 | 0 | 0 | 0 | 0 | 0 | 0 | 0 | 0 | 0 | 0 | 0 | 0 | 0 | 0 | 0 | 0 | 0 | 0 | 0 | 0 | 0 | 0 | 0 | 0 | 0
SDG&E Portfolio | [15 empty] | 0 |  |  | #N/A | [20 empty] | 0 | 0 | 0 | 0 | 0 | 0 | 0 | 0 | 0 | 0 | 0 | 0 | 0 | 0 | 0 | 0 | 0 | 0 | 0 | 0 | 0 | 0 | 0 | 0 | 0 | 0 | 0 | 0 | 0
SDG&E Portfolio | [15 empty] | 0 |  |  | #N/A | [20 empty] | 0 | 0 | 0 | 0 | 0 | 0 | 0 | 0 | 0 | 0 | 0 | 0 | 0 | 0 | 0 | 0 | 0 | 0 | 0 | 0 | 0 | 0 | 0 | 0 | 0 | 0 | 0 | 0 | 0
SDG&E Portfolio | [15 empty] | 0 |  |  | #N/A | [20 empty] | 0 | 0 | 0 | 0 | 0 | 0 | 0 | 0 | 0 | 0 | 0 | 0 | 0 | 0 | 0 | 0 | 0 | 0 | 0 | 0 | 0 | 0 | 0 | 0 | 0 | 0 | 0 | 0 | 0
SDG&E Portfolio | [15 empty] | 0 |  |  | #N/A | [20 empty] | 0 | 0 | 0 | 0 | 0 | 0 | 0 | 0 | 0 | 0 | 0 | 0 | 0 | 0 | 0 | 0 | 0 | 0 | 0 | 0 | 0 | 0 | 0 | 0 | 0 | 0 | 0 | 0 | 0
SDG&E Portfolio | [15 empty] | 0 |  |  | #N/A | [20 empty] | 0 | 0 | 0 | 0 | 0 | 0 | 0 | 0 | 0 | 0 | 0 | 0 | 0 | 0 | 0 | 0 | 0 | 0 | 0 | 0 | 0 | 0 | 0 | 0 | 0 | 0 | 0 | 0 | 0
SDG&E Portfolio | [15 empty] | 0 |  |  | #N/A | [20 empty] | 0 | 0 | 0 | 0 | 0 | 0 | 0 | 0 | 0 | 0 | 0 | 0 | 0 | 0 | 0 | 0 | 0 | 0 | 0 | 0 | 0 | 0 | 0 | 0 | 0 | 0 | 0 | 0 | 0
SDG&E Portfolio | [15 empty] | 0 |  |  | #N/A | [20 empty] | 0 | 0 | 0 | 0 | 0 | 0 | 0 | 0 | 0 | 0 | 0 | 0 | 0 | 0 | 0 | 0 | 0 | 0 | 0 | 0 | 0 | 0 | 0 | 0 | 0 | 0 | 0 | 0 | 0
SDG&E Portfolio | [15 empty] | 0 |  |  | #N/A | [20 empty] | 0 | 0 | 0 | 0 | 0 | 0 | 0 | 0 | 0 | 0 | 0 | 0 | 0 | 0 | 0 | 0 | 0 | 0 | 0 | 0 | 0 | 0 | 0 | 0 | 0 | 0 | 0 | 0 | 0
SDG&E Portfolio | [15 empty] | 0 |  |  | #N/A | [20 empty] | 0 | 0 | 0 | 0 | 0 | 0 | 0 | 0 | 0 | 0 | 0 | 0 | 0 | 0 | 0 | 0 | 0 | 0 | 0 | 0 | 0 | 0 | 0 | 0 | 0 | 0 | 0 | 0 | 0
SDG&E Portfolio | [15 empty] | 0 |  |  | #N/A | [20 empty] | 0 | 0 | 0 | 0 | 0 | 0 | 0 | 0 | 0 | 0 | 0 | 0 | 0 | 0 | 0 | 0 | 0 | 0 | 0 | 0 | 0 | 0 | 0 | 0 | 0 | 0 | 0 | 0 | 0
SDG&E Portfolio | [15 empty] | 0 |  |  | #N/A | [20 empty] | 0 | 0 | 0 | 0 | 0 | 0 | 0 | 0 | 0 | 0 | 0 | 0 | 0 | 0 | 0 | 0 | 0 | 0 | 0 | 0 | 0 | 0 | 0 | 0 | 0 | 0 | 0 | 0 | 0
SDG&E Portfolio | [15 empty] | 0 |  |  | #N/A | [20 empty] | 0 | 0 | 0 | 0 | 0 | 0 | 0 | 0 | 0 | 0 | 0 | 0 | 0 | 0 | 0 | 0 | 0 | 0 | 0 | 0 | 0 | 0 | 0 | 0 | 0 | 0 | 0 | 0 | 0
SDG&E Portfolio | [15 empty] | 0 |  |  | #N/A | [20 empty] | 0 | 0 | 0 | 0 | 0 | 0 | 0 | 0 | 0 | 0 | 0 | 0 | 0 | 0 | 0 | 0 | 0 | 0 | 0 | 0 | 0 | 0 | 0 | 0 | 0 | 0 | 0 | 0 | 0
SDG&E Portfolio | [15 empty] | 0 |  |  | #N/A | [20 empty] | 0 | 0 | 0 | 0 | 0 | 0 | 0 | 0 | 0 | 0 | 0 | 0 | 0 | 0 | 0 | 0 | 0 | 0 | 0 | 0 | 0 | 0 | 0 | 0 | 0 | 0 | 0 | 0 | 0
SDG&E Portfolio | [15 empty] | 0 |  |  | #N/A | [20 empty] | 0 | 0 | 0 | 0 | 0 | 0 | 0 | 0 | 0 | 0 | 0 | 0 | 0 | 0 | 0 | 0 | 0 | 0 | 0 | 0 | 0 | 0 | 0 | 0 | 0 | 0 | 0 | 0 | 0
SDG&E Portfolio | [15 empty] | 0 |  |  | #N/A | [20 empty] | 0 | 0 | 0 | 0 | 0 | 0 | 0 | 0 | 0 | 0 | 0 | 0 | 0 | 0 | 0 | 0 | 0 | 0 | 0 | 0 | 0 | 0 | 0 | 0 | 0 | 0 | 0 | 0 | 0
SDG&E Portfolio | [15 empty] | 0 |  |  | #N/A | [20 empty] | 0 | 0 | 0 | 0 | 0 | 0 | 0 | 0 | 0 | 0 | 0 | 0 | 0 | 0 | 0 | 0 | 0 | 0 | 0 | 0 | 0 | 0 | 0 | 0 | 0 | 0 | 0 | 0 | 0
SDG&E Portfolio | [15 empty] | 0 |  |  | #N/A | [20 empty] | 0 | 0 | 0 | 0 | 0 | 0 | 0 | 0 | 0 | 0 | 0 | 0 | 0 | 0 | 0 | 0 | 0 | 0 | 0 | 0 | 0 | 0 | 0 | 0 | 0 | 0 | 0 | 0 | 0
SDG&E Portfolio | [15 empty] | 0 |  |  | #N/A | [20 empty] | 0 | 0 | 0 | 0 | 0 | 0 | 0 | 0 | 0 | 0 | 0 | 0 | 0 | 0 | 0 | 0 | 0 | 0 | 0 | 0 | 0 | 0 | 0 | 0 | 0 | 0 | 0 | 0 | 0
SDG&E Portfolio | [15 empty] | 0 |  |  | #N/A | [20 empty] | 0 | 0 | 0 | 0 | 0 | 0 | 0 | 0 | 0 | 0 | 0 | 0 | 0 | 0 | 0 | 0 | 0 | 0 | 0 | 0 | 0 | 0 | 0 | 0 | 0 | 0 | 0 | 0 | 0
SDG&E Portfolio | [15 empty] | 0 |  |  | #N/A | [20 empty] | 0 | 0 | 0 | 0 | 0 | 0 | 0 | 0 | 0 | 0 | 0 | 0 | 0 | 0 | 0 | 0 | 0 | 0 | 0 | 0 | 0 | 0 | 0 | 0 | 0 | 0 | 0 | 0 | 0
SDG&E Portfolio | [15 empty] | 0 |  |  | #N/A | [20 empty] | 0 | 0 | 0 | 0 | 0 | 0 | 0 | 0 | 0 | 0 | 0 | 0 | 0 | 0 | 0 | 0 | 0 | 0 | 0 | 0 | 0 | 0 | 0 | 0 | 0 | 0 | 0 | 0 | 0
SDG&E Portfolio | [15 empty] | 0 |  |  | #N/A | [20 empty] | 0 | 0 | 0 | 0 | 0 | 0 | 0 | 0 | 0 | 0 | 0 | 0 | 0 | 0 | 0 | 0 | 0 | 0 | 0 | 0 | 0 | 0 | 0 | 0 | 0 | 0 | 0 | 0 | 0
SDG&E Portfolio | [15 empty] | 0 |  |  | #N/A | [20 empty] | 0 | 0 | 0 | 0 | 0 | 0 | 0 | 0 | 0 | 0 | 0 | 0 | 0 | 0 | 0 | 0 | 0 | 0 | 0 | 0 | 0 | 0 | 0 | 0 | 0 | 0 | 0 | 0 | 0
SDG&E Portfolio | [15 empty] | 0 |  |  | #N/A | [20 empty] | 0 | 0 | 0 | 0 | 0 | 0 | 0 | 0 | 0 | 0 | 0 | 0 | 0 | 0 | 0 | 0 | 0 | 0 | 0 | 0 | 0 | 0 | 0 | 0 | 0 | 0 | 0 | 0 | 0
SDG&E Portfolio | [15 empty] | 0 |  |  | #N/A | [20 empty] | 0 | 0 | 0 | 0 | 0 | 0 | 0 | 0 | 0 | 0 | 0 | 0 | 0 | 0 | 0 | 0 | 0 | 0 | 0 | 0 | 0 | 0 | 0 | 0 | 0 | 0 | 0 | 0 | 0
SDG&E Portfolio | [15 empty] | 0 |  |  | #N/A | [20 empty] | 0 | 0 | 0 | 0 | 0 | 0 | 0 | 0 | 0 | 0 | 0 | 0 | 0 | 0 | 0 | 0 | 0 | 0 | 0 | 0 | 0 | 0 | 0 | 0 | 0 | 0 | 0 | 0 | 0
SDG&E Portfolio | [15 empty] | 0 |  |  | #N/A | [20 empty] | 0 | 0 | 0 | 0 | 0 | 0 | 0 | 0 | 0 | 0 | 0 | 0 | 0 | 0 | 0 | 0 | 0 | 0 | 0 | 0 | 0 | 0 | 0 | 0 | 0 | 0 | 0 | 0 | 0
SDG&E Portfolio | [15 empty] | 0 |  |  | #N/A | [20 empty] | 0 | 0 | 0 | 0 | 0 | 0 | 0 | 0 | 0 | 0 | 0 | 0 | 0 | 0 | 0 | 0 | 0 | 0 | 0 | 0 | 0 | 0 | 0 | 0 | 0 | 0 | 0 | 0 | 0
SDG&E Portfolio | [15 empty] | 0 |  |  | #N/A | [20 empty] | 0 | 0 | 0 | 0 | 0 | 0 | 0 | 0 | 0 | 0 | 0 | 0 | 0 | 0 | 0 | 0 | 0 | 0 | 0 | 0 | 0 | 0 | 0 | 0 | 0 | 0 | 0 | 0 | 0
SDG&E Portfolio | [15 empty] | 0 |  |  | #N/A | [20 empty] | 0 | 0 | 0 | 0 | 0 | 0 | 0 | 0 | 0 | 0 | 0 | 0 | 0 | 0 | 0 | 0 | 0 | 0 | 0 | 0 | 0 | 0 | 0 | 0 | 0 | 0 | 0 | 0 | 0
SDG&E Portfolio | [15 empty] | 0 |  |  | #N/A | [20 empty] | 0 | 0 | 0 | 0 | 0 | 0 | 0 | 0 | 0 | 0 | 0 | 0 | 0 | 0 | 0 | 0 | 0 | 0 | 0 | 0 | 0 | 0 | 0 | 0 | 0 | 0 | 0 | 0 | 0
SDG&E Portfolio | [15 empty] | 0 |  |  | #N/A | [20 empty] | 0 | 0 | 0 | 0 | 0 | 0 | 0 | 0 | 0 | 0 | 0 | 0 | 0 | 0 | 0 | 0 | 0 | 0 | 0 | 0 | 0 | 0 | 0 | 0 | 0 | 0 | 0 | 0 | 0
SDG&E Portfolio | [15 empty] | 0 |  |  | #N/A | [20 empty] | 0 | 0 | 0 | 0 | 0 | 0 | 0 | 0 | 0 | 0 | 0 | 0 | 0 | 0 | 0 | 0 | 0 | 0 | 0 | 0 | 0 | 0 | 0 | 0 | 0 | 0 | 0 | 0 | 0
SDG&E Portfolio | [15 empty] | 0 |  |  | #N/A | [20 empty] | 0 | 0 | 0 | 0 | 0 | 0 | 0 | 0 | 0 | 0 | 0 | 0 | 0 | 0 | 0 | 0 | 0 | 0 | 0 | 0 | 0 | 0 | 0 | 0 | 0 | 0 | 0 | 0 | 0
SDG&E Portfolio | [15 empty] | 0 |  |  | #N/A | [20 empty] | 0 | 0 | 0 | 0 | 0 | 0 | 0 | 0 | 0 | 0 | 0 | 0 | 0 | 0 | 0 | 0 | 0 | 0 | 0 | 0 | 0 | 0 | 0 | 0 | 0 | 0 | 0 | 0 | 0
SDG&E Portfolio | [15 empty] | 0 |  |  | #N/A | [20 empty] | 0 | 0 | 0 | 0 | 0 | 0 | 0 | 0 | 0 | 0 | 0 | 0 | 0 | 0 | 0 | 0 | 0 | 0 | 0 | 0 | 0 | 0 | 0 | 0 | 0 | 0 | 0 | 0 | 0
SDG&E Portfolio | [15 empty] | 0 |  |  | #N/A | [20 empty] | 0 | 0 | 0 | 0 | 0 | 0 | 0 | 0 | 0 | 0 | 0 | 0 | 0 | 0 | 0 | 0 | 0 | 0 | 0 | 0 | 0 | 0 | 0 | 0 | 0 | 0 | 0 | 0 | 0
SDG&E Portfolio | [15 empty] | 0 |  |  | #N/A | [20 empty] | 0 | 0 | 0 | 0 | 0 | 0 | 0 | 0 | 0 | 0 | 0 | 0 | 0 | 0 | 0 | 0 | 0 | 0 | 0 | 0 | 0 | 0 | 0 | 0 | 0 | 0 | 0 | 0 | 0
SDG&E Portfolio | [15 empty] | 0 |  |  | #N/A | [20 empty] | 0 | 0 | 0 | 0 | 0 | 0 | 0 | 0 | 0 | 0 | 0 | 0 | 0 | 0 | 0 | 0 | 0 | 0 | 0 | 0 | 0 | 0 | 0 | 0 | 0 | 0 | 0 | 0 | 0
SDG&E Portfolio | [15 empty] | 0 |  |  | #N/A | [20 empty] | 0 | 0 | 0 | 0 | 0 | 0 | 0 | 0 | 0 | 0 | 0 | 0 | 0 | 0 | 0 | 0 | 0 | 0 | 0 | 0 | 0 | 0 | 0 | 0 | 0 | 0 | 0 | 0 | 0
SDG&E Portfolio | [15 empty] | 0 |  |  | #N/A | [20 empty] | 0 | 0 | 0 | 0 | 0 | 0 | 0 | 0 | 0 | 0 | 0 | 0 | 0 | 0 | 0 | 0 | 0 | 0 | 0 | 0 | 0 | 0 | 0 | 0 | 0 | 0 | 0 | 0 | 0
SDG&E Portfolio | [15 empty] | 0 |  |  | #N/A | [20 empty] | 0 | 0 | 0 | 0 | 0 | 0 | 0 | 0 | 0 | 0 | 0 | 0 | 0 | 0 | 0 | 0 | 0 | 0 | 0 | 0 | 0 | 0 | 0 | 0 | 0 | 0 | 0 | 0 | 0
SDG&E Portfolio | [15 empty] | 0 |  |  | #N/A | [20 empty] | 0 | 0 | 0 | 0 | 0 | 0 | 0 | 0 | 0 | 0 | 0 | 0 | 0 | 0 | 0 | 0 | 0 | 0 | 0 | 0 | 0 | 0 | 0 | 0 | 0 | 0 | 0 | 0 | 0
SDG&E Portfolio | [15 empty] | 0 |  |  | #N/A | [20 empty] | 0 | 0 | 0 | 0 | 0 | 0 | 0 | 0 | 0 | 0 | 0 | 0 | 0 | 0 | 0 | 0 | 0 | 0 | 0 | 0 | 0 | 0 | 0 | 0 | 0 | 0 | 0 | 0 | 0
SDG&E Portfolio | [15 empty] | 0 |  |  | #N/A | [20 empty] | 0 | 0 | 0 | 0 | 0 | 0 | 0 | 0 | 0 | 0 | 0 | 0 | 0 | 0 | 0 | 0 | 0 | 0 | 0 | 0 | 0 | 0 | 0 | 0 | 0 | 0 | 0 | 0 | 0
SDG&E Portfolio | [15 empty] | 0 |  |  | #N/A | [20 empty] | 0 | 0 | 0 | 0 | 0 | 0 | 0 | 0 | 0 | 0 | 0 | 0 | 0 | 0 | 0 | 0 | 0 | 0 | 0 | 0 | 0 | 0 | 0 | 0 | 0 | 0 | 0 | 0 | 0
SDG&E Portfolio | [15 empty] | 0 |  |  | #N/A | [20 empty] | 0 | 0 | 0 | 0 | 0 | 0 | 0 | 0 | 0 | 0 | 0 | 0 | 0 | 0 | 0 | 0 | 0 | 0 | 0 | 0 | 0 | 0 | 0 | 0 | 0 | 0 | 0 | 0 | 0
SDG&E Portfolio | [15 empty] | 0 |  |  | #N/A | [20 empty] | 0 | 0 | 0 | 0 | 0 | 0 | 0 | 0 | 0 | 0 | 0 | 0 | 0 | 0 | 0 | 0 | 0 | 0 | 0 | 0 | 0 | 0 | 0 | 0 | 0 | 0 | 0 | 0 | 0
SDG&E Portfolio | [15 empty] | 0 |  |  | #N/A | [20 empty] | 0 | 0 | 0 | 0 | 0 | 0 | 0 | 0 | 0 | 0 | 0 | 0 | 0 | 0 | 0 | 0 | 0 | 0 | 0 | 0 | 0 | 0 | 0 | 0 | 0 | 0 | 0 | 0 | 0
SDG&E Portfolio | [15 empty] | 0 |  |  | #N/A | [20 empty] | 0 | 0 | 0 | 0 | 0 | 0 | 0 | 0 | 0 | 0 | 0 | 0 | 0 | 0 | 0 | 0 | 0 | 0 | 0 | 0 | 0 | 0 | 0 | 0 | 0 | 0 | 0 | 0 | 0
SDG&E Portfolio | [15 empty] | 0 |  |  | #N/A | [20 empty] | 0 | 0 | 0 | 0 | 0 | 0 | 0 | 0 | 0 | 0 | 0 | 0 | 0 | 0 | 0 | 0 | 0 | 0 | 0 | 0 | 0 | 0 | 0 | 0 | 0 | 0 | 0 | 0 | 0
SDG&E Portfolio | [15 empty] | 0 |  |  | #N/A | [20 empty] | 0 | 0 | 0 | 0 | 0 | 0 | 0 | 0 | 0 | 0 | 0 | 0 | 0 | 0 | 0 | 0 | 0 | 0 | 0 | 0 | 0 | 0 | 0 | 0 | 0 | 0 | 0 | 0 | 0
SDG&E Portfolio | [15 empty] | 0 |  |  | #N/A | [20 empty] | 0 | 0 | 0 | 0 | 0 | 0 | 0 | 0 | 0 | 0 | 0 | 0 | 0 | 0 | 0 | 0 | 0 | 0 | 0 | 0 | 0 | 0 | 0 | 0 | 0 | 0 | 0 | 0 | 0
SDG&E Portfolio | [15 empty] | 0 |  |  | #N/A | [20 empty] | 0 | 0 | 0 | 0 | 0 | 0 | 0 | 0 | 0 | 0 | 0 | 0 | 0 | 0 | 0 | 0 | 0 | 0 | 0 | 0 | 0 | 0 | 0 | 0 | 0 | 0 | 0 | 0 | 0
SDG&E Portfolio | [15 empty] | 0 |  |  | #N/A | [20 empty] | 0 | 0 | 0 | 0 | 0 | 0 | 0 | 0 | 0 | 0 | 0 | 0 | 0 | 0 | 0 | 0 | 0 | 0 | 0 | 0 | 0 | 0 | 0 | 0 | 0 | 0 | 0 | 0 | 0
SDG&E Portfolio | [15 empty] | 0 |  |  | #N/A | [20 empty] | 0 | 0 | 0 | 0 | 0 | 0 | 0 | 0 | 0 | 0 | 0 | 0 | 0 | 0 | 0 | 0 | 0 | 0 | 0 | 0 | 0 | 0 | 0 | 0 | 0 | 0 | 0 | 0 | 0
SDG&E Portfolio | [15 empty] | 0 |  |  | #N/A | [20 empty] | 0 | 0 | 0 | 0 | 0 | 0 | 0 | 0 | 0 | 0 | 0 | 0 | 0 | 0 | 0 | 0 | 0 | 0 | 0 | 0 | 0 | 0 | 0 | 0 | 0 | 0 | 0 | 0 | 0
SDG&E Portfolio | [15 empty] | 0 |  |  | #N/A | [20 empty] | 0 | 0 | 0 | 0 | 0 | 0 | 0 | 0 | 0 | 0 | 0 | 0 | 0 | 0 | 0 | 0 | 0 | 0 | 0 | 0 | 0 | 0 | 0 | 0 | 0 | 0 | 0 | 0 | 0
SDG&E Portfolio | [15 empty] | 0 |  |  | #N/A | [20 empty] | 0 | 0 | 0 | 0 | 0 | 0 | 0 | 0 | 0 | 0 | 0 | 0 | 0 | 0 | 0 | 0 | 0 | 0 | 0 | 0 | 0 | 0 | 0 | 0 | 0 | 0 | 0 | 0 | 0
SDG&E Portfolio | [15 empty] | 0 |  |  | #N/A | [20 empty] | 0 | 0 | 0 | 0 | 0 | 0 | 0 | 0 | 0 | 0 | 0 | 0 | 0 | 0 | 0 | 0 | 0 | 0 | 0 | 0 | 0 | 0 | 0 | 0 | 0 | 0 | 0 | 0 | 0
SDG&E Portfolio | [15 empty] | 0 |  |  | #N/A | [20 empty] | 0 | 0 | 0 | 0 | 0 | 0 | 0 | 0 | 0 | 0 | 0 | 0 | 0 | 0 | 0 | 0 | 0 | 0 | 0 | 0 | 0 | 0 | 0 | 0 | 0 | 0 | 0 | 0 | 0
SDG&E Portfolio | [15 empty] | 0 |  |  | #N/A | [20 empty] | 0 | 0 | 0 | 0 | 0 | 0 | 0 | 0 | 0 | 0 | 0 | 0 | 0 | 0 | 0 | 0 | 0 | 0 | 0 | 0 | 0 | 0 | 0 | 0 | 0 | 0 | 0 | 0 | 0
SDG&E Portfolio | [15 empty] | 0 |  |  | #N/A | [20 empty] | 0 | 0 | 0 | 0 | 0 | 0 | 0 | 0 | 0 | 0 | 0 | 0 | 0 | 0 | 0 | 0 | 0 | 0 | 0 | 0 | 0 | 0 | 0 | 0 | 0 | 0 | 0 | 0 | 0
SDG&E Portfolio | [15 empty] | 0 |  |  | #N/A | [20 empty] | 0 | 0 | 0 | 0 | 0 | 0 | 0 | 0 | 0 | 0 | 0 | 0 | 0 | 0 | 0 | 0 | 0 | 0 | 0 | 0 | 0 | 0 | 0 | 0 | 0 | 0 | 0 | 0 | 0
SDG&E Portfolio | [15 empty] | 0 |  |  | #N/A | [20 empty] | 0 | 0 | 0 | 0 | 0 | 0 | 0 | 0 | 0 | 0 | 0 | 0 | 0 | 0 | 0 | 0 | 0 | 0 | 0 | 0 | 0 | 0 | 0 | 0 | 0 | 0 | 0 | 0 | 0
SDG&E Portfolio | [15 empty] | 0 |  |  | #N/A | [20 empty] | 0 | 0 | 0 | 0 | 0 | 0 | 0 | 0 | 0 | 0 | 0 | 0 | 0 | 0 | 0 | 0 | 0 | 0 | 0 | 0 | 0 | 0 | 0 | 0 | 0 | 0 | 0 | 0 | 0
SDG&E Portfolio | [15 empty] | 0 |  |  | #N/A | [20 empty] | 0 | 0 | 0 | 0 | 0 | 0 | 0 | 0 | 0 | 0 | 0 | 0 | 0 | 0 | 0 | 0 | 0 | 0 | 0 | 0 | 0 | 0 | 0 | 0 | 0 | 0 | 0 | 0 | 0
SDG&E Portfolio | [15 empty] | 0 |  |  | #N/A | [20 empty] | 0 | 0 | 0 | 0 | 0 | 0 | 0 | 0 | 0 | 0 | 0 | 0 | 0 | 0 | 0 | 0 | 0 | 0 | 0 | 0 | 0 | 0 | 0 | 0 | 0 | 0 | 0 | 0 | 0
SDG&E Portfolio | [15 empty] | 0 |  |  | #N/A | [20 empty] | 0 | 0 | 0 | 0 | 0 | 0 | 0 | 0 | 0 | 0 | 0 | 0 | 0 | 0 | 0 | 0 | 0 | 0 | 0 | 0 | 0 | 0 | 0 | 0 | 0 | 0 | 0 | 0 | 0
SDG&E Portfolio | [15 empty] | 0 |  |  | #N/A | [20 empty] | 0 | 0 | 0 | 0 | 0 | 0 | 0 | 0 | 0 | 0 | 0 | 0 | 0 | 0 | 0 | 0 | 0 | 0 | 0 | 0 | 0 | 0 | 0 | 0 | 0 | 0 | 0 | 0 | 0
SDG&E Portfolio | [15 empty] | 0 |  |  | #N/A | [20 empty] | 0 | 0 | 0 | 0 | 0 | 0 | 0 | 0 | 0 | 0 | 0 | 0 | 0 | 0 | 0 | 0 | 0 | 0 | 0 | 0 | 0 | 0 | 0 | 0 | 0 | 0 | 0 | 0 | 0
SDG&E Portfolio | [15 empty] | 0 |  |  | #N/A | [20 empty] | 0 | 0 | 0 | 0 | 0 | 0 | 0 | 0 | 0 | 0 | 0 | 0 | 0 | 0 | 0 | 0 | 0 | 0 | 0 | 0 | 0 | 0 | 0 | 0 | 0 | 0 | 0 | 0 | 0
SDG&E Portfolio | [15 empty] | 0 |  |  | #N/A | [20 empty] | 0 | 0 | 0 | 0 | 0 | 0 | 0 | 0 | 0 | 0 | 0 | 0 | 0 | 0 | 0 | 0 | 0 | 0 | 0 | 0 | 0 | 0 | 0 | 0 | 0 | 0 | 0 | 0 | 0
SDG&E Portfolio | [15 empty] | 0 |  |  | #N/A | [20 empty] | 0 | 0 | 0 | 0 | 0 | 0 | 0 | 0 | 0 | 0 | 0 | 0 | 0 | 0 | 0 | 0 | 0 | 0 | 0 | 0 | 0 | 0 | 0 | 0 | 0 | 0 | 0 | 0 | 0
SDG&E Portfolio | [15 empty] | 0 |  |  | #N/A | [20 empty] | 0 | 0 | 0 | 0 | 0 | 0 | 0 | 0 | 0 | 0 | 0 | 0 | 0 | 0 | 0 | 0 | 0 | 0 | 0 | 0 | 0 | 0 | 0 | 0 | 0 | 0 | 0 | 0 | 0
SDG&E Portfolio | [15 empty] | 0 |  |  | #N/A | [20 empty] | 0 | 0 | 0 | 0 | 0 | 0 | 0 | 0 | 0 | 0 | 0 | 0 | 0 | 0 | 0 | 0 | 0 | 0 | 0 | 0 | 0 | 0 | 0 | 0 | 0 | 0 | 0 | 0 | 0
SDG&E Portfolio | [15 empty] | 0 |  |  | #N/A | [20 empty] | 0 | 0 | 0 | 0 | 0 | 0 | 0 | 0 | 0 | 0 | 0 | 0 | 0 | 0 | 0 | 0 | 0 | 0 | 0 | 0 | 0 | 0 | 0 | 0 | 0 | 0 | 0 | 0 | 0
SDG&E Portfolio | [15 empty] | 0 |  |  | #N/A | [20 empty] | 0 | 0 | 0 | 0 | 0 | 0 | 0 | 0 | 0 | 0 | 0 | 0 | 0 | 0 | 0 | 0 | 0 | 0 | 0 | 0 | 0 | 0 | 0 | 0 | 0 | 0 | 0 | 0 | 0
SDG&E Portfolio | [15 empty] | 0 |  |  | #N/A | [20 empty] | 0 | 0 | 0 | 0 | 0 | 0 | 0 | 0 | 0 | 0 | 0 | 0 | 0 | 0 | 0 | 0 | 0 | 0 | 0 | 0 | 0 | 0 | 0 | 0 | 0 | 0 | 0 | 0 | 0
SDG&E Portfolio | [15 empty] | 0 |  |  | #N/A | [20 empty] | 0 | 0 | 0 | 0 | 0 | 0 | 0 | 0 | 0 | 0 | 0 | 0 | 0 | 0 | 0 | 0 | 0 | 0 | 0 | 0 | 0 | 0 | 0 | 0 | 0 | 0 | 0 | 0 | 0
SDG&E Portfolio | [15 empty] | 0 |  |  | #N/A | [20 empty] | 0 | 0 | 0 | 0 | 0 | 0 | 0 | 0 | 0 | 0 | 0 | 0 | 0 | 0 | 0 | 0 | 0 | 0 | 0 | 0 | 0 | 0 | 0 | 0 | 0 | 0 | 0 | 0 | 0
SDG&E Portfolio | [15 empty] | 0 |  |  | #N/A | [20 empty] | 0 | 0 | 0 | 0 | 0 | 0 | 0 | 0 | 0 | 0 | 0 | 0 | 0 | 0 | 0 | 0 | 0 | 0 | 0 | 0 | 0 | 0 | 0 | 0 | 0 | 0 | 0 | 0 | 0
SDG&E Portfolio | [15 empty] | 0 |  |  | #N/A | [20 empty] | 0 | 0 | 0 | 0 | 0 | 0 | 0 | 0 | 0 | 0 | 0 | 0 | 0 | 0 | 0 | 0 | 0 | 0 | 0 | 0 | 0 | 0 | 0 | 0 | 0 | 0 | 0 | 0 | 0
SDG&E Portfolio | [15 empty] | 0 |  |  | #N/A | [20 empty] | 0 | 0 | 0 | 0 | 0 | 0 | 0 | 0 | 0 | 0 | 0 | 0 | 0 | 0 | 0 | 0 | 0 | 0 | 0 | 0 | 0 | 0 | 0 | 0 | 0 | 0 | 0 | 0 | 0
SDG&E Portfolio | [15 empty] | 0 |  |  | #N/A | [20 empty] | 0 | 0 | 0 | 0 | 0 | 0 | 0 | 0 | 0 | 0 | 0 | 0 | 0 | 0 | 0 | 0 | 0 | 0 | 0 | 0 | 0 | 0 | 0 | 0 | 0 | 0 | 0 | 0 | 0
SDG&E Portfolio | [15 empty] | 0 |  |  | #N/A | [20 empty] | 0 | 0 | 0 | 0 | 0 | 0 | 0 | 0 | 0 | 0 | 0 | 0 | 0 | 0 | 0 | 0 | 0 | 0 | 0 | 0 | 0 | 0 | 0 | 0 | 0 | 0 | 0 | 0 | 0
SDG&E Portfolio | [15 empty] | 0 |  |  | #N/A | [20 empty] | 0 | 0 | 0 | 0 | 0 | 0 | 0 | 0 | 0 | 0 | 0 | 0 | 0 | 0 | 0 | 0 | 0 | 0 | 0 | 0 | 0 | 0 | 0 | 0 | 0 | 0 | 0 | 0 | 0
SDG&E Portfolio | [15 empty] | 0 |  |  | #N/A | [20 empty] | 0 | 0 | 0 | 0 | 0 | 0 | 0 | 0 | 0 | 0 | 0 | 0 | 0 | 0 | 0 | 0 | 0 | 0 | 0 | 0 | 0 | 0 | 0 | 0 | 0 | 0 | 0 | 0 | 0
SDG&E Portfolio | [15 empty] | 0 |  |  | #N/A | [20 empty] | 0 | 0 | 0 | 0 | 0 | 0 | 0 | 0 | 0 | 0 | 0 | 0 | 0 | 0 | 0 | 0 | 0 | 0 | 0 | 0 | 0 | 0 | 0 | 0 | 0 | 0 | 0 | 0 | 0
SDG&E Portfolio | [15 empty] | 0 |  |  | #N/A | [20 empty] | 0 | 0 | 0 | 0 | 0 | 0 | 0 | 0 | 0 | 0 | 0 | 0 | 0 | 0 | 0 | 0 | 0 | 0 | 0 | 0 | 0 | 0 | 0 | 0 | 0 | 0 | 0 | 0 | 0
SDG&E Portfolio | [15 empty] | 0 |  |  | #N/A | [20 empty] | 0 | 0 | 0 | 0 | 0 | 0 | 0 | 0 | 0 | 0 | 0 | 0 | 0 | 0 | 0 | 0 | 0 | 0 | 0 | 0 | 0 | 0 | 0 | 0 | 0 | 0 | 0 | 0 | 0
SDG&E Portfolio | [15 empty] | 0 |  |  | #N/A | [20 empty] | 0 | 0 | 0 | 0 | 0 | 0 | 0 | 0 | 0 | 0 | 0 | 0 | 0 | 0 | 0 | 0 | 0 | 0 | 0 | 0 | 0 | 0 | 0 | 0 | 0 | 0 | 0 | 0 | 0
SDG&E Portfolio | [15 empty] | 0 |  |  | #N/A | [20 empty] | 0 | 0 | 0 | 0 | 0 | 0 | 0 | 0 | 0 | 0 | 0 | 0 | 0 | 0 | 0 | 0 | 0 | 0 | 0 | 0 | 0 | 0 | 0 | 0 | 0 | 0 | 0 | 0 | 0
SDG&E Portfolio | [15 empty] | 0 |  |  | #N/A | [20 empty] | 0 | 0 | 0 | 0 | 0 | 0 | 0 | 0 | 0 | 0 | 0 | 0 | 0 | 0 | 0 | 0 | 0 | 0 | 0 | 0 | 0 | 0 | 0 | 0 | 0 | 0 | 0 | 0 | 0
SDG&E Portfolio | [15 empty] | 0 |  |  | #N/A | [20 empty] | 0 | 0 | 0 | 0 | 0 | 0 | 0 | 0 | 0 | 0 | 0 | 0 | 0 | 0 | 0 | 0 | 0 | 0 | 0 | 0 | 0 | 0 | 0 | 0 | 0 | 0 | 0 | 0 | 0
SDG&E Portfolio | [15 empty] | 0 |  |  | #N/A | [20 empty] | 0 | 0 | 0 | 0 | 0 | 0 | 0 | 0 | 0 | 0 | 0 | 0 | 0 | 0 | 0 | 0 | 0 | 0 | 0 | 0 | 0 | 0 | 0 | 0 | 0 | 0 | 0 | 0 | 0
SDG&E Portfolio | [15 empty] | 0 |  |  | #N/A | [20 empty] | 0 | 0 | 0 | 0 | 0 | 0 | 0 | 0 | 0 | 0 | 0 | 0 | 0 | 0 | 0 | 0 | 0 | 0 | 0 | 0 | 0 | 0 | 0 | 0 | 0 | 0 | 0 | 0 | 0
SDG&E Portfolio | [15 empty] | 0 |  |  | #N/A | [20 empty] | 0 | 0 | 0 | 0 | 0 | 0 | 0 | 0 | 0 | 0 | 0 | 0 | 0 | 0 | 0 | 0 | 0 | 0 | 0 | 0 | 0 | 0 | 0 | 0 | 0 | 0 | 0 | 0 | 0
SDG&E Portfolio | [15 empty] | 0 |  |  | #N/A | [20 empty] | 0 | 0 | 0 | 0 | 0 | 0 | 0 | 0 | 0 | 0 | 0 | 0 | 0 | 0 | 0 | 0 | 0 | 0 | 0 | 0 | 0 | 0 | 0 | 0 | 0 | 0 | 0 | 0 | 0
SDG&E Portfolio | [15 empty] | 0 |  |  | #N/A | [20 empty] | 0 | 0 | 0 | 0 | 0 | 0 | 0 | 0 | 0 | 0 | 0 | 0 | 0 | 0 | 0 | 0 | 0 | 0 | 0 | 0 | 0 | 0 | 0 | 0 | 0 | 0 | 0 | 0 | 0
SDG&E Portfolio | [15 empty] | 0 |  |  | #N/A | [20 empty] | 0 | 0 | 0 | 0 | 0 | 0 | 0 | 0 | 0 | 0 | 0 | 0 | 0 | 0 | 0 | 0 | 0 | 0 | 0 | 0 | 0 | 0 | 0 | 0 | 0 | 0 | 0 | 0 | 0
SDG&E Portfolio | [15 empty] | 0 |  |  | #N/A | [20 empty] | 0 | 0 | 0 | 0 | 0 | 0 | 0 | 0 | 0 | 0 | 0 | 0 | 0 | 0 | 0 | 0 | 0 | 0 | 0 | 0 | 0 | 0 | 0 | 0 | 0 | 0 | 0 | 0 | 0
SDG&E Portfolio | [15 empty] | 0 |  |  | #N/A | [20 empty] | 0 | 0 | 0 | 0 | 0 | 0 | 0 | 0 | 0 | 0 | 0 | 0 | 0 | 0 | 0 | 0 | 0 | 0 | 0 | 0 | 0 | 0 | 0 | 0 | 0 | 0 | 0 | 0 | 0
SDG&E Portfolio | [15 empty] | 0 |  |  | #N/A | [20 empty] | 0 | 0 | 0 | 0 | 0 | 0 | 0 | 0 | 0 | 0 | 0 | 0 | 0 | 0 | 0 | 0 | 0 | 0 | 0 | 0 | 0 | 0 | 0 | 0 | 0 | 0 | 0 | 0 | 0
SDG&E Portfolio | [15 empty] | 0 |  |  | #N/A | [20 empty] | 0 | 0 | 0 | 0 | 0 | 0 | 0 | 0 | 0 | 0 | 0 | 0 | 0 | 0 | 0 | 0 | 0 | 0 | 0 | 0 | 0 | 0 | 0 | 0 | 0 | 0 | 0 | 0 | 0
SDG&E Portfolio | [15 empty] | 0 |  |  | #N/A | [20 empty] | 0 | 0 | 0 | 0 | 0 | 0 | 0 | 0 | 0 | 0 | 0 | 0 | 0 | 0 | 0 | 0 | 0 | 0 | 0 | 0 | 0 | 0 | 0 | 0 | 0 | 0 | 0 | 0 | 0
SDG&E Portfolio | [15 empty] | 0 |  |  | #N/A | [20 empty] | 0 | 0 | 0 | 0 | 0 | 0 | 0 | 0 | 0 | 0 | 0 | 0 | 0 | 0 | 0 | 0 | 0 | 0 | 0 | 0 | 0 | 0 | 0 | 0 | 0 | 0 | 0 | 0 | 0
SDG&E Portfolio | [15 empty] | 0 |  |  | #N/A | [20 empty] | 0 | 0 | 0 | 0 | 0 | 0 | 0 | 0 | 0 | 0 | 0 | 0 | 0 | 0 | 0 | 0 | 0 | 0 | 0 | 0 | 0 | 0 | 0 | 0 | 0 | 0 | 0 | 0 | 0
SDG&E Portfolio | [15 empty] | 0 |  |  | #N/A | [20 empty] | 0 | 0 | 0 | 0 | 0 | 0 | 0 | 0 | 0 | 0 | 0 | 0 | 0 | 0 | 0 | 0 | 0 | 0 | 0 | 0 | 0 | 0 | 0 | 0 | 0 | 0 | 0 | 0 | 0
SDG&E Portfolio | [15 empty] | 0 |  |  | #N/A | [20 empty] | 0 | 0 | 0 | 0 | 0 | 0 | 0 | 0 | 0 | 0 | 0 | 0 | 0 | 0 | 0 | 0 | 0 | 0 | 0 | 0 | 0 | 0 | 0 | 0 | 0 | 0 | 0 | 0 | 0
SDG&E Portfolio | [15 empty] | 0 |  |  | #N/A | [20 empty] | 0 | 0 | 0 | 0 | 0 | 0 | 0 | 0 | 0 | 0 | 0 | 0 | 0 | 0 | 0 | 0 | 0 | 0 | 0 | 0 | 0 | 0 | 0 | 0 | 0 | 0 | 0 | 0 | 0
SDG&E Portfolio | [15 empty] | 0 |  |  | #N/A | [20 empty] | 0 | 0 | 0 | 0 | 0 | 0 | 0 | 0 | 0 | 0 | 0 | 0 | 0 | 0 | 0 | 0 | 0 | 0 | 0 | 0 | 0 | 0 | 0 | 0 | 0 | 0 | 0 | 0 | 0
SDG&E Portfolio | [15 empty] | 0 |  |  | #N/A | [20 empty] | 0 | 0 | 0 | 0 | 0 | 0 | 0 | 0 | 0 | 0 | 0 | 0 | 0 | 0 | 0 | 0 | 0 | 0 | 0 | 0 | 0 | 0 | 0 | 0 | 0 | 0 | 0 | 0 | 0
SDG&E Portfolio | [15 empty] | 0 |  |  | #N/A | [20 empty] | 0 | 0 | 0 | 0 | 0 | 0 | 0 | 0 | 0 | 0 | 0 | 0 | 0 | 0 | 0 | 0 | 0 | 0 | 0 | 0 | 0 | 0 | 0 | 0 | 0 | 0 | 0 | 0 | 0
SDG&E Portfolio | [15 empty] | 0 |  |  | #N/A | [20 empty] | 0 | 0 | 0 | 0 | 0 | 0 | 0 | 0 | 0 | 0 | 0 | 0 | 0 | 0 | 0 | 0 | 0 | 0 | 0 | 0 | 0 | 0 | 0 | 0 | 0 | 0 | 0 | 0 | 0
SDG&E Portfolio | [15 empty] | 0 |  |  | #N/A | [20 empty] | 0 | 0 | 0 | 0 | 0 | 0 | 0 | 0 | 0 | 0 | 0 | 0 | 0 | 0 | 0 | 0 | 0 | 0 | 0 | 0 | 0 | 0 | 0 | 0 | 0 | 0 | 0 | 0 | 0
SDG&E Portfolio | [15 empty] | 0 |  |  | #N/A | [20 empty] | 0 | 0 | 0 | 0 | 0 | 0 | 0 | 0 | 0 | 0 | 0 | 0 | 0 | 0 | 0 | 0 | 0 | 0 | 0 | 0 | 0 | 0 | 0 | 0 | 0 | 0 | 0 | 0 | 0
SDG&E Portfolio | [15 empty] | 0 |  |  | #N/A | [20 empty] | 0 | 0 | 0 | 0 | 0 | 0 | 0 | 0 | 0 | 0 | 0 | 0 | 0 | 0 | 0 | 0 | 0 | 0 | 0 | 0 | 0 | 0 | 0 | 0 | 0 | 0 | 0 | 0 | 0
SDG&E Portfolio | [15 empty] | 0 |  |  | #N/A | [20 empty] | 0 | 0 | 0 | 0 | 0 | 0 | 0 | 0 | 0 | 0 | 0 | 0 | 0 | 0 | 0 | 0 | 0 | 0 | 0 | 0 | 0 | 0 | 0 | 0 | 0 | 0 | 0 | 0 | 0
SDG&E Portfolio | [15 empty] | 0 |  |  | #N/A | [20 empty] | 0 | 0 | 0 | 0 | 0 | 0 | 0 | 0 | 0 | 0 | 0 | 0 | 0 | 0 | 0 | 0 | 0 | 0 | 0 | 0 | 0 | 0 | 0 | 0 | 0 | 0 | 0 | 0 | 0
SDG&E Portfolio | [15 empty] | 0 |  |  | #N/A | [20 empty] | 0 | 0 | 0 | 0 | 0 | 0 | 0 | 0 | 0 | 0 | 0 | 0 | 0 | 0 | 0 | 0 | 0 | 0 | 0 | 0 | 0 | 0 | 0 | 0 | 0 | 0 | 0 | 0 | 0
SDG&E Portfolio | [15 empty] | 0 |  |  | #N/A | [20 empty] | 0 | 0 | 0 | 0 | 0 | 0 | 0 | 0 | 0 | 0 | 0 | 0 | 0 | 0 | 0 | 0 | 0 | 0 | 0 | 0 | 0 | 0 | 0 | 0 | 0 | 0 | 0 | 0 | 0
SDG&E Portfolio | [15 empty] | 0 |  |  | #N/A | [20 empty] | 0 | 0 | 0 | 0 | 0 | 0 | 0 | 0 | 0 | 0 | 0 | 0 | 0 | 0 | 0 | 0 | 0 | 0 | 0 | 0 | 0 | 0 | 0 | 0 | 0 | 0 | 0 | 0 | 0
SDG&E Portfolio | [15 empty] | 0 |  |  | #N/A | [20 empty] | 0 | 0 | 0 | 0 | 0 | 0 | 0 | 0 | 0 | 0 | 0 | 0 | 0 | 0 | 0 | 0 | 0 | 0 | 0 | 0 | 0 | 0 | 0 | 0 | 0 | 0 | 0 | 0 | 0
SDG&E Portfolio | [15 empty] | 0 |  |  | #N/A | [20 empty] | 0 | 0 | 0 | 0 | 0 | 0 | 0 | 0 | 0 | 0 | 0 | 0 | 0 | 0 | 0 | 0 | 0 | 0 | 0 | 0 | 0 | 0 | 0 | 0 | 0 | 0 | 0 | 0 | 0
SDG&E Portfolio | [15 empty] | 0 |  |  | #N/A | [20 empty] | 0 | 0 | 0 | 0 | 0 | 0 | 0 | 0 | 0 | 0 | 0 | 0 | 0 | 0 | 0 | 0 | 0 | 0 | 0 | 0 | 0 | 0 | 0 | 0 | 0 | 0 | 0 | 0 | 0
SDG&E Portfolio | [15 empty] | 0 |  |  | #N/A | [20 empty] | 0 | 0 | 0 | 0 | 0 | 0 | 0 | 0 | 0 | 0 | 0 | 0 | 0 | 0 | 0 | 0 | 0 | 0 | 0 | 0 | 0 | 0 | 0 | 0 | 0 | 0 | 0 | 0 | 0
SDG&E Portfolio | [15 empty] | 0 |  |  | #N/A | [20 empty] | 0 | 0 | 0 | 0 | 0 | 0 | 0 | 0 | 0 | 0 | 0 | 0 | 0 | 0 | 0 | 0 | 0 | 0 | 0 | 0 | 0 | 0 | 0 | 0 | 0 | 0 | 0 | 0 | 0
SDG&E Portfolio | [15 empty] | 0 |  |  | #N/A | [20 empty] | 0 | 0 | 0 | 0 | 0 | 0 | 0 | 0 | 0 | 0 | 0 | 0 | 0 | 0 | 0 | 0 | 0 | 0 | 0 | 0 | 0 | 0 | 0 | 0 | 0 | 0 | 0 | 0 | 0
SDG&E Portfolio | [15 empty] | 0 |  |  | #N/A | [20 empty] | 0 | 0 | 0 | 0 | 0 | 0 | 0 | 0 | 0 | 0 | 0 | 0 | 0 | 0 | 0 | 0 | 0 | 0 | 0 | 0 | 0 | 0 | 0 | 0 | 0 | 0 | 0 | 0 | 0
SDG&E Portfolio | [15 empty] | 0 |  |  | #N/A | [20 empty] | 0 | 0 | 0 | 0 | 0 | 0 | 0 | 0 | 0 | 0 | 0 | 0 | 0 | 0 | 0 | 0 | 0 | 0 | 0 | 0 | 0 | 0 | 0 | 0 | 0 | 0 | 0 | 0 | 0
SDG&E Portfolio | [15 empty] | 0 |  |  | #N/A | [20 empty] | 0 | 0 | 0 | 0 | 0 | 0 | 0 | 0 | 0 | 0 | 0 | 0 | 0 | 0 | 0 | 0 | 0 | 0 | 0 | 0 | 0 | 0 | 0 | 0 | 0 | 0 | 0 | 0 | 0
SDG&E Portfolio | [15 empty] | 0 |  |  | #N/A | [20 empty] | 0 | 0 | 0 | 0 | 0 | 0 | 0 | 0 | 0 | 0 | 0 | 0 | 0 | 0 | 0 | 0 | 0 | 0 | 0 | 0 | 0 | 0 | 0 | 0 | 0 | 0 | 0 | 0 | 0
SDG&E Portfolio | [15 empty] | 0 |  |  | #N/A | [20 empty] | 0 | 0 | 0 | 0 | 0 | 0 | 0 | 0 | 0 | 0 | 0 | 0 | 0 | 0 | 0 | 0 | 0 | 0 | 0 | 0 | 0 | 0 | 0 | 0 | 0 | 0 | 0 | 0 | 0
SDG&E Portfolio | [15 empty] | 0 |  |  | #N/A | [20 empty] | 0 | 0 | 0 | 0 | 0 | 0 | 0 | 0 | 0 | 0 | 0 | 0 | 0 | 0 | 0 | 0 | 0 | 0 | 0 | 0 | 0 | 0 | 0 | 0 | 0 | 0 | 0 | 0 | 0
SDG&E Portfolio | [15 empty] | 0 |  |  | #N/A | [20 empty] | 0 | 0 | 0 | 0 | 0 | 0 | 0 | 0 | 0 | 0 | 0 | 0 | 0 | 0 | 0 | 0 | 0 | 0 | 0 | 0 | 0 | 0 | 0 | 0 | 0 | 0 | 0 | 0 | 0
SDG&E Portfolio | [15 empty] | 0 |  |  | #N/A | [20 empty] | 0 | 0 | 0 | 0 | 0 | 0 | 0 | 0 | 0 | 0 | 0 | 0 | 0 | 0 | 0 | 0 | 0 | 0 | 0 | 0 | 0 | 0 | 0 | 0 | 0 | 0 | 0 | 0 | 0
SDG&E Portfolio | [15 empty] | 0 |  |  | #N/A | [20 empty] | 0 | 0 | 0 | 0 | 0 | 0 | 0 | 0 | 0 | 0 | 0 | 0 | 0 | 0 | 0 | 0 | 0 | 0 | 0 | 0 | 0 | 0 | 0 | 0 | 0 | 0 | 0 | 0 | 0
SDG&E Portfolio | [15 empty] | 0 |  |  | #N/A | [20 empty] | 0 | 0 | 0 | 0 | 0 | 0 | 0 | 0 | 0 | 0 | 0 | 0 | 0 | 0 | 0 | 0 | 0 | 0 | 0 | 0 | 0 | 0 | 0 | 0 | 0 | 0 | 0 | 0 | 0
SDG&E Portfolio | [15 empty] | 0 |  |  | #N/A | [20 empty] | 0 | 0 | 0 | 0 | 0 | 0 | 0 | 0 | 0 | 0 | 0 | 0 | 0 | 0 | 0 | 0 | 0 | 0 | 0 | 0 | 0 | 0 | 0 | 0 | 0 | 0 | 0 | 0 | 0
SDG&E Portfolio | [15 empty] | 0 |  |  | #N/A | [20 empty] | 0 | 0 | 0 | 0 | 0 | 0 | 0 | 0 | 0 | 0 | 0 | 0 | 0 | 0 | 0 | 0 | 0 | 0 | 0 | 0 | 0 | 0 | 0 | 0 | 0 | 0 | 0 | 0 | 0
SDG&E Portfolio | [15 empty] | 0 |  |  | #N/A | [20 empty] | 0 | 0 | 0 | 0 | 0 | 0 | 0 | 0 | 0 | 0 | 0 | 0 | 0 | 0 | 0 | 0 | 0 | 0 | 0 | 0 | 0 | 0 | 0 | 0 | 0 | 0 | 0 | 0 | 0
SDG&E Portfolio | [15 empty] | 0 |  |  | #N/A | [20 empty] | 0 | 0 | 0 | 0 | 0 | 0 | 0 | 0 | 0 | 0 | 0 | 0 | 0 | 0 | 0 | 0 | 0 | 0 | 0 | 0 | 0 | 0 | 0 | 0 | 0 | 0 | 0 | 0 | 0
SDG&E Portfolio | [15 empty] | 0 |  |  | #N/A | [20 empty] | 0 | 0 | 0 | 0 | 0 | 0 | 0 | 0 | 0 | 0 | 0 | 0 | 0 | 0 | 0 | 0 | 0 | 0 | 0 | 0 | 0 | 0 | 0 | 0 | 0 | 0 | 0 | 0 | 0
SDG&E Portfolio | [15 empty] | 0 |  |  | #N/A | [20 empty] | 0 | 0 | 0 | 0 | 0 | 0 | 0 | 0 | 0 | 0 | 0 | 0 | 0 | 0 | 0 | 0 | 0 | 0 | 0 | 0 | 0 | 0 | 0 | 0 | 0 | 0 | 0 | 0 | 0
SDG&E Portfolio | [15 empty] | 0 |  |  | #N/A | [20 empty] | 0 | 0 | 0 | 0 | 0 | 0 | 0 | 0 | 0 | 0 | 0 | 0 | 0 | 0 | 0 | 0 | 0 | 0 | 0 | 0 | 0 | 0 | 0 | 0 | 0 | 0 | 0 | 0 | 0
SDG&E Portfolio | [15 empty] | 0 |  |  | #N/A | [20 empty] | 0 | 0 | 0 | 0 | 0 | 0 | 0 | 0 | 0 | 0 | 0 | 0 | 0 | 0 | 0 | 0 | 0 | 0 | 0 | 0 | 0 | 0 | 0 | 0 | 0 | 0 | 0 | 0 | 0
SDG&E Portfolio | [15 empty] | 0 |  |  | #N/A | [20 empty] | 0 | 0 | 0 | 0 | 0 | 0 | 0 | 0 | 0 | 0 | 0 | 0 | 0 | 0 | 0 | 0 | 0 | 0 | 0 | 0 | 0 | 0 | 0 | 0 | 0 | 0 | 0 | 0 | 0
SDG&E Portfolio | [15 empty] | 0 |  |  | #N/A | [20 empty] | 0 | 0 | 0 | 0 | 0 | 0 | 0 | 0 | 0 | 0 | 0 | 0 | 0 | 0 | 0 | 0 | 0 | 0 | 0 | 0 | 0 | 0 | 0 | 0 | 0 | 0 | 0 | 0 | 0
SDG&E Portfolio | [15 empty] | 0 |  |  | #N/A | [20 empty] | 0 | 0 | 0 | 0 | 0 | 0 | 0 | 0 | 0 | 0 | 0 | 0 | 0 | 0 | 0 | 0 | 0 | 0 | 0 | 0 | 0 | 0 | 0 | 0 | 0 | 0 | 0 | 0 | 0
SDG&E Portfolio | [15 empty] | 0 |  |  | #N/A | [20 empty] | 0 | 0 | 0 | 0 | 0 | 0 | 0 | 0 | 0 | 0 | 0 | 0 | 0 | 0 | 0 | 0 | 0 | 0 | 0 | 0 | 0 | 0 | 0 | 0 | 0 | 0 | 0 | 0 | 0
SDG&E Portfolio | [15 empty] | 0 |  |  | #N/A | [20 empty] | 0 | 0 | 0 | 0 | 0 | 0 | 0 | 0 | 0 | 0 | 0 | 0 | 0 | 0 | 0 | 0 | 0 | 0 | 0 | 0 | 0 | 0 | 0 | 0 | 0 | 0 | 0 | 0 | 0
SDG&E Portfolio | [15 empty] | 0 |  |  | #N/A | [20 empty] | 0 | 0 | 0 | 0 | 0 | 0 | 0 | 0 | 0 | 0 | 0 | 0 | 0 | 0 | 0 | 0 | 0 | 0 | 0 | 0 | 0 | 0 | 0 | 0 | 0 | 0 | 0 | 0 | 0
SDG&E Portfolio | [15 empty] | 0 |  |  | #N/A | [20 empty] | 0 | 0 | 0 | 0 | 0 | 0 | 0 | 0 | 0 | 0 | 0 | 0 | 0 | 0 | 0 | 0 | 0 | 0 | 0 | 0 | 0 | 0 | 0 | 0 | 0 | 0 | 0 | 0 | 0
SDG&E Portfolio | [15 empty] | 0 |  |  | #N/A | [20 empty] | 0 | 0 | 0 | 0 | 0 | 0 | 0 | 0 | 0 | 0 | 0 | 0 | 0 | 0 | 0 | 0 | 0 | 0 | 0 | 0 | 0 | 0 | 0 | 0 | 0 | 0 | 0 | 0 | 0
SDG&E Portfolio | [15 empty] | 0 |  |  | #N/A | [20 empty] | 0 | 0 | 0 | 0 | 0 | 0 | 0 | 0 | 0 | 0 | 0 | 0 | 0 | 0 | 0 | 0 | 0 | 0 | 0 | 0 | 0 | 0 | 0 | 0 | 0 | 0 | 0 | 0 | 0
SDG&E Portfolio | [15 empty] | 0 |  |  | #N/A | [20 empty] | 0 | 0 | 0 | 0 | 0 | 0 | 0 | 0 | 0 | 0 | 0 | 0 | 0 | 0 | 0 | 0 | 0 | 0 | 0 | 0 | 0 | 0 | 0 | 0 | 0 | 0 | 0 | 0 | 0
SDG&E Portfolio | [15 empty] | 0 |  |  | #N/A | [20 empty] | 0 | 0 | 0 | 0 | 0 | 0 | 0 | 0 | 0 | 0 | 0 | 0 | 0 | 0 | 0 | 0 | 0 | 0 | 0 | 0 | 0 | 0 | 0 | 0 | 0 | 0 | 0 | 0 | 0
SDG&E Portfolio | [15 empty] | 0 |  |  | #N/A | [20 empty] | 0 | 0 | 0 | 0 | 0 | 0 | 0 | 0 | 0 | 0 | 0 | 0 | 0 | 0 | 0 | 0 | 0 | 0 | 0 | 0 | 0 | 0 | 0 | 0 | 0 | 0 | 0 | 0 | 0
SDG&E Portfolio | [15 empty] | 0 |  |  | #N/A | [20 empty] | 0 | 0 | 0 | 0 | 0 | 0 | 0 | 0 | 0 | 0 | 0 | 0 | 0 | 0 | 0 | 0 | 0 | 0 | 0 | 0 | 0 | 0 | 0 | 0 | 0 | 0 | 0 | 0 | 0
SDG&E Portfolio | [15 empty] | 0 |  |  | #N/A | [20 empty] | 0 | 0 | 0 | 0 | 0 | 0 | 0 | 0 | 0 | 0 | 0 | 0 | 0 | 0 | 0 | 0 | 0 | 0 | 0 | 0 | 0 | 0 | 0 | 0 | 0 | 0 | 0 | 0 | 0
SDG&E Portfolio | [15 empty] | 0 |  |  | #N/A | [20 empty] | 0 | 0 | 0 | 0 | 0 | 0 | 0 | 0 | 0 | 0 | 0 | 0 | 0 | 0 | 0 | 0 | 0 | 0 | 0 | 0 | 0 | 0 | 0 | 0 | 0 | 0 | 0 | 0 | 0
SDG&E Portfolio | [15 empty] | 0 |  |  | #N/A | [20 empty] | 0 | 0 | 0 | 0 | 0 | 0 | 0 | 0 | 0 | 0 | 0 | 0 | 0 | 0 | 0 | 0 | 0 | 0 | 0 | 0 | 0 | 0 | 0 | 0 | 0 | 0 | 0 | 0 | 0
SDG&E Portfolio | [15 empty] | 0 |  |  | #N/A | [20 empty] | 0 | 0 | 0 | 0 | 0 | 0 | 0 | 0 | 0 | 0 | 0 | 0 | 0 | 0 | 0 | 0 | 0 | 0 | 0 | 0 | 0 | 0 | 0 | 0 | 0 | 0 | 0 | 0 | 0
SDG&E Portfolio | [15 empty] | 0 |  |  | #N/A | [20 empty] | 0 | 0 | 0 | 0 | 0 | 0 | 0 | 0 | 0 | 0 | 0 | 0 | 0 | 0 | 0 | 0 | 0 | 0 | 0 | 0 | 0 | 0 | 0 | 0 | 0 | 0 | 0 | 0 | 0
SDG&E Portfolio | [15 empty] | 0 |  |  | #N/A | [20 empty] | 0 | 0 | 0 | 0 | 0 | 0 | 0 | 0 | 0 | 0 | 0 | 0 | 0 | 0 | 0 | 0 | 0 | 0 | 0 | 0 | 0 | 0 | 0 | 0 | 0 | 0 | 0 | 0 | 0
SDG&E Portfolio | [15 empty] | 0 |  |  | #N/A | [20 empty] | 0 | 0 | 0 | 0 | 0 | 0 | 0 | 0 | 0 | 0 | 0 | 0 | 0 | 0 | 0 | 0 | 0 | 0 | 0 | 0 | 0 | 0 | 0 | 0 | 0 | 0 | 0 | 0 | 0
SDG&E Portfolio | [15 empty] | 0 |  |  | #N/A | [20 empty] | 0 | 0 | 0 | 0 | 0 | 0 | 0 | 0 | 0 | 0 | 0 | 0 | 0 | 0 | 0 | 0 | 0 | 0 | 0 | 0 | 0 | 0 | 0 | 0 | 0 | 0 | 0 | 0 | 0
SDG&E Portfolio | [15 empty] | 0 |  |  | #N/A | [20 empty] | 0 | 0 | 0 | 0 | 0 | 0 | 0 | 0 | 0 | 0 | 0 | 0 | 0 | 0 | 0 | 0 | 0 | 0 | 0 | 0 | 0 | 0 | 0 | 0 | 0 | 0 | 0 | 0 | 0
SDG&E Portfolio | [15 empty] | 0 |  |  | #N/A | [20 empty] | 0 | 0 | 0 | 0 | 0 | 0 | 0 | 0 | 0 | 0 | 0 | 0 | 0 | 0 | 0 | 0 | 0 | 0 | 0 | 0 | 0 | 0 | 0 | 0 | 0 | 0 | 0 | 0 | 0
SDG&E Portfolio | [15 empty] | 0 |  |  | #N/A | [20 empty] | 0 | 0 | 0 | 0 | 0 | 0 | 0 | 0 | 0 | 0 | 0 | 0 | 0 | 0 | 0 | 0 | 0 | 0 | 0 | 0 | 0 | 0 | 0 | 0 | 0 | 0 | 0 | 0 | 0
SDG&E Portfolio | [15 empty] | 0 |  |  | #N/A | [20 empty] | 0 | 0 | 0 | 0 | 0 | 0 | 0 | 0 | 0 | 0 | 0 | 0 | 0 | 0 | 0 | 0 | 0 | 0 | 0 | 0 | 0 | 0 | 0 | 0 | 0 | 0 | 0 | 0 | 0
SDG&E Portfolio | [15 empty] | 0 |  |  | #N/A | [20 empty] | 0 | 0 | 0 | 0 | 0 | 0 | 0 | 0 | 0 | 0 | 0 | 0 | 0 | 0 | 0 | 0 | 0 | 0 | 0 | 0 | 0 | 0 | 0 | 0 | 0 | 0 | 0 | 0 | 0
SDG&E Portfolio | [15 empty] | 0 |  |  | #N/A | [20 empty] | 0 | 0 | 0 | 0 | 0 | 0 | 0 | 0 | 0 | 0 | 0 | 0 | 0 | 0 | 0 | 0 | 0 | 0 | 0 | 0 | 0 | 0 | 0 | 0 | 0 | 0 | 0 | 0 | 0
SDG&E Portfolio | [15 empty] | 0 |  |  | #N/A | [20 empty] | 0 | 0 | 0 | 0 | 0 | 0 | 0 | 0 | 0 | 0 | 0 | 0 | 0 | 0 | 0 | 0 | 0 | 0 | 0 | 0 | 0 | 0 | 0 | 0 | 0 | 0 | 0 | 0 | 0
SDG&E Portfolio | [15 empty] | 0 |  |  | #N/A | [20 empty] | 0 | 0 | 0 | 0 | 0 | 0 | 0 | 0 | 0 | 0 | 0 | 0 | 0 | 0 | 0 | 0 | 0 | 0 | 0 | 0 | 0 | 0 | 0 | 0 | 0 | 0 | 0 | 0 | 0
SDG&E Portfolio | [15 empty] | 0 |  |  | #N/A | [20 empty] | 0 | 0 | 0 | 0 | 0 | 0 | 0 | 0 | 0 | 0 | 0 | 0 | 0 | 0 | 0 | 0 | 0 | 0 | 0 | 0 | 0 | 0 | 0 | 0 | 0 | 0 | 0 | 0 | 0
Do NOT enter program data in this row or below. The Spreadsheet will not evaluate any such data.
Lists of Dimensions and their Labels
|  |  | Climate Zones | Sectors | End Use Validation List |  | Measure Types for Measure Life | Measure Types for NTGR | Gas Sector | Gas Savings Profile | Combustor Type
|  |  | 7 | RES | res:DEER:Indoor_CFL_Ltg |  | NONRESIDENTIAL MEASURES: |  | Residential | Summer Only | Large Boilers (>100 MMBtu/hr Heat Input):Uncontrolled
|  |  | 10 | NON_RES | res:DEER:Indoor_CFL_Ltg |  | **************************************************************** | Appliance early retirement and replacement 0.80 | Commercial | Winter Only | Large Boilers (>100 MMBtu/hr Heat Input):Controlled Low NOx Burner
|  |  | 14 | Residential | res:DEER:Indoor_CFL_Ltg |  | Ballast – Dimmable: NR - 11 | California Home Energy Efficiency Rating System (CHEERS) | Core | Annual | Large Boilers (>100 MMBtu/hr Heat Input):Controlled – Flue Gas Recirculation
|  |  | 15 | Commercial | res:DEER:Indoor_CFL_Ltg |  | Ballast – Electronic: NR - 11 | Residential Audits 0.72 |  |  | Small Boilers (<100 MMBtu/hr Heat Input):Uncontrolled
|  |  | System | Industrial | res:DEER:Indoor_CFL_Ltg |  | Fluorescent Fixture – T8: C/I/A - 11 | Refrigerator Recycling 0.35 |  |  | Small Boilers (<100 MMBtu/hr Heat Input):Controlled Low NOx Burner
|  |  |  | Agricultural | res:DEER:RefgFrzr_HighEff |  | Fixture: T8 Lamp & Electronic Ballast: C/I/A - 11 | Freezer Recycling 0.54 |  |  | Small Boilers (<100 MMBtu/hr Heat Input):Controlled – Flue Gas Recirculation
|  |  |  | Not Used | res:DEER:RefgFrzr_HighEff |  | T8 Fixtures – 17 Watt Lamp, 2ft or 32-watt Lamp, 4ft 11 | Residential Contractor Program 0.89 |  |  | Residential Furnaces (<0.3):Uncontrolled
[5 empty] | res:DEER:RefgFrzr_HighEff |  | T8 Lamps: C/I/A - 5 | Emerging Technologies 0.83
[5 empty] | res:DEER:RefgFrzr_HighEff |  | High Efficiency Lighting (HID): NR - 16 | All other residential programs 0.80
[5 empty] | res:DEER:RefgFrzr_HighEff |  | High Output T5 Fixture: NR - 16 |  | Electric Rate | Gas Rate
[5 empty] | res:DEER:RefgFrzr_Recyc-Conditioned |  | Indoor or Outdoor Lighting System Modification: NR - 13.5 | Advanced water heating systems 1.00 | Residential | Residential
[5 empty] | res:DEER:RefgFrzr_Recyc-Conditioned |  | Lighting Controls: NR - 16 | Agricultural and Dairy Incentives 0.75 | Commercial | Not Used
[5 empty] | res:DEER:RefgFrzr_Recyc-Conditioned |  | Daylighting Controls; NR - 16 | Coin Laundry and Dry Cleaner Education 0.70 | Not Used | Not Used
[5 empty] | res:DEER:RefgFrzr_Recyc-Conditioned |  | Lighting Power Density: NR - 11 | Commercial and agricultural information, tools, or design assistance services | Not Used
[5 empty] | res:DEER:RefgFrzr_Recyc-Conditioned |  | Exit Sign – CF Hardware Kit/LED/ Electro-Luminescent: NR - 16 | Comprehensive Space Conditioning 1.00 | Not Used
[5 empty] | res:DEER:RefgFrzr_Recyc-UnConditioned |  | Occupancy Sensor: NR - 8 | Lodging Education 0.70
[5 empty] | res:DEER:RefgFrzr_Recyc-UnConditioned |  | Photocell: NR - 8 | Express Efficiency (rebates) 0.96
[5 empty] | res:DEER:RefgFrzr_Recyc-UnConditioned |  | Time Clock – Lighting: NR - 8 | Energy Management Services, including audits (for small and medium customers)
[5 empty] | res:DEER:RefgFrzr_Recyc-UnConditioned |  | Induction Lamps: NR - 2 | Food Services Equipment Retrofit 1.00
[5 empty] | res:DEER:RefgFrzr_Recyc-UnConditioned |  | Induction Fixture: NR - 16 | Industrial Information and Services 0.74
[5 empty] | res:DEER:HVAC_Eff_AC |  | Delamp/reflectors: C/I - 11 | Large Standard Performance Contract 0.70
[5 empty] | res:DEER:HVAC_Eff_AC |  | Optical Reflectors- new construction: Ind, NRNC - 12 | All other nonresidential programs 0.80
[5 empty] | res:DEER:HVAC_Eff_AC |  | Optical Reflectors- retrofit: NR - 10 | New Construction
[5 empty] | res:DEER:HVAC_Eff_AC |  | HID fixture: Interior, >= 176 Watts lamp: Ind - 16 | Industrial and Agricultural Process 0.94
[5 empty] | res:DEER:HVAC_Eff_AC |  | HID fixture: Interior, 251-400 Watt lamp: Com - 16 | Industrial new construction incentives 0.62
[5 empty] | res:DEER:HVAC_Duct_Sealing |  | CFL Fixture: Pin based CFL fixture: Com - 12.0 | Savings by Design 0.82
[5 empty] | res:DEER:HVAC_Duct_Sealing |  | Screw-in CFL: Education - Primary School: NR - 5.6 | All other new construction programs 0.80
[5 empty] | res:DEER:HVAC_Duct_Sealing |  | Screw-in CFL: Education - Secondary School: NR - 3.5 | Large Standard Performance Contract 0.7011
[5 empty] | res:DEER:HVAC_Duct_Sealing |  | Screw-in CFL: Education - Community College: NR - 2.1 | Savings by Design 0.8212
[5 empty] | res:DEER:HVAC_Duct_Sealing |  | Screw-in CFL: Education - University: NR - 2.6 | Codes and Standards
[5 empty] | res:DEER:HVAC_Refrig_Charge |  | Screw-in CFL: Grocery: NR - 1.4
[5 empty] | res:DEER:HVAC_Refrig_Charge |  | Screw-in CFL: Health/Medical - Hospital: NR - 0.9
[5 empty] | res:DEER:HVAC_Refrig_Charge |  | Screw-in CFL: Health/Medical - Nursing Home: NR - 0.9
[5 empty] | res:DEER:HVAC_Refrig_Charge |  | Screw-in CFL: Lodging - Hotel: NR - 0.9
[5 empty] | res:DEER:HVAC_Refrig_Charge |  | Screw-in CFL: Lodging - Motel: NR - 0.9
[5 empty] | res:DEER:Refg_Chrg_Duct_Seal |  | Screw-in CFL: Lodging - Guest Rooms: NR - 7.0
[5 empty] | res:DEER:Refg_Chrg_Duct_Seal |  | Screw-in CFL: Manufacturing - Light Industrial: NR - 2.8
[5 empty] | res:DEER:Refg_Chrg_Duct_Seal |  | Screw-in CFL: Office - Large: NR - 2.9
[5 empty] | res:DEER:Refg_Chrg_Duct_Seal |  | Screw-in CFL: Office - Small: NR - 3.2
[5 empty] | res:DEER:Refg_Chrg_Duct_Seal |  | Screw-in CFL: Restaurant - Sit-Down: NR - 2.3
[5 empty] | res:DEER:RefgFrzr_Recycling |  | Screw-in CFL: Restaurant - Fast-Food: NR - 1.3
[5 empty] | res:DEER:RefgFrzr_Recycling |  | Screw-in CFL: Retail - 3-Story Large: NR - 1.9
[5 empty] | res:DEER:RefgFrzr_Recycling |  | Screw-in CFL: Retail - Single-Story Large: NR - 1.8
[5 empty] | res:DEER:RefgFrzr_Recycling |  | Screw-in CFL: Retail - Small: NR - 2.1
[5 empty] | res:DEER:RefgFrzr_Recycling |  | Screw-in CFL: Storage - Conditioned: NR - 2.8
[5 empty] | NON_RES:DEER:Indoor_CFL_Ltg |  | Screw-in CFL: Storage - Unconditioned: NR - 2.8
[5 empty] | NON_RES:DEER:Indoor_CFL_Ltg |  | Screw-in CFL: Warehouse - Refrigerated: NR - 3.1
NON_RES:DEER:Indoor_CFL_Ltg
[5 empty] | NON_RES:DEER:Indoor_CFL_Ltg |  | HVAC/Refrigeration – SPC: NR - 16
[5 empty] | NON_RES:DEER:Indoor_CFL_Ltg |  | Chiller – High Efficiency: NR - 20
[5 empty] | NON_RES:DEER:Indoor_Non-CFL_Ltg |  | Chiller – Variable Speed Drive: NR - 20
[5 empty] | NON_RES:DEER:Indoor_Non-CFL_Ltg |  | Water Cooled Chillers: NR - 20
[5 empty] | NON_RES:DEER:Indoor_Non-CFL_Ltg |  | Air Conditioners – High Efficiency: NR - 15
[5 empty] | NON_RES:DEER:Indoor_Non-CFL_Ltg |  | Packaged HVAC Systems: NR - 15
[5 empty] | NON_RES:DEER:Indoor_Non-CFL_Ltg |  | Install HVAC EMS: Com - 14
[5 empty] | NON_RES:DEER:HVAC_Chillers |  | AC Packaged Terminal Units: NR - 15
[5 empty] | NON_RES:DEER:HVAC_Chillers |  | Evaporative Coolers: NR - 15
[5 empty] | NON_RES:DEER:HVAC_Chillers |  | Boiler – High Efficiency: NR - 20
[5 empty] | NON_RES:DEER:HVAC_Chillers |  | Cooling Towers/Evaporative Condenser: NR - 15
[5 empty] | NON_RES:DEER:HVAC_Chillers |  | Heat Pump – Split System: NR - 15
[5 empty] | NON_RES:DEER:HVAC_Refrig_Charge |  | Heat Pump with Integrated Water Heating: NR - 10
[5 empty] | NON_RES:DEER:HVAC_Refrig_Charge |  | Ground Source Heat Pump: NR - 15
[5 empty] | NON_RES:DEER:HVAC_Refrig_Charge |  | Reduce Internal Load: NR - 15
[5 empty] | NON_RES:DEER:HVAC_Refrig_Charge |  | Insulation: NR - 20
[5 empty] | NON_RES:DEER:HVAC_Refrig_Charge |  | Insulation Package: NR - 20
[5 empty] | NON_RES:DEER:HVAC_Split-Package_AC |  | Reflective Window Film: NR - 10
[5 empty] | NON_RES:DEER:HVAC_Split-Package_AC |  | Bypass/Delay Timer(lighting): NR - 8
[5 empty] | NON_RES:DEER:HVAC_Split-Package_AC |  | Set-Back Thermostat: NR - 11
[5 empty] | NON_RES:DEER:HVAC_Split-Package_AC |  | Time Clock - HVAC: NR - 10
[5 empty] | NON_RES:DEER:HVAC_Split-Package_AC |  | HVAC/Space Heating/Efficiency (Gas): NR - 18
[5 empty] | NON_RES:DEER:HVAC_Duct_Sealing |  | Nonresidential Gas – AC: NR - 20
NON_RES:DEER:HVAC_Duct_Sealing
[5 empty] | NON_RES:DEER:HVAC_Duct_Sealing |  | Adjustable speed drive, application unknown: Ag - 10
[5 empty] | NON_RES:DEER:HVAC_Duct_Sealing |  | Adjustable speed drive, application unknown: Com - 10
[5 empty] | NON_RES:DEER:HVAC_Duct_Sealing |  | Adjustable Speed Drive: HVAC fan, 50 HP Max: Com - 10
[5 empty] | 01-ALC-AllCommercial-Cooling |  | Pump repair: Ag - 11
[5 empty] | 01-ALC-AllCommercial-ExtLight |  | Injection molding machines: Ind - 15
[5 empty] | 01-ALC-AllCommercial-IntLight |  | Plastic extusion equipment: Ind - 15
[5 empty] | 01-ALC-AllCommercial-OffEquip |  | Process cooling: Ind - 15
[5 empty] | 01-ALC-AllCommercial-Refrig |  | Process equipment insulation: Ind - 15
01-ALC-AllCommercial-Vent/Fan
[5 empty] | 02-ASM-Assembly-Cooling |  | Horizontal Clothes Washer: NR - 10
[5 empty] | 02-ASM-Assembly-Exit |  | Efficient Dishwashing: NR - 5
[5 empty] | 02-ASM-Assembly-ExtLight |  | Water Heater Controls: NR - 15
[5 empty] | 02-ASM-Assembly-IntLight |  | Cooking measures , Assorted: Com - 12
[5 empty] | 03-BCR-BothResidentialandCommercial-COOL |  | Water Heater – Gas: NR - 15
[5 empty] | 03-BCR-BothResidentialandCommercial-LIT_INT |  | Domestic Hot Water Boiler (Gas): NR - 20
03-BCR-BothResidentialandCommercial-OFF_EQ
[5 empty] | 03-BCR-BothResidentialandCommercial-LIT_EXT |  | Auto Closer for Cooler/Freezer: NR - 8
[5 empty] | 03-BCR-BothResidentialandCommercial-REFG |  | Door Gaskets: NR - 4
[5 empty] | 03-BCR-BothResidentialandCommercial-VENT |  | Floating Head Pressure: NR - 16
[5 empty] | 04-DMO-ResidentialMobileHome–DoubleWide-CL_DRY |  | Heatless Door: NR - 16
[5 empty] | 04-DMO-ResidentialMobileHome–DoubleWide-CL_WASH |  | Humidistat Control for Anti-Sweat Heater: NR - 12
[5 empty] | 04-DMO-ResidentialMobileHome–DoubleWide-DSH_WASH |  | Insulation on Refrigeration Suction Line: NR - 11
[5 empty] | 04-DMO-ResidentialMobileHome–DoubleWide-FREEZ |  | Night Covers for Display Cases: NR - 5
[5 empty] | 04-DMO-ResidentialMobileHome–DoubleWide-LIGHT |  | PSC Evaporator Motor – Walkin/ Display: NR - 15
[5 empty] | 04-DMO-ResidentialMobileHome–DoubleWide-POOL_PMP |  | Refrigeration Case Doors – Glass/Acrylic: NR - 12
[5 empty] | 04-DMO-ResidentialMobileHome–DoubleWide-REFG |  | Refrigerator Case with Doors: NR - 12
[5 empty] | 04-DMO-ResidentialMobileHome–DoubleWide-SP_COOL |  | Refrigerator Condensate Evaporator – Elec/Non Elec: NR - 8
[5 empty] | 04-DMO-ResidentialMobileHome–DoubleWide-SP_HEAT |  | Strip Curtains for Walk-Ins: NR - 4
[5 empty] | 04-DMO-ResidentialMobileHome–DoubleWide-WAT_HEAT |  | Ballast: Electronic, for display case: NR - 11
[5 empty] | 05-ECC-Education–CommunityCollege-COOL |  | Defrost: NR - 16
[5 empty] | 05-ECC-Education–CommunityCollege-LIT_INT |  | FHP & EFF Conditioner: NR - 16
[5 empty] | 05-ECC-Education–CommunityCollege-OFF_EQ |  | High-efficiency Liquid Suction Heat Exchangers: NR - 16
[5 empty] | 05-ECC-Education–CommunityCollege-LIT_EXT |  | Night Shields on Refrigerator and Freezer Cases: NR - 5
[5 empty] | 05-ECC-Education–CommunityCollege-REFG |  | Walk-in Refrigerator or Freezer: Evaporative Fan Controller: NR - 5
[5 empty] | 05-ECC-Education–CommunityCollege-VENT |  | Multiplec Refrigeration Systems/Supermarket Systems: NR - 10
06-EPR-Education–PrimarySchool-COOL
[5 empty] | 06-EPR-Education–PrimarySchool-LIT_INT |  | Kiln/Oven/Furnace: NR - 18
[5 empty] | 06-EPR-Education–PrimarySchool-OFF_EQ |  | Thermal Night Curtains: NR - 5
[5 empty] | 06-EPR-Education–PrimarySchool-LIT_EXT |  | Custom Measures – SPC: NR - 15
[5 empty] | 06-EPR-Education–PrimarySchool-REFG |  | Local Government Partnership: NR - 11
[5 empty] | 06-EPR-Education–PrimarySchool-VENT |  | Audits: NR - 3
[5 empty] | 07-ESE-Education–SecondarySchool-COOL |  | Plug Load Sensor: NR - 10
[5 empty] | 07-ESE-Education–SecondarySchool-LIT_INT |  | Information: NR - 1
[5 empty] | 07-ESE-Education–SecondarySchool-OFF_EQ |  | High Efficiency Motors: NR - 15
[5 empty] | 07-ESE-Education–SecondarySchool-LIT_EXT |  | Process Overhaul: NR - 20
[5 empty] | 07-ESE-Education–SecondarySchool-REFG |  | System Controls: NR - 15
07-ESE-Education–SecondarySchool-VENT
08-EUN-Education–University-COOL
[5 empty] | 08-EUN-Education–University-LIT_INT |  | RESIDENTIAL MEASURES
[5 empty] | 08-EUN-Education–University-OFF_EQ |  | ****************************************************************
[5 empty] | 08-EUN-Education–University-LIT_EXT |  | T8 Fixtures ; lamp or ballast: Res - 15
[5 empty] | 08-EUN-Education–University-REFG |  | Pin based CFL Fixture: Res - 16
[5 empty] | 08-EUN-Education–University-VENT |  | CFL: Indoor Screw in: Res - 9.4
[5 empty] | 09-GRO-Grocery-COOL |  | CFL: Outdoor Screw in: Res - 7
[5 empty] | 09-GRO-Grocery-LIT_INT |  | Torchiere: Res - 9
09-GRO-Grocery-OFF_EQ
[5 empty] | 09-GRO-Grocery-LIT_EXT |  | Air Conditioners with SEER >= 11.0: Res - 18
[5 empty] | 09-GRO-Grocery-REFG |  | Central Air Conditioners: Res - 18
[5 empty] | 09-GRO-Grocery-VENT |  | Duct Testing: Res NC - 18
[5 empty] | 10-HSP-Health/Medical–Hospital-COOL |  | High Energy Efficiency Ducts: Res - 18
[5 empty] | 10-HSP-Health/Medical–Hospital-LIT_INT |  | Whole House Fan: Res - 15
[5 empty] | 10-HSP-Health/Medical–Hospital-OFF_EQ |  | Evaporative Cooler: Res - 15
[5 empty] | 10-HSP-Health/Medical–Hospital-LIT_EXT |  | Glazing - Low E Double / Low Shade Coefficient: Res - 20
[5 empty] | 10-HSP-Health/Medical–Hospital-REFG |  | Heat Pump - Electric: Res - 15
[5 empty] | 10-HSP-Health/Medical–Hospital-VENT |  | Insulation - Ceiling / Floor / Walls: Res - 20
[5 empty] | 11-HTL-Lodging–Hotel(GuestRooms)-COOL |  | A/C with Integrated Water Heating: Res - 10
[5 empty] | 11-HTL-Lodging–Hotel(GuestRooms)-LIT_INT |  | Programmable Thermostat: Res - 12
11-HTL-Lodging–Hotel(GuestRooms)-OFF_EQ
[5 empty] | 11-HTL-Lodging–Hotel(GuestRooms)-LIT_EXT |  | Audits: Res - 3
[5 empty] | 11-HTL-Lodging–Hotel(GuestRooms)-REFG |  | Gas Cooktops: Res - 20
[5 empty] | 11-HTL-Lodging–Hotel(GuestRooms)-VENT |  | Gas Dryer Stub: Res - 18
[5 empty] | 12-MBT-Manufacturing–Bio/Tech-AG_PUMP |  | Energy-Efficient Furnaces: Res - 18
12-MBT-Manufacturing–Bio/Tech-COMP_AIR
[5 empty] | 12-MBT-Manufacturing–Bio/Tech-COOL |  | Refrigerator Recycling: Res - 10
[5 empty] | 12-MBT-Manufacturing–Bio/Tech-LIGHT |  | Refrigerator - Energy Efficient; 20% more efficient: Res - 18
[5 empty] | 12-MBT-Manufacturing–Bio/Tech-MOTOR |  | Refrigerators: Res - 18
12-MBT-Manufacturing–Bio/Tech-PROC_OTH
13-MFM-ResidentialMulti-family-CL_DRY
[5 empty] | 13-MFM-ResidentialMulti-family-CL_WASH |  | GENERIC USEFUL LIVES:
[5 empty] | 13-MFM-ResidentialMulti-family-DSH_WASH |  | ****************************************************************
[5 empty] | 13-MFM-ResidentialMulti-family-FREEZ |  | 0.1
[5 empty] | 13-MFM-ResidentialMulti-family-LIGHT |  | 0.2
[5 empty] | 13-MFM-ResidentialMulti-family-POOL_PMP |  | 0.3
[5 empty] | 13-MFM-ResidentialMulti-family-REFG |  | 0.4
[5 empty] | 13-MFM-ResidentialMulti-family-SP_COOL |  | 0.5
[5 empty] | 13-MFM-ResidentialMulti-family-SP_HEAT |  | 0.6
[5 empty] | 13-MFM-ResidentialMulti-family-WAT_HEAT |  | 0.7
[5 empty] | 14-MLI-Manufacturing–LightIndustry-AG_PUMP |  | 0.8
[5 empty] | 14-MLI-Manufacturing–LightIndustry-COMP_AIR |  | 0.9
[5 empty] | 14-MLI-Manufacturing–LightIndustry-COOL |  | 1
[5 empty] | 14-MLI-Manufacturing–LightIndustry-LIGHT |  | 1.1
[5 empty] | 14-MLI-Manufacturing–LightIndustry-MOTOR |  | 1.2
[5 empty] | 14-MLI-Manufacturing–LightIndustry-PROC_OTH |  | 1.3
[5 empty] | 15-MTL-Lodging–Motel-COOL |  | 1.4
[5 empty] | 15-MTL-Lodging–Motel-LIT_INT |  | 1.5
[5 empty] | 15-MTL-Lodging–Motel-OFF_EQ |  | 1.6
[5 empty] | 15-MTL-Lodging–Motel-LIT_EXT |  | 1.7
[5 empty] | 15-MTL-Lodging–Motel-REFG |  | 1.8
[5 empty] | 15-MTL-Lodging–Motel-VENT |  | 1.9
[5 empty] | 16-NRS-Health/Medical–Clinic-COOL |  | 2
[5 empty] | 16-NRS-Health/Medical–Clinic-LIT_INT |  | 2.1
[5 empty] | 16-NRS-Health/Medical–Clinic-OFF_EQ |  | 2.2
[5 empty] | 16-NRS-Health/Medical–Clinic-LIT_EXT |  | 2.3
[5 empty] | 16-NRS-Health/Medical–Clinic-REFG |  | 2.4
[5 empty] | 16-NRS-Health/Medical–Clinic-VENT |  | 2.5
[5 empty] | 17-OFL-Office–Large-Cooling |  | 2.6
[5 empty] | 17-OFL-Office–Large-ExtLight |  | 2.7
[5 empty] | 17-OFL-Office–Large-IntLight |  | 2.8
[5 empty] | 17-OFL-Office–Large-OffEquip |  | 2.9
[5 empty] | 17-OFL-Office–Large-Refrig |  | 3
[5 empty] | 17-OFL-Office–Large-Vent/Fan |  | 3.1
[5 empty] | 18-OFS-Office–Small-Cooling |  | 3.2
[5 empty] | 18-OFS-Office–Small-ExtLight |  | 3.3
[5 empty] | 18-OFS-Office–Small-IntLight |  | 3.4
[5 empty] | 18-OFS-Office–Small-OffEquip |  | 3.5
[5 empty] | 18-OFS-Office–Small-Refrig |  | 3.6
[5 empty] | 18-OFS-Office–Small-Vent/Fan |  | 3.7
[5 empty] | 19-RES-AllResidential-CL_DRY |  | 3.8
[5 empty] | 19-RES-AllResidential-CL_WASH |  | 3.9
[5 empty] | 19-RES-AllResidential-DSH_WASH |  | 4
[5 empty] | 19-RES-AllResidential-FREEZ |  | 4.1
[5 empty] | 19-RES-AllResidential-LIGHT |  | 4.2
[5 empty] | 19-RES-AllResidential-POOL_PMP |  | 4.3
[5 empty] | 19-RES-AllResidential-REFG |  | 4.4
[5 empty] | 19-RES-AllResidential-SP_COOL |  | 4.5
[5 empty] | 19-RES-AllResidential-SP_HEAT |  | 4.6
[5 empty] | 19-RES-AllResidential-WAT_HEAT |  | 4.7
[5 empty] | 20-RFF-Restaurant–FastFood-Cooling |  | 4.8
[5 empty] | 20-RFF-Restaurant–FastFood-ExtLight |  | 4.9
[5 empty] | 20-RFF-Restaurant–FastFood-IntLight |  | 5
[5 empty] | 20-RFF-Restaurant–FastFood-OffEquip |  | 5.1
[5 empty] | 20-RFF-Restaurant–FastFood-Refrig |  | 5.2
[5 empty] | 20-RFF-Restaurant–FastFood-Vent/Fan |  | 5.3
[5 empty] | 21-RSD-Restaurant–SitDown-COOL |  | 5.4
[5 empty] | 21-RSD-Restaurant–SitDown-LIT_INT |  | 5.5
[5 empty] | 21-RSD-Restaurant–SitDown-OFF_EQ |  | 5.6
[5 empty] | 21-RSD-Restaurant–SitDown-LIT_EXT |  | 5.7
[5 empty] | 21-RSD-Restaurant–SitDown-PROC_OTH |  | 5.8
[5 empty] | 21-RSD-Restaurant–SitDown-REFG |  | 5.9
[5 empty] | 21-RSD-Restaurant–SitDown-VENT |  | 6
[5 empty] | 22-RT3-Retail–3StoryLarge-COOL |  | 6.1
[5 empty] | 22-RT3-Retail–3StoryLarge-LIT_INT |  | 6.2
[5 empty] | 22-RT3-Retail–3StoryLarge-OFF_EQ |  | 6.3
[5 empty] | 22-RT3-Retail–3StoryLarge-LIT_EXT |  | 6.4
[5 empty] | 22-RT3-Retail–3StoryLarge-REFG |  | 6.5
[5 empty] | 22-RT3-Retail–3StoryLarge-VENT |  | 6.6
[5 empty] | 23-RTL-Retail–SingleStorylarge-COOL |  | 6.7
[5 empty] | 23-RTL-Retail–SingleStorylarge-LIT_INT |  | 6.8
[5 empty] | 23-RTL-Retail–SingleStorylarge-OFF_EQ |  | 6.9
[5 empty] | 23-RTL-Retail–SingleStorylarge-LIT_EXT |  | 7
[5 empty] | 23-RTL-Retail–SingleStorylarge-REFG |  | 7.1
[5 empty] | 23-RTL-Retail–SingleStorylarge-VENT |  | 7.2
[5 empty] | 24-RTS-Retail–Small-COOL |  | 7.3
[5 empty] | 24-RTS-Retail–Small-LIT_INT |  | 7.4
[5 empty] | 24-RTS-Retail–Small-OFF_EQ |  | 7.5
[5 empty] | 24-RTS-Retail–Small-LIT_EXT |  | 7.6
[5 empty] | 24-RTS-Retail–Small-REFG |  | 7.7
[5 empty] | 24-RTS-Retail–Small-VENT |  | 7.8
[5 empty] | 25-SCN-Storage–Conditioned-Cooling |  | 7.9
[5 empty] | 25-SCN-Storage–Conditioned-Exit |  | 8
[5 empty] | 25-SCN-Storage–Conditioned-ExtLight |  | 8.1
[5 empty] | 26-SFM-ResidentialSingleFamily-CL_DRY |  | 8.2
[5 empty] | 26-SFM-ResidentialSingleFamily-CL_WASH |  | 8.3
[5 empty] | 26-SFM-ResidentialSingleFamily-DSH_WASH |  | 8.4
[5 empty] | 26-SFM-ResidentialSingleFamily-FREEZ |  | 8.5
[5 empty] | 26-SFM-ResidentialSingleFamily-LIGHT |  | 8.6
[5 empty] | 26-SFM-ResidentialSingleFamily-POOL_PMP |  | 8.7
[5 empty] | 26-SFM-ResidentialSingleFamily-REFG |  | 8.8
[5 empty] | 26-SFM-ResidentialSingleFamily-SP_COOL |  | 8.9
[5 empty] | 26-SFM-ResidentialSingleFamily-SP_HEAT |  | 9
[5 empty] | 26-SFM-ResidentialSingleFamily-WAT_HEAT |  | 9.1
[5 empty] | 27-SMO-ResidentialMobileHome–SingleWide-CL_DRY |  | 9.2
[5 empty] | 27-SMO-ResidentialMobileHome–SingleWide-CL_WASH |  | 9.3
[5 empty] | 27-SMO-ResidentialMobileHome–SingleWide-DSH_WASH |  | 9.4
[5 empty] | 27-SMO-ResidentialMobileHome–SingleWide-FREEZ |  | 9.5
[5 empty] | 27-SMO-ResidentialMobileHome–SingleWide-LIGHT |  | 9.6
[5 empty] | 27-SMO-ResidentialMobileHome–SingleWide-POOL_PMP |  | 9.7
[5 empty] | 27-SMO-ResidentialMobileHome–SingleWide-REFG |  | 9.8
[5 empty] | 27-SMO-ResidentialMobileHome–SingleWide-SP_COOL |  | 9.9
[5 empty] | 27-SMO-ResidentialMobileHome–SingleWide-SP_HEAT |  | 10
[5 empty] | 27-SMO-ResidentialMobileHome–SingleWide-WAT_HEAT |  | 10.1
[5 empty] | 28-SUN-Storage–Unconditioned-Exit |  | 10.2
[5 empty] | 28-SUN-Storage–Unconditioned-ExtLight |  | 10.3
[5 empty] | 29-WRF-Storage–Refrigerated-Cooling |  | 10.4
[5 empty] | 29-WRF-Storage–Refrigerated-Exit |  | 10.5
[5 empty] | 29-WRF-Storage–Refrigerated-ExtLight |  | 10.6
[5 empty] | 30-S20-SIC20Food&KindredProducts-AG_PUMP |  | 10.7
[5 empty] | 30-S20-SIC20Food&KindredProducts-COMP_AIR |  | 10.8
[5 empty] | 30-S20-SIC20Food&KindredProducts-COOL |  | 10.9
[5 empty] | 30-S20-SIC20Food&KindredProducts-LIGHT |  | 11
[5 empty] | 30-S20-SIC20Food&KindredProducts-MOTOR |  | 11.1
[5 empty] | 30-S20-SIC20Food&KindredProducts-PROC_OTH |  | 11.2
[5 empty] | 31-S26-SIC26Paper&AlliedProducts-AG_PUMP |  | 11.3
[5 empty] | 31-S26-SIC26Paper&AlliedProducts-COMP_AIR |  | 11.4
[5 empty] | 31-S26-SIC26Paper&AlliedProducts-COOL |  | 11.5
[5 empty] | 31-S26-SIC26Paper&AlliedProducts-LIGHT |  | 11.6
[5 empty] | 31-S26-SIC26Paper&AlliedProducts-MOTOR |  | 11.7
[5 empty] | 31-S26-SIC26Paper&AlliedProducts-PROC_OTH |  | 11.8
[5 empty] | 32-S28-SIC28Chemicals&AlliedProducts-AG_PUMP |  | 11.9
[5 empty] | 32-S28-SIC28Chemicals&AlliedProducts-COMP_AIR |  | 12
[5 empty] | 32-S28-SIC28Chemicals&AlliedProducts-COOL |  | 12.1
[5 empty] | 32-S28-SIC28Chemicals&AlliedProducts-LIGHT |  | 12.2
[5 empty] | 32-S28-SIC28Chemicals&AlliedProducts-MOTOR |  | 12.3
[5 empty] | 32-S28-SIC28Chemicals&AlliedProducts-PROC_OTH |  | 12.4
[5 empty] | 33-S29-SIC29Petroleum&CoalProducts-AG_PUMP |  | 12.5
[5 empty] | 33-S29-SIC29Petroleum&CoalProducts-COMP_AIR |  | 12.6
[5 empty] | 33-S29-SIC29Petroleum&CoalProducts-COOL |  | 12.7
[5 empty] | 33-S29-SIC29Petroleum&CoalProducts-LIGHT |  | 12.8
[5 empty] | 33-S29-SIC29Petroleum&CoalProducts-MOTOR |  | 12.9
[5 empty] | 33-S29-SIC29Petroleum&CoalProducts-PROC_OTH |  | 13
[5 empty] | 34-S33-SIC33Metals-AG_PUMP |  | 13.1
[5 empty] | 34-S33-SIC33Metals-COMP_AIR |  | 13.2
[5 empty] | 34-S33-SIC33Metals-COOL |  | 13.3
[5 empty] | 34-S33-SIC33Metals-LIGHT |  | 13.4
[5 empty] | 34-S33-SIC33Metals-MOTOR |  | 13.5
[5 empty] | 34-S33-SIC33Metals-PROC_OTH |  | 13.6
[5 empty] | 35-OTI-OtherIndustrial-AG_PUMP |  | 13.7
[5 empty] | 35-OTI-OtherIndustrial-COMP_AIR |  | 13.8
[5 empty] | 35-OTI-OtherIndustrial-COOL |  | 13.9
[5 empty] | 35-OTI-OtherIndustrial-LIGHT |  | 14
[5 empty] | 35-OTI-OtherIndustrial-MOTOR |  | 14.1
[5 empty] | 35-OTI-OtherIndustrial-PROC_OTH |  | 14.2
[5 empty] | 36-GST-Lodging-GuestRooms-Cooling |  | 14.3
[5 empty] | 36-GST-Lodging-GuestRooms-ExtLight |  | 14.4
[5 empty] | 36-GST-Lodging-GuestRooms-IntLight |  | 14.5
[5 empty] | 36-GST-Lodging-GuestRooms-OffEquip |  | 14.6
[5 empty] | 36-GST-Lodging-GuestRooms-Refrig |  | 14.7
[5 empty] | 36-GST-Lodging-GuestRooms-Vent/Fan |  | 14.8
14.9
15
15.1
15.2
15.3
15.4
15.5
15.6
15.7
15.8
15.9
16
16.1
16.2
16.3
16.4
16.5
16.6
16.7
16.8
16.9
17
17.1
17.2
17.3
17.4
17.5
17.6
17.7
17.8
17.9
18
19
20