## 2016-Ltg-Measures
DEER Lighting Measure Definitions |  |  | rows with a yellow backgroung are modified based on these updates
for the DEER2015 Uncertain Measure Update and the DEER2016 Update |  |  | rows with a green background are additional measure definitions based on these updates.
Index | MeasureID | Description | Version | VersionSource | LastMod | EnergyImpactID | MeasImpactType | EnImpCalcType | ImpScaleBasis | StdScaleVal | PreScaleVal | ImpWeighting | WeightGroupID | ApplyIE | IETableName | TechBased | Sector | PA | UseCategory | UseSubCategory | TechGroup | TechType | MeasCostID | EUL_ID | PreDesc | StdDesc | MeasDesc | PreTechID | StdTechID | MeasTechID | Status | Comment | PreMultiTech | StdMultiTech | SourceDesc | SupportedAppType | StdCostID | RUL_ID | LegacyID | Qualifier | StartDate | ExpiryDate | ReviewStatus | ResCFLlamp | ResOutdoorCFLlamp | Msr Watts | <=30Watts | ResIndoorCFLlamp | InDoorRefl | T5HighBay | Scenario1 | Scenario2 | Scenario3 | Scenario4 | Scenario5 | Scenario6
2001 | Res-Lighting-InGen_CFLratio0353_CFLfixt-110w | Residential Indoor General Lighting: CFL Fixture replaces pre-existing standard lighting Wattage. Measure includes Code case. Impacts: CFL-based HOU (varies by BldgType) | DEER2014 | D13 v1.0 | 5/23/2014 15:34:31.757 | Res-Iltg-dWatt-CFL | DEER | Scaled | BaseRatio | 278 | 278 | None |  | f |  | t | Res | Any | Lighting | InGen-CFL | Ltg_Fixture | CFL_fixt |  | ILtg-CFL-Res | CFL base case, Total Watts = 3.53 x Msr Watts; used for all CFL fixtures | CFL base case, Total Watts = 3.53 x Msr Watts; used for all CFL fixtures | CFL fixture: (110w); Total fixture Watts = 110 | CFLratio0353 | CFLratio0353 | CFLfixt-110w(110w) | Standard |  | f | f | DEER Lighting measure | ErRobNc |  | ILtg-Incand-Res |  | DEER1314 | 1/1/2013 |  |  | FALSE | FALSE |  |  | FALSE | FALSE | FALSE | FALSE | FALSE | FALSE | FALSE | FALSE | FALSE
2002 | Res-Lighting-InGen_CFLratio0353_CFLfixt-120w | Residential Indoor General Lighting: CFL Fixture replaces pre-existing standard lighting Wattage. Measure includes Code case. Impacts: CFL-based HOU (varies by BldgType) | DEER2014 | D13 v1.0 | 5/23/2014 15:34:31.757 | Res-Iltg-dWatt-CFL | DEER | Scaled | BaseRatio | 304 | 304 | None |  | f |  | t | Res | Any | Lighting | InGen-CFL | Ltg_Fixture | CFL_fixt |  | ILtg-CFL-Res | CFL base case, Total Watts = 3.53 x Msr Watts; used for all CFL fixtures | CFL base case, Total Watts = 3.53 x Msr Watts; used for all CFL fixtures | CFL fixture: (120w); Total fixture Watts = 120 | CFLratio0353 | CFLratio0353 | CFLfixt-120w(120w) | Standard |  | f | f | DEER Lighting measure | ErRobNc |  | ILtg-Incand-Res |  | DEER1314 | 1/1/2013 |  |  | FALSE | FALSE |  |  | FALSE | FALSE | FALSE | FALSE | FALSE | FALSE | FALSE | FALSE | FALSE
2003 | Res-Lighting-InGen_CFLratio0353_CFLfixt-13w | Residential Indoor General Lighting: CFL Fixture replaces pre-existing standard lighting Wattage. Measure includes Code case. Impacts: CFL-based HOU (varies by BldgType) | DEER2014 | D13 v1.0 | 5/23/2014 15:34:31.757 | Res-Iltg-dWatt-CFL | DEER | Scaled | BaseRatio | 33 | 33 | None |  | f |  | t | Res | Any | Lighting | InGen-CFL | Ltg_Fixture | CFL_fixt |  | ILtg-CFL-Res | CFL base case, Total Watts = 3.53 x Msr Watts; used for all CFL fixtures | CFL base case, Total Watts = 3.53 x Msr Watts; used for all CFL fixtures | CFL fixture: (13w); Total fixture Watts = 13 | CFLratio0353 | CFLratio0353 | CFLfixt-13w(13w) | Standard |  | f | f | DEER Lighting measure | ErRobNc |  | ILtg-Incand-Res |  | DEER1314 | 1/1/2013 |  |  | FALSE | FALSE |  |  | FALSE | FALSE | FALSE | FALSE | FALSE | FALSE | FALSE | FALSE | FALSE
2004 | Res-Lighting-InGen_CFLratio0353_CFLfixt-15w | Residential Indoor General Lighting: CFL Fixture replaces pre-existing standard lighting Wattage. Measure includes Code case. Impacts: CFL-based HOU (varies by BldgType) | DEER2014 | D13 v1.0 | 5/23/2014 15:34:31.757 | Res-Iltg-dWatt-CFL | DEER | Scaled | BaseRatio | 38 | 38 | None |  | f |  | t | Res | Any | Lighting | InGen-CFL | Ltg_Fixture | CFL_fixt |  | ILtg-CFL-Res | CFL base case, Total Watts = 3.53 x Msr Watts; used for all CFL fixtures | CFL base case, Total Watts = 3.53 x Msr Watts; used for all CFL fixtures | CFL fixture: (15w); Total fixture Watts = 15 | CFLratio0353 | CFLratio0353 | CFLfixt-15w(15w) | Standard |  | f | f | DEER Lighting measure | ErRobNc |  | ILtg-Incand-Res |  | DEER1314 | 1/1/2013 |  |  | FALSE | FALSE |  |  | FALSE | FALSE | FALSE | FALSE | FALSE | FALSE | FALSE | FALSE | FALSE
2005 | Res-Lighting-InGen_CFLratio0353_CFLfixt-18w | Residential Indoor General Lighting: CFL Fixture replaces pre-existing standard lighting Wattage. Measure includes Code case. Impacts: CFL-based HOU (varies by BldgType) | DEER2014 | D13 v1.0 | 5/23/2014 15:34:31.757 | Res-Iltg-dWatt-CFL | DEER | Scaled | BaseRatio | 46 | 46 | None |  | f |  | t | Res | Any | Lighting | InGen-CFL | Ltg_Fixture | CFL_fixt |  | ILtg-CFL-Res | CFL base case, Total Watts = 3.53 x Msr Watts; used for all CFL fixtures | CFL base case, Total Watts = 3.53 x Msr Watts; used for all CFL fixtures | CFL fixture: (18w); Total fixture Watts = 18 | CFLratio0353 | CFLratio0353 | CFLfixt-18w(18w) | Standard |  | f | f | DEER Lighting measure | ErRobNc |  | ILtg-Incand-Res |  | DEER1314 | 1/1/2013 |  |  | FALSE | FALSE |  |  | FALSE | FALSE | FALSE | FALSE | FALSE | FALSE | FALSE | FALSE | FALSE
2006 | Res-Lighting-InGen_CFLratio0353_CFLfixt-20w | Residential Indoor General Lighting: CFL Fixture replaces pre-existing standard lighting Wattage. Measure includes Code case. Impacts: CFL-based HOU (varies by BldgType) | DEER2014 | D13 v1.0 | 5/23/2014 15:34:31.757 | Res-Iltg-dWatt-CFL | DEER | Scaled | BaseRatio | 51 | 51 | None |  | f |  | t | Res | Any | Lighting | InGen-CFL | Ltg_Fixture | CFL_fixt |  | ILtg-CFL-Res | CFL base case, Total Watts = 3.53 x Msr Watts; used for all CFL fixtures | CFL base case, Total Watts = 3.53 x Msr Watts; used for all CFL fixtures | CFL fixture: (20w); Total fixture Watts = 20 | CFLratio0353 | CFLratio0353 | CFLfixt-20w(20w) | Standard |  | f | f | DEER Lighting measure | ErRobNc |  | ILtg-Incand-Res |  | DEER1314 | 1/1/2013 |  |  | FALSE | FALSE |  |  | FALSE | FALSE | FALSE | FALSE | FALSE | FALSE | FALSE | FALSE | FALSE
2007 | Res-Lighting-InGen_CFLratio0353_CFLfixt-24w | Residential Indoor General Lighting: CFL Fixture replaces pre-existing standard lighting Wattage. Measure includes Code case. Impacts: CFL-based HOU (varies by BldgType) | DEER2014 | D13 v1.0 | 5/23/2014 15:34:31.757 | Res-Iltg-dWatt-CFL | DEER | Scaled | BaseRatio | 61 | 61 | None |  | f |  | t | Res | Any | Lighting | InGen-CFL | Ltg_Fixture | CFL_fixt |  | ILtg-CFL-Res | CFL base case, Total Watts = 3.53 x Msr Watts; used for all CFL fixtures | CFL base case, Total Watts = 3.53 x Msr Watts; used for all CFL fixtures | CFL fixture: (24w); Total fixture Watts = 24 | CFLratio0353 | CFLratio0353 | CFLfixt-24w(24w) | Standard |  | f | f | DEER Lighting measure | ErRobNc |  | ILtg-Incand-Res |  | DEER1314 | 1/1/2013 |  |  | FALSE | FALSE |  |  | FALSE | FALSE | FALSE | FALSE | FALSE | FALSE | FALSE | FALSE | FALSE
2008 | Res-Lighting-InGen_CFLratio0353_CFLfixt-25w | Residential Indoor General Lighting: CFL Fixture replaces pre-existing standard lighting Wattage. Measure includes Code case. Impacts: CFL-based HOU (varies by BldgType) | DEER2014 | D13 v1.0 | 5/23/2014 15:34:31.757 | Res-Iltg-dWatt-CFL | DEER | Scaled | BaseRatio | 63 | 63 | None |  | f |  | t | Res | Any | Lighting | InGen-CFL | Ltg_Fixture | CFL_fixt |  | ILtg-CFL-Res | CFL base case, Total Watts = 3.53 x Msr Watts; used for all CFL fixtures | CFL base case, Total Watts = 3.53 x Msr Watts; used for all CFL fixtures | CFL fixture: (25w); Total fixture Watts = 25 | CFLratio0353 | CFLratio0353 | CFLfixt-25w(25w) | Standard |  | f | f | DEER Lighting measure | ErRobNc |  | ILtg-Incand-Res |  | DEER1314 | 1/1/2013 |  |  | FALSE | FALSE |  |  | FALSE | FALSE | FALSE | FALSE | FALSE | FALSE | FALSE | FALSE | FALSE
2009 | Res-Lighting-InGen_CFLratio0353_CFLfixt-26w | Residential Indoor General Lighting: CFL Fixture replaces pre-existing standard lighting Wattage. Measure includes Code case. Impacts: CFL-based HOU (varies by BldgType) | DEER2014 | D13 v1.0 | 5/23/2014 15:34:31.757 | Res-Iltg-dWatt-CFL | DEER | Scaled | BaseRatio | 66 | 66 | None |  | f |  | t | Res | Any | Lighting | InGen-CFL | Ltg_Fixture | CFL_fixt |  | ILtg-CFL-Res | CFL base case, Total Watts = 3.53 x Msr Watts; used for all CFL fixtures | CFL base case, Total Watts = 3.53 x Msr Watts; used for all CFL fixtures | CFL fixture: (26w); Total fixture Watts = 26 | CFLratio0353 | CFLratio0353 | CFLfixt-26w(26w) | Standard |  | f | f | DEER Lighting measure | ErRobNc |  | ILtg-Incand-Res |  | DEER1314 | 1/1/2013 |  |  | FALSE | FALSE |  |  | FALSE | FALSE | FALSE | FALSE | FALSE | FALSE | FALSE | FALSE | FALSE
2010 | Res-Lighting-InGen_CFLratio0353_CFLfixt-27w | Residential Indoor General Lighting: CFL Fixture replaces pre-existing standard lighting Wattage. Measure includes Code case. Impacts: CFL-based HOU (varies by BldgType) | DEER2014 | D13 v1.0 | 5/23/2014 15:34:31.757 | Res-Iltg-dWatt-CFL | DEER | Scaled | BaseRatio | 68 | 68 | None |  | f |  | t | Res | Any | Lighting | InGen-CFL | Ltg_Fixture | CFL_fixt |  | ILtg-CFL-Res | CFL base case, Total Watts = 3.53 x Msr Watts; used for all CFL fixtures | CFL base case, Total Watts = 3.53 x Msr Watts; used for all CFL fixtures | CFL fixture: (27w); Total fixture Watts = 27 | CFLratio0353 | CFLratio0353 | CFLfixt-27w(27w) | Standard |  | f | f | DEER Lighting measure | ErRobNc |  | ILtg-Incand-Res |  | DEER1314 | 1/1/2013 |  |  | FALSE | FALSE |  |  | FALSE | FALSE | FALSE | FALSE | FALSE | FALSE | FALSE | FALSE | FALSE
2011 | Res-Lighting-InGen_CFLratio0353_CFLfixt-28w | Residential Indoor General Lighting: CFL Fixture replaces pre-existing standard lighting Wattage. Measure includes Code case. Impacts: CFL-based HOU (varies by BldgType) | DEER2014 | D13 v1.0 | 5/23/2014 15:34:31.757 | Res-Iltg-dWatt-CFL | DEER | Scaled | BaseRatio | 71 | 71 | None |  | f |  | t | Res | Any | Lighting | InGen-CFL | Ltg_Fixture | CFL_fixt |  | ILtg-CFL-Res | CFL base case, Total Watts = 3.53 x Msr Watts; used for all CFL fixtures | CFL base case, Total Watts = 3.53 x Msr Watts; used for all CFL fixtures | CFL fixture: (28w); Total fixture Watts = 28 | CFLratio0353 | CFLratio0353 | CFLfixt-28w(28w) | Standard |  | f | f | DEER Lighting measure | ErRobNc |  | ILtg-Incand-Res |  | DEER1314 | 1/1/2013 |  |  | FALSE | FALSE |  |  | FALSE | FALSE | FALSE | FALSE | FALSE | FALSE | FALSE | FALSE | FALSE
2012 | Res-Lighting-InGen_CFLratio0353_CFLfixt-32w | Residential Indoor General Lighting: CFL Fixture replaces pre-existing standard lighting Wattage. Measure includes Code case. Impacts: CFL-based HOU (varies by BldgType) | DEER2014 | D13 v1.0 | 5/23/2014 15:34:31.757 | Res-Iltg-dWatt-CFL | DEER | Scaled | BaseRatio | 81 | 81 | None |  | f |  | t | Res | Any | Lighting | InGen-CFL | Ltg_Fixture | CFL_fixt |  | ILtg-CFL-Res | CFL base case, Total Watts = 3.53 x Msr Watts; used for all CFL fixtures | CFL base case, Total Watts = 3.53 x Msr Watts; used for all CFL fixtures | CFL fixture: (32w); Total fixture Watts = 32 | CFLratio0353 | CFLratio0353 | CFLfixt-32w(32w) | Standard |  | f | f | DEER Lighting measure | ErRobNc |  | ILtg-Incand-Res | D08-RE-ILtg-CFL-Tbl-32W-Rpl-Prim | DEER1314 | 1/1/2013 |  |  | FALSE | FALSE |  |  | FALSE | FALSE | FALSE | FALSE | FALSE | FALSE | FALSE | FALSE | FALSE
2013 | Res-Lighting-InGen_CFLratio0353_CFLfixt-34w | Residential Indoor General Lighting: CFL Fixture replaces pre-existing standard lighting Wattage. Measure includes Code case. Impacts: CFL-based HOU (varies by BldgType) | DEER2014 | D13 v1.0 | 5/23/2014 15:34:31.757 | Res-Iltg-dWatt-CFL | DEER | Scaled | BaseRatio | 86 | 86 | None |  | f |  | t | Res | Any | Lighting | InGen-CFL | Ltg_Fixture | CFL_fixt |  | ILtg-CFL-Res | CFL base case, Total Watts = 3.53 x Msr Watts; used for all CFL fixtures | CFL base case, Total Watts = 3.53 x Msr Watts; used for all CFL fixtures | CFL fixture: (34w); Total fixture Watts = 34 | CFLratio0353 | CFLratio0353 | CFLfixt-34w(34w) | Standard |  | f | f | DEER Lighting measure | ErRobNc |  | ILtg-Incand-Res |  | DEER1314 | 1/1/2013 |  |  | FALSE | FALSE |  |  | FALSE | FALSE | FALSE | FALSE | FALSE | FALSE | FALSE | FALSE | FALSE
2014 | Res-Lighting-InGen_CFLratio0353_CFLfixt-35w | Residential Indoor General Lighting: CFL Fixture replaces pre-existing standard lighting Wattage. Measure includes Code case. Impacts: CFL-based HOU (varies by BldgType) | DEER2014 | D13 v1.0 | 5/23/2014 15:34:31.757 | Res-Iltg-dWatt-CFL | DEER | Scaled | BaseRatio | 89 | 89 | None |  | f |  | t | Res | Any | Lighting | InGen-CFL | Ltg_Fixture | CFL_fixt |  | ILtg-CFL-Res | CFL base case, Total Watts = 3.53 x Msr Watts; used for all CFL fixtures | CFL base case, Total Watts = 3.53 x Msr Watts; used for all CFL fixtures | CFL fixture: (35w); Total fixture Watts = 35 | CFLratio0353 | CFLratio0353 | CFLfixt-35w(35w) | Standard |  | f | f | DEER Lighting measure | ErRobNc |  | ILtg-Incand-Res |  | DEER1314 | 1/1/2013 |  |  | FALSE | FALSE |  |  | FALSE | FALSE | FALSE | FALSE | FALSE | FALSE | FALSE | FALSE | FALSE
2015 | Res-Lighting-InGen_CFLratio0353_CFLfixt-36w | Residential Indoor General Lighting: CFL Fixture replaces pre-existing standard lighting Wattage. Measure includes Code case. Impacts: CFL-based HOU (varies by BldgType) | DEER2014 | D13 v1.0 | 5/23/2014 15:34:31.757 | Res-Iltg-dWatt-CFL | DEER | Scaled | BaseRatio | 91 | 91 | None |  | f |  | t | Res | Any | Lighting | InGen-CFL | Ltg_Fixture | CFL_fixt |  | ILtg-CFL-Res | CFL base case, Total Watts = 3.53 x Msr Watts; used for all CFL fixtures | CFL base case, Total Watts = 3.53 x Msr Watts; used for all CFL fixtures | CFL fixture: (36w); Total fixture Watts = 36 | CFLratio0353 | CFLratio0353 | CFLfixt-36w(36w) | Standard |  | f | f | DEER Lighting measure | ErRobNc |  | ILtg-Incand-Res |  | DEER1314 | 1/1/2013 |  |  | FALSE | FALSE |  |  | FALSE | FALSE | FALSE | FALSE | FALSE | FALSE | FALSE | FALSE | FALSE
2016 | Res-Lighting-InGen_CFLratio0353_CFLfixt-40w | Residential Indoor General Lighting: CFL Fixture replaces pre-existing standard lighting Wattage. Measure includes Code case. Impacts: CFL-based HOU (varies by BldgType) | DEER2014 | D13 v1.0 | 5/23/2014 15:34:31.757 | Res-Iltg-dWatt-CFL | DEER | Scaled | BaseRatio | 101 | 101 | None |  | f |  | t | Res | Any | Lighting | InGen-CFL | Ltg_Fixture | CFL_fixt |  | ILtg-CFL-Res | CFL base case, Total Watts = 3.53 x Msr Watts; used for all CFL fixtures | CFL base case, Total Watts = 3.53 x Msr Watts; used for all CFL fixtures | CFL fixture: (40w); Total fixture Watts = 40 | CFLratio0353 | CFLratio0353 | CFLfixt-40w(40w) | Standard |  | f | f | DEER Lighting measure | ErRobNc |  | ILtg-Incand-Res |  | DEER1314 | 1/1/2013 |  |  | FALSE | FALSE |  |  | FALSE | FALSE | FALSE | FALSE | FALSE | FALSE | FALSE | FALSE | FALSE
2017 | Res-Lighting-InGen_CFLratio0353_CFLfixt-42w | Residential Indoor General Lighting: CFL Fixture replaces pre-existing standard lighting Wattage. Measure includes Code case. Impacts: CFL-based HOU (varies by BldgType) | DEER2014 | D13 v1.0 | 5/23/2014 15:34:31.757 | Res-Iltg-dWatt-CFL | DEER | Scaled | BaseRatio | 106 | 106 | None |  | f |  | t | Res | Any | Lighting | InGen-CFL | Ltg_Fixture | CFL_fixt |  | ILtg-CFL-Res | CFL base case, Total Watts = 3.53 x Msr Watts; used for all CFL fixtures | CFL base case, Total Watts = 3.53 x Msr Watts; used for all CFL fixtures | CFL fixture: (42w); Total fixture Watts = 42 | CFLratio0353 | CFLratio0353 | CFLfixt-42w(42w) | Standard |  | f | f | DEER Lighting measure | ErRobNc |  | ILtg-Incand-Res |  | DEER1314 | 1/1/2013 |  |  | FALSE | FALSE |  |  | FALSE | FALSE | FALSE | FALSE | FALSE | FALSE | FALSE | FALSE | FALSE
2018 | Res-Lighting-InGen_CFLratio0353_CFLfixt-50w | Residential Indoor General Lighting: CFL Fixture replaces pre-existing standard lighting Wattage. Measure includes Code case. Impacts: CFL-based HOU (varies by BldgType) | DEER2014 | D13 v1.0 | 5/23/2014 15:34:31.757 | Res-Iltg-dWatt-CFL | DEER | Scaled | BaseRatio | 127 | 127 | None |  | f |  | t | Res | Any | Lighting | InGen-CFL | Ltg_Fixture | CFL_fixt |  | ILtg-CFL-Res | CFL base case, Total Watts = 3.53 x Msr Watts; used for all CFL fixtures | CFL base case, Total Watts = 3.53 x Msr Watts; used for all CFL fixtures | CFL fixture: (50w); Total fixture Watts = 50 | CFLratio0353 | CFLratio0353 | CFLfixt-50w(50w) | Standard |  | f | f | DEER Lighting measure | ErRobNc |  | ILtg-Incand-Res | D08-RE-ILtg-CFL-Tbl-50W-Rpl-Prim | DEER1314 | 1/1/2013 |  |  | FALSE | FALSE |  |  | FALSE | FALSE | FALSE | FALSE | FALSE | FALSE | FALSE | FALSE | FALSE
2019 | Res-Lighting-InGen_CFLratio0353_CFLfixt-55w | Residential Indoor General Lighting: CFL Fixture replaces pre-existing standard lighting Wattage. Measure includes Code case. Impacts: CFL-based HOU (varies by BldgType) | DEER2014 | D13 v1.0 | 5/23/2014 15:34:31.757 | Res-Iltg-dWatt-CFL | DEER | Scaled | BaseRatio | 139 | 139 | None |  | f |  | t | Res | Any | Lighting | InGen-CFL | Ltg_Fixture | CFL_fixt |  | ILtg-CFL-Res | CFL base case, Total Watts = 3.53 x Msr Watts; used for all CFL fixtures | CFL base case, Total Watts = 3.53 x Msr Watts; used for all CFL fixtures | CFL fixture: (55w); Total fixture Watts = 55 | CFLratio0353 | CFLratio0353 | CFLfixt-55w(55w) | Standard |  | f | f | DEER Lighting measure | ErRobNc |  | ILtg-Incand-Res | D08-RE-ILtg-CFL-Mod-55W-Rpl-Prim | DEER1314 | 1/1/2013 |  |  | FALSE | FALSE |  |  | FALSE | FALSE | FALSE | FALSE | FALSE | FALSE | FALSE | FALSE | FALSE
2020 | Res-Lighting-InGen_CFLratio0353_CFLfixt-57w | Residential Indoor General Lighting: CFL Fixture replaces pre-existing standard lighting Wattage. Measure includes Code case. Impacts: CFL-based HOU (varies by BldgType) | DEER2014 | D13 v1.0 | 5/23/2014 15:34:31.757 | Res-Iltg-dWatt-CFL | DEER | Scaled | BaseRatio | 144 | 144 | None |  | f |  | t | Res | Any | Lighting | InGen-CFL | Ltg_Fixture | CFL_fixt |  | ILtg-CFL-Res | CFL base case, Total Watts = 3.53 x Msr Watts; used for all CFL fixtures | CFL base case, Total Watts = 3.53 x Msr Watts; used for all CFL fixtures | CFL fixture: (57w); Total fixture Watts = 57 | CFLratio0353 | CFLratio0353 | CFLfixt-57w(57w) | Standard |  | f | f | DEER Lighting measure | ErRobNc |  | ILtg-Incand-Res |  | DEER1314 | 1/1/2013 |  |  | FALSE | FALSE |  |  | FALSE | FALSE | FALSE | FALSE | FALSE | FALSE | FALSE | FALSE | FALSE
2021 | Res-Lighting-InGen_CFLratio0353_CFLfixt-5w | Residential Indoor General Lighting: CFL Fixture replaces pre-existing standard lighting Wattage. Measure includes Code case. Impacts: CFL-based HOU (varies by BldgType) | DEER2014 | D13 v1.0 | 5/23/2014 15:34:31.757 | Res-Iltg-dWatt-CFL | DEER | Scaled | BaseRatio | 13 | 13 | None |  | f |  | t | Res | Any | Lighting | InGen-CFL | Ltg_Fixture | CFL_fixt |  | ILtg-CFL-Res | CFL base case, Total Watts = 3.53 x Msr Watts; used for all CFL fixtures | CFL base case, Total Watts = 3.53 x Msr Watts; used for all CFL fixtures | CFL fixture: (5w); Total fixture Watts = 5 | CFLratio0353 | CFLratio0353 | CFLfixt-5w(5w) | Standard |  | f | f | DEER Lighting measure | ErRobNc |  | ILtg-Incand-Res |  | DEER1314 | 1/1/2013 |  |  | FALSE | FALSE |  |  | FALSE | FALSE | FALSE | FALSE | FALSE | FALSE | FALSE | FALSE | FALSE
2022 | Res-Lighting-InGen_CFLratio0353_CFLfixt-60w | Residential Indoor General Lighting: CFL Fixture replaces pre-existing standard lighting Wattage. Measure includes Code case. Impacts: CFL-based HOU (varies by BldgType) | DEER2014 | D13 v1.0 | 5/23/2014 15:34:31.757 | Res-Iltg-dWatt-CFL | DEER | Scaled | BaseRatio | 152 | 152 | None |  | f |  | t | Res | Any | Lighting | InGen-CFL | Ltg_Fixture | CFL_fixt |  | ILtg-CFL-Res | CFL base case, Total Watts = 3.53 x Msr Watts; used for all CFL fixtures | CFL base case, Total Watts = 3.53 x Msr Watts; used for all CFL fixtures | CFL fixture: (60w); Total fixture Watts = 60 | CFLratio0353 | CFLratio0353 | CFLfixt-60w(60w) | Standard |  | f | f | DEER Lighting measure | ErRobNc |  | ILtg-Incand-Res |  | DEER1314 | 1/1/2013 |  |  | FALSE | FALSE |  |  | FALSE | FALSE | FALSE | FALSE | FALSE | FALSE | FALSE | FALSE | FALSE
2023 | Res-Lighting-InGen_CFLratio0353_CFLfixt-75w | Residential Indoor General Lighting: CFL Fixture replaces pre-existing standard lighting Wattage. Measure includes Code case. Impacts: CFL-based HOU (varies by BldgType) | DEER2014 | D13 v1.0 | 5/23/2014 15:34:31.757 | Res-Iltg-dWatt-CFL | DEER | Scaled | BaseRatio | 190 | 190 | None |  | f |  | t | Res | Any | Lighting | InGen-CFL | Ltg_Fixture | CFL_fixt |  | ILtg-CFL-Res | CFL base case, Total Watts = 3.53 x Msr Watts; used for all CFL fixtures | CFL base case, Total Watts = 3.53 x Msr Watts; used for all CFL fixtures | CFL fixture: (75w); Total fixture Watts = 75 | CFLratio0353 | CFLratio0353 | CFLfixt-75w(75w) | Standard |  | f | f | DEER Lighting measure | ErRobNc |  | ILtg-Incand-Res |  | DEER1314 | 1/1/2013 |  |  | FALSE | FALSE |  |  | FALSE | FALSE | FALSE | FALSE | FALSE | FALSE | FALSE | FALSE | FALSE
2024 | Res-Lighting-InGen_CFLratio0353_CFLfixt-7w | Residential Indoor General Lighting: CFL Fixture replaces pre-existing standard lighting Wattage. Measure includes Code case. Impacts: CFL-based HOU (varies by BldgType) | DEER2014 | D13 v1.0 | 5/23/2014 15:34:31.757 | Res-Iltg-dWatt-CFL | DEER | Scaled | BaseRatio | 18 | 18 | None |  | f |  | t | Res | Any | Lighting | InGen-CFL | Ltg_Fixture | CFL_fixt |  | ILtg-CFL-Res | CFL base case, Total Watts = 3.53 x Msr Watts; used for all CFL fixtures | CFL base case, Total Watts = 3.53 x Msr Watts; used for all CFL fixtures | CFL fixture: (7w); Total fixture Watts = 7 | CFLratio0353 | CFLratio0353 | CFLfixt-7w(7w) | Standard |  | f | f | DEER Lighting measure | ErRobNc |  | ILtg-Incand-Res |  | DEER1314 | 1/1/2013 |  |  | FALSE | FALSE |  |  | FALSE | FALSE | FALSE | FALSE | FALSE | FALSE | FALSE | FALSE | FALSE
2025 | Res-Lighting-InGen_CFLratio0353_CFLfixt-80w | Residential Indoor General Lighting: CFL Fixture replaces pre-existing standard lighting Wattage. Measure includes Code case. Impacts: CFL-based HOU (varies by BldgType) | DEER2014 | D13 v1.0 | 5/23/2014 15:34:31.757 | Res-Iltg-dWatt-CFL | DEER | Scaled | BaseRatio | 202 | 202 | None |  | f |  | t | Res | Any | Lighting | InGen-CFL | Ltg_Fixture | CFL_fixt |  | ILtg-CFL-Res | CFL base case, Total Watts = 3.53 x Msr Watts; used for all CFL fixtures | CFL base case, Total Watts = 3.53 x Msr Watts; used for all CFL fixtures | CFL fixture: (80w); Total fixture Watts = 80 | CFLratio0353 | CFLratio0353 | CFLfixt-80w(80w) | Standard |  | f | f | DEER Lighting measure | ErRobNc |  | ILtg-Incand-Res |  | DEER1314 | 1/1/2013 |  |  | FALSE | FALSE |  |  | FALSE | FALSE | FALSE | FALSE | FALSE | FALSE | FALSE | FALSE | FALSE
2026 | Res-Lighting-InGen_CFLratio0353_CFLfixt-85w | Residential Indoor General Lighting: CFL Fixture replaces pre-existing standard lighting Wattage. Measure includes Code case. Impacts: CFL-based HOU (varies by BldgType) | DEER2014 | D13 v1.0 | 5/23/2014 15:34:31.757 | Res-Iltg-dWatt-CFL | DEER | Scaled | BaseRatio | 215 | 215 | None |  | f |  | t | Res | Any | Lighting | InGen-CFL | Ltg_Fixture | CFL_fixt |  | ILtg-CFL-Res | CFL base case, Total Watts = 3.53 x Msr Watts; used for all CFL fixtures | CFL base case, Total Watts = 3.53 x Msr Watts; used for all CFL fixtures | CFL fixture: (85w); Total fixture Watts = 85 | CFLratio0353 | CFLratio0353 | CFLfixt-85w(85w) | Standard |  | f | f | DEER Lighting measure | ErRobNc |  | ILtg-Incand-Res |  | DEER1314 | 1/1/2013 |  |  | FALSE | FALSE |  |  | FALSE | FALSE | FALSE | FALSE | FALSE | FALSE | FALSE | FALSE | FALSE
2027 | Res-Lighting-InGen_CFLratio0353_CFLfixt-95w | Residential Indoor General Lighting: CFL Fixture replaces pre-existing standard lighting Wattage. Measure includes Code case. Impacts: CFL-based HOU (varies by BldgType) | DEER2014 | D13 v1.0 | 5/23/2014 15:34:31.757 | Res-Iltg-dWatt-CFL | DEER | Scaled | BaseRatio | 240 | 240 | None |  | f |  | t | Res | Any | Lighting | InGen-CFL | Ltg_Fixture | CFL_fixt |  | ILtg-CFL-Res | CFL base case, Total Watts = 3.53 x Msr Watts; used for all CFL fixtures | CFL base case, Total Watts = 3.53 x Msr Watts; used for all CFL fixtures | CFL fixture: (95w); Total fixture Watts = 95 | CFLratio0353 | CFLratio0353 | CFLfixt-95w(95w) | Standard |  | f | f | DEER Lighting measure | ErRobNc |  | ILtg-Incand-Res |  | DEER1314 | 1/1/2013 |  |  | FALSE | FALSE |  |  | FALSE | FALSE | FALSE | FALSE | FALSE | FALSE | FALSE | FALSE | FALSE
2028 | Res-Lighting-InGen_CFLratio0353_CFLfixt-9w | Residential Indoor General Lighting: CFL Fixture replaces pre-existing standard lighting Wattage. Measure includes Code case. Impacts: CFL-based HOU (varies by BldgType) | DEER2014 | D13 v1.0 | 5/23/2014 15:34:31.757 | Res-Iltg-dWatt-CFL | DEER | Scaled | BaseRatio | 23 | 23 | None |  | f |  | t | Res | Any | Lighting | InGen-CFL | Ltg_Fixture | CFL_fixt |  | ILtg-CFL-Res | CFL base case, Total Watts = 3.53 x Msr Watts; used for all CFL fixtures | CFL base case, Total Watts = 3.53 x Msr Watts; used for all CFL fixtures | CFL fixture: (9w); Total fixture Watts = 9 | CFLratio0353 | CFLratio0353 | CFLfixt-9w(9w) | Standard |  | f | f | DEER Lighting measure | ErRobNc |  | ILtg-Incand-Res |  | DEER1314 | 1/1/2013 |  |  | FALSE | FALSE |  |  | FALSE | FALSE | FALSE | FALSE | FALSE | FALSE | FALSE | FALSE | FALSE
2029 | Res-Lighting-InGen_CFLratio0347_CFLscw-100w | Residential Indoor General Lighting: CFL Lamp with integated Ballast replaces pre-existing standard lighting Wattage. Measure includes Code case. Impacts: CFL-based HOU (varies by BldgType) | DEER2014 | D13 v1.0 | 5/18/2015 | Res-Iltg-dWatt-CFL | DEER | Scaled | BaseRatio | 247 | 247 | None |  | f |  | t | Res | Any | Lighting | InGen-CFL | Ltg_Lamp | CFLint_lamp |  | ILtg-CFL-Res | Res indoor non-refl CFL base case, Total Watts = 3.47 x Msr Watts | Res indoor non-refl CFL base case, Total Watts = 3.47 x Msr Watts | CFL Lamp: Non-Reflector, 100-Watts | CFLratio0347 | CFLratio0347 | CFLscw(100w) | Standard | Transition to new HOU begins 1/1/2016 as part of DEER2016 | f | f | DEER Lighting measure | ErRobNc |  | ILtg-Incand-Res |  | DEER1315end | 1/1/2013 | 12/31/2015 | DEER2016 Update (Msr Expires) | TRUE | FALSE | 100 | 0 | TRUE | FALSE | FALSE | FALSE | FALSE | FALSE | FALSE | TRUE | FALSE
2030 | Res-Lighting-InGen_CFLratio0347_CFLscw-10w | Residential Indoor General Lighting: CFL Lamp with integated Ballast replaces pre-existing standard lighting Wattage. Measure includes Code case. Impacts: CFL-based HOU (varies by BldgType) | DEER2014 | D13 v1.0 | 5/18/2015 | Res-Iltg-dWatt-CFL | DEER | Scaled | BaseRatio | 25 | 25 | None |  | f |  | t | Res | Any | Lighting | InGen-CFL | Ltg_Lamp | CFLint_lamp |  | ILtg-CFL-Res | Res indoor non-refl CFL base case, Total Watts = 3.47 x Msr Watts | Res indoor non-refl CFL base case, Total Watts = 3.47 x Msr Watts | CFL Lamp: Non-Reflector, 10-Watts, lm=382 | CFLratio0347 | CFLratio0347 | CFLscw(10w) | Standard |  | f | f | DEER Lighting measure | ErRobNc |  | ILtg-Incand-Res |  | DEER1315-lt30wCFL | 1/1/2013 | 5/31/2015 | DEER2015 Uncertain Msr Update (Msr Expires) | TRUE | FALSE | 10 | 1 | TRUE | FALSE | FALSE | FALSE | FALSE | FALSE | TRUE | FALSE | FALSE
2031 | Res-Lighting-InGen_CFLratio0347_CFLscw-11w | Residential Indoor General Lighting: CFL Lamp with integated Ballast replaces pre-existing standard lighting Wattage. Measure includes Code case. Impacts: CFL-based HOU (varies by BldgType) | DEER2014 | D13 v1.0 | 5/18/2015 | Res-Iltg-dWatt-CFL | DEER | Scaled | BaseRatio | 27 | 27 | None |  | f |  | t | Res | Any | Lighting | InGen-CFL | Ltg_Lamp | CFLint_lamp |  | ILtg-CFL-Res | Res indoor non-refl CFL base case, Total Watts = 3.47 x Msr Watts | Res indoor non-refl CFL base case, Total Watts = 3.47 x Msr Watts | CFL Lamp: Non-Reflector, 11-Watts, lm=420 | CFLratio0347 | CFLratio0347 | CFLscw(11w) | Standard |  | f | f | DEER Lighting measure | ErRobNc |  | ILtg-Incand-Res | D08-RE-ILtg-CFL-Int-11W-Rpl-Prim | DEER1315-lt30wCFL | 1/1/2013 | 5/31/2015 | DEER2015 Uncertain Msr Update (Msr Expires) | TRUE | FALSE | 11 | 1 | TRUE | FALSE | FALSE | FALSE | FALSE | FALSE | TRUE | FALSE | FALSE
2032 | Res-Lighting-InGen_CFLratio0347_CFLscw-12w | Residential Indoor General Lighting: CFL Lamp with integated Ballast replaces pre-existing standard lighting Wattage. Measure includes Code case. Impacts: CFL-based HOU (varies by BldgType) | DEER2014 | D13 v1.0 | 5/18/2015 | Res-Iltg-dWatt-CFL | DEER | Scaled | BaseRatio | 30 | 30 | None |  | f |  | t | Res | Any | Lighting | InGen-CFL | Ltg_Lamp | CFLint_lamp |  | ILtg-CFL-Res | Res indoor non-refl CFL base case, Total Watts = 3.47 x Msr Watts | Res indoor non-refl CFL base case, Total Watts = 3.47 x Msr Watts | CFL Lamp: Non-Reflector, 12-Watts, lm=540 | CFLratio0347 | CFLratio0347 | CFLscw(12w) | Standard |  | f | f | DEER Lighting measure | ErRobNc |  | ILtg-Incand-Res |  | DEER1315-lt30wCFL | 1/1/2013 | 5/31/2015 | DEER2015 Uncertain Msr Update (Msr Expires) | TRUE | FALSE | 12 | 1 | TRUE | FALSE | FALSE | FALSE | FALSE | FALSE | TRUE | FALSE | FALSE
2033 | Res-Lighting-InGen_CFLratio0347_CFLscw-13w | Residential Indoor General Lighting: CFL Lamp with integated Ballast replaces pre-existing standard lighting Wattage. Measure includes Code case. Impacts: CFL-based HOU (varies by BldgType) | DEER2014 | D13 v1.0 | 5/18/2015 | Res-Iltg-dWatt-CFL | DEER | Scaled | BaseRatio | 32 | 32 | None |  | f |  | t | Res | Any | Lighting | InGen-CFL | Ltg_Lamp | CFLint_lamp |  | ILtg-CFL-Res | Res indoor non-refl CFL base case, Total Watts = 3.47 x Msr Watts | Res indoor non-refl CFL base case, Total Watts = 3.47 x Msr Watts | CFL Lamp: Non-Reflector, 13-Watts, lm=660 | CFLratio0347 | CFLratio0347 | CFLscw(13w) | Standard |  | f | f | DEER Lighting measure | ErRobNc |  | ILtg-Incand-Res | D08-RE-ILtg-CFL-Int-13W-Rpl-Prim | DEER1315-lt30wCFL | 1/1/2013 | 5/31/2015 | DEER2015 Uncertain Msr Update (Msr Expires) | TRUE | FALSE | 13 | 1 | TRUE | FALSE | FALSE | FALSE | FALSE | FALSE | TRUE | FALSE | FALSE
2034 | Res-Lighting-InGen_CFLratio0347_CFLscw-14w | Residential Indoor General Lighting: CFL Lamp with integated Ballast replaces pre-existing standard lighting Wattage. Measure includes Code case. Impacts: CFL-based HOU (varies by BldgType) | DEER2014 | D13 v1.0 | 5/18/2015 | Res-Iltg-dWatt-CFL | DEER | Scaled | BaseRatio | 35 | 35 | None |  | f |  | t | Res | Any | Lighting | InGen-CFL | Ltg_Lamp | CFLint_lamp |  | ILtg-CFL-Res | Res indoor non-refl CFL base case, Total Watts = 3.47 x Msr Watts | Res indoor non-refl CFL base case, Total Watts = 3.47 x Msr Watts | CFL Lamp: Non-Reflector, 14-Watts, lm=713 | CFLratio0347 | CFLratio0347 | CFLscw(14w) | Standard |  | f | f | DEER Lighting measure | ErRobNc |  | ILtg-Incand-Res | D08-RE-ILtg-CFL-Int-14W-Rpl-Prim | DEER1315-lt30wCFL | 1/1/2013 | 5/31/2015 | DEER2015 Uncertain Msr Update (Msr Expires) | TRUE | FALSE | 14 | 1 | TRUE | FALSE | FALSE | FALSE | FALSE | FALSE | TRUE | FALSE | FALSE
2035 | Res-Lighting-InGen_CFLratio0347_CFLscw-150w | Residential Indoor General Lighting: CFL Lamp with integated Ballast replaces pre-existing standard lighting Wattage. Measure includes Code case. Impacts: CFL-based HOU (varies by BldgType) | DEER2014 | D13 v1.0 | 5/18/2015 | Res-Iltg-dWatt-CFL | DEER | Scaled | BaseRatio | 371 | 371 | None |  | f |  | t | Res | Any | Lighting | InGen-CFL | Ltg_Lamp | CFLint_lamp |  | ILtg-CFL-Res | Res indoor non-refl CFL base case, Total Watts = 3.47 x Msr Watts | Res indoor non-refl CFL base case, Total Watts = 3.47 x Msr Watts | CFL Lamp: Non-Reflector, 150-Watts | CFLratio0347 | CFLratio0347 | CFLscw(150w) | Standard | Transition to new HOU begins 1/1/2016 as part of DEER2016 | f | f | DEER Lighting measure | ErRobNc |  | ILtg-Incand-Res |  | DEER1315end | 1/1/2013 | 12/31/2015 | DEER2016 Update (Msr Expires) | TRUE | FALSE | 150 | 0 | TRUE | FALSE | FALSE | FALSE | FALSE | FALSE | FALSE | TRUE | FALSE
2036 | Res-Lighting-InGen_CFLratio0347_CFLscw-15w | Residential Indoor General Lighting: CFL Lamp with integated Ballast replaces pre-existing standard lighting Wattage. Measure includes Code case. Impacts: CFL-based HOU (varies by BldgType) | DEER2014 | D13 v1.0 | 5/18/2015 | Res-Iltg-dWatt-CFL | DEER | Scaled | BaseRatio | 37 | 37 | None |  | f |  | t | Res | Any | Lighting | InGen-CFL | Ltg_Lamp | CFLint_lamp |  | ILtg-CFL-Res | Res indoor non-refl CFL base case, Total Watts = 3.47 x Msr Watts | Res indoor non-refl CFL base case, Total Watts = 3.47 x Msr Watts | CFL Lamp: Non-Reflector, 15-Watts, lm=765 | CFLratio0347 | CFLratio0347 | CFLscw(15w) | Standard |  | f | f | DEER Lighting measure | ErRobNc |  | ILtg-Incand-Res | D08-RE-ILtg-CFL-Int-15W-Rpl-Prim | DEER1315-lt30wCFL | 1/1/2013 | 5/31/2015 | DEER2015 Uncertain Msr Update (Msr Expires) | TRUE | FALSE | 15 | 1 | TRUE | FALSE | FALSE | FALSE | FALSE | FALSE | TRUE | FALSE | FALSE
2037 | Res-Lighting-InGen_CFLratio0347_CFLscw-16w | Residential Indoor General Lighting: CFL Lamp with integated Ballast replaces pre-existing standard lighting Wattage. Measure includes Code case. Impacts: CFL-based HOU (varies by BldgType) | DEER2014 | D13 v1.0 | 5/18/2015 | Res-Iltg-dWatt-CFL | DEER | Scaled | BaseRatio | 40 | 40 | None |  | f |  | t | Res | Any | Lighting | InGen-CFL | Ltg_Lamp | CFLint_lamp |  | ILtg-CFL-Res | Res indoor non-refl CFL base case, Total Watts = 3.47 x Msr Watts | Res indoor non-refl CFL base case, Total Watts = 3.47 x Msr Watts | CFL Lamp: Non-Reflector, 16-Watts, lm=810 | CFLratio0347 | CFLratio0347 | CFLscw(16w) | Standard |  | f | f | DEER Lighting measure | ErRobNc |  | ILtg-Incand-Res | D08-RE-ILtg-CFL-Int-16W-Rpl-Prim | DEER1315-lt30wCFL | 1/1/2013 | 5/31/2015 | DEER2015 Uncertain Msr Update (Msr Expires) | TRUE | FALSE | 16 | 1 | TRUE | FALSE | FALSE | FALSE | FALSE | FALSE | TRUE | FALSE | FALSE
2038 | Res-Lighting-InGen_CFLratio0347_CFLscw-17w | Residential Indoor General Lighting: CFL Lamp with integated Ballast replaces pre-existing standard lighting Wattage. Measure includes Code case. Impacts: CFL-based HOU (varies by BldgType) | DEER2014 | D13 v1.0 | 5/18/2015 | Res-Iltg-dWatt-CFL | DEER | Scaled | BaseRatio | 42 | 42 | None |  | f |  | t | Res | Any | Lighting | InGen-CFL | Ltg_Lamp | CFLint_lamp |  | ILtg-CFL-Res | Res indoor non-refl CFL base case, Total Watts = 3.47 x Msr Watts | Res indoor non-refl CFL base case, Total Watts = 3.47 x Msr Watts | CFL Lamp: Non-Reflector, 17-Watts, lm=845 | CFLratio0347 | CFLratio0347 | CFLscw(17w) | Standard |  | f | f | DEER Lighting measure | ErRobNc |  | ILtg-Incand-Res |  | DEER1315-lt30wCFL | 1/1/2013 | 5/31/2015 | DEER2015 Uncertain Msr Update (Msr Expires) | TRUE | FALSE | 17 | 1 | TRUE | FALSE | FALSE | FALSE | FALSE | FALSE | TRUE | FALSE | FALSE
2039 | Res-Lighting-InGen_CFLratio0347_CFLscw-18w | Residential Indoor General Lighting: CFL Lamp with integated Ballast replaces pre-existing standard lighting Wattage. Measure includes Code case. Impacts: CFL-based HOU (varies by BldgType) | DEER2014 | D13 v1.0 | 5/18/2015 | Res-Iltg-dWatt-CFL | DEER | Scaled | BaseRatio | 44 | 44 | None |  | f |  | t | Res | Any | Lighting | InGen-CFL | Ltg_Lamp | CFLint_lamp |  | ILtg-CFL-Res | Res indoor non-refl CFL base case, Total Watts = 3.47 x Msr Watts | Res indoor non-refl CFL base case, Total Watts = 3.47 x Msr Watts | CFL Lamp: Non-Reflector, 18-Watts, lm=885 | CFLratio0347 | CFLratio0347 | CFLscw(18w) | Standard |  | f | f | DEER Lighting measure | ErRobNc |  | ILtg-Incand-Res | D08-RE-ILtg-CFL-Int-18W-Rpl-Prim | DEER1315-lt30wCFL | 1/1/2013 | 5/31/2015 | DEER2015 Uncertain Msr Update (Msr Expires) | TRUE | FALSE | 18 | 1 | TRUE | FALSE | FALSE | FALSE | FALSE | FALSE | TRUE | FALSE | FALSE
2040 | Res-Lighting-InGen_CFLratio0347_CFLscw-19w | Residential Indoor General Lighting: CFL Lamp with integated Ballast replaces pre-existing standard lighting Wattage. Measure includes Code case. Impacts: CFL-based HOU (varies by BldgType) | DEER2014 | D13 v1.0 | 5/18/2015 | Res-Iltg-dWatt-CFL | DEER | Scaled | BaseRatio | 47 | 47 | None |  | f |  | t | Res | Any | Lighting | InGen-CFL | Ltg_Lamp | CFLint_lamp |  | ILtg-CFL-Res | Res indoor non-refl CFL base case, Total Watts = 3.47 x Msr Watts | Res indoor non-refl CFL base case, Total Watts = 3.47 x Msr Watts | CFL Lamp: Non-Reflector, 19-Watts, lm=925 | CFLratio0347 | CFLratio0347 | CFLscw(19w) | Standard |  | f | f | DEER Lighting measure | ErRobNc |  | ILtg-Incand-Res | D08-RE-ILtg-CFL-Int-19W-Rpl-Prim | DEER1315-lt30wCFL | 1/1/2013 | 5/31/2015 | DEER2015 Uncertain Msr Update (Msr Expires) | TRUE | FALSE | 19 | 1 | TRUE | FALSE | FALSE | FALSE | FALSE | FALSE | TRUE | FALSE | FALSE
2041 | Res-Lighting-InGen_CFLratio0347_CFLscw-200w | Residential Indoor General Lighting: CFL Lamp with integated Ballast replaces pre-existing standard lighting Wattage. Measure includes Code case. Impacts: CFL-based HOU (varies by BldgType) | DEER2014 | D13 v1.0 | 5/18/2015 | Res-Iltg-dWatt-CFL | DEER | Scaled | BaseRatio | 494 | 494 | None |  | f |  | t | Res | Any | Lighting | InGen-CFL | Ltg_Lamp | CFLint_lamp |  | ILtg-CFL-Res | Res indoor non-refl CFL base case, Total Watts = 3.47 x Msr Watts | Res indoor non-refl CFL base case, Total Watts = 3.47 x Msr Watts | CFL Lamp: Non-Reflector, 200-Watts | CFLratio0347 | CFLratio0347 | CFLscw(200w) | Standard | Transition to new HOU begins 1/1/2016 as part of DEER2016 | f | f | DEER Lighting measure | ErRobNc |  | ILtg-Incand-Res |  | DEER1315end | 1/1/2013 | 12/31/2015 | DEER2016 Update (Msr Expires) | TRUE | FALSE | 200 | 0 | TRUE | FALSE | FALSE | FALSE | FALSE | FALSE | FALSE | TRUE | FALSE
2042 | Res-Lighting-InGen_CFLratio0347_CFLscw-20w | Residential Indoor General Lighting: CFL Lamp with integated Ballast replaces pre-existing standard lighting Wattage. Measure includes Code case. Impacts: CFL-based HOU (varies by BldgType) | DEER2014 | D13 v1.0 | 5/18/2015 | Res-Iltg-dWatt-CFL | DEER | Scaled | BaseRatio | 49 | 49 | None |  | f |  | t | Res | Any | Lighting | InGen-CFL | Ltg_Lamp | CFLint_lamp |  | ILtg-CFL-Res | Res indoor non-refl CFL base case, Total Watts = 3.47 x Msr Watts | Res indoor non-refl CFL base case, Total Watts = 3.47 x Msr Watts | CFL Lamp: Non-Reflector, 20-Watts, lm=965 | CFLratio0347 | CFLratio0347 | CFLscw(20w) | Standard |  | f | f | DEER Lighting measure | ErRobNc |  | ILtg-Incand-Res | D08-RE-ILtg-CFL-Int-20W-Rpl-Prim | DEER1315-lt30wCFL | 1/1/2013 | 5/31/2015 | DEER2015 Uncertain Msr Update (Msr Expires) | TRUE | FALSE | 20 | 1 | TRUE | FALSE | FALSE | FALSE | FALSE | FALSE | TRUE | FALSE | FALSE
2043 | Res-Lighting-InGen_CFLratio0347_CFLscw-21w | Residential Indoor General Lighting: CFL Lamp with integated Ballast replaces pre-existing standard lighting Wattage. Measure includes Code case. Impacts: CFL-based HOU (varies by BldgType) | DEER2014 | D13 v1.0 | 5/18/2015 | Res-Iltg-dWatt-CFL | DEER | Scaled | BaseRatio | 52 | 52 | None |  | f |  | t | Res | Any | Lighting | InGen-CFL | Ltg_Lamp | CFLint_lamp |  | ILtg-CFL-Res | Res indoor non-refl CFL base case, Total Watts = 3.47 x Msr Watts | Res indoor non-refl CFL base case, Total Watts = 3.47 x Msr Watts | CFL Lamp: Non-Reflector, 21-Watts, lm=1070 | CFLratio0347 | CFLratio0347 | CFLscw(21w) | Standard |  | f | f | DEER Lighting measure | ErRobNc |  | ILtg-Incand-Res |  | DEER1315-lt30wCFL | 1/1/2013 | 5/31/2015 | DEER2015 Uncertain Msr Update (Msr Expires) | TRUE | FALSE | 21 | 1 | TRUE | FALSE | FALSE | FALSE | FALSE | FALSE | TRUE | FALSE | FALSE
2044 | Res-Lighting-InGen_CFLratio0347_CFLscw-22w | Residential Indoor General Lighting: CFL Lamp with integated Ballast replaces pre-existing standard lighting Wattage. Measure includes Code case. Impacts: CFL-based HOU (varies by BldgType) | DEER2014 | D13 v1.0 | 5/18/2015 | Res-Iltg-dWatt-CFL | DEER | Scaled | BaseRatio | 54 | 54 | None |  | f |  | t | Res | Any | Lighting | InGen-CFL | Ltg_Lamp | CFLint_lamp |  | ILtg-CFL-Res | Res indoor non-refl CFL base case, Total Watts = 3.47 x Msr Watts | Res indoor non-refl CFL base case, Total Watts = 3.47 x Msr Watts | CFL Lamp: Non-Reflector, 22-Watts, lm=1175 | CFLratio0347 | CFLratio0347 | CFLscw(22w) | Standard |  | f | f | DEER Lighting measure | ErRobNc |  | ILtg-Incand-Res |  | DEER1315-lt30wCFL | 1/1/2013 | 5/31/2015 | DEER2015 Uncertain Msr Update (Msr Expires) | TRUE | FALSE | 22 | 1 | TRUE | FALSE | FALSE | FALSE | FALSE | FALSE | TRUE | FALSE | FALSE
2045 | Res-Lighting-InGen_CFLratio0347_CFLscw-23w | Residential Indoor General Lighting: CFL Lamp with integated Ballast replaces pre-existing standard lighting Wattage. Measure includes Code case. Impacts: CFL-based HOU (varies by BldgType) | DEER2014 | D13 v1.0 | 5/18/2015 | Res-Iltg-dWatt-CFL | DEER | Scaled | BaseRatio | 57 | 57 | None |  | f |  | t | Res | Any | Lighting | InGen-CFL | Ltg_Lamp | CFLint_lamp |  | ILtg-CFL-Res | Res indoor non-refl CFL base case, Total Watts = 3.47 x Msr Watts | Res indoor non-refl CFL base case, Total Watts = 3.47 x Msr Watts | CFL Lamp: Non-Reflector, 23-Watts, lm=1280 | CFLratio0347 | CFLratio0347 | CFLscw(23w) | Standard |  | f | f | DEER Lighting measure | ErRobNc |  | ILtg-Incand-Res | D08-RE-ILtg-CFL-Int-23W-Rpl-Prim | DEER1315-lt30wCFL | 1/1/2013 | 5/31/2015 | DEER2015 Uncertain Msr Update (Msr Expires) | TRUE | FALSE | 23 | 1 | TRUE | FALSE | FALSE | FALSE | FALSE | FALSE | TRUE | FALSE | FALSE
2046 | Res-Lighting-InGen_CFLratio0347_CFLscw-24w | Residential Indoor General Lighting: CFL Lamp with integated Ballast replaces pre-existing standard lighting Wattage. Measure includes Code case. Impacts: CFL-based HOU (varies by BldgType) | DEER2014 | D13 v1.0 | 5/18/2015 | Res-Iltg-dWatt-CFL | DEER | Scaled | BaseRatio | 59 | 59 | None |  | f |  | t | Res | Any | Lighting | InGen-CFL | Ltg_Lamp | CFLint_lamp |  | ILtg-CFL-Res | Res indoor non-refl CFL base case, Total Watts = 3.47 x Msr Watts | Res indoor non-refl CFL base case, Total Watts = 3.47 x Msr Watts | CFL Lamp: Non-Reflector, 24-Watts, lm=1295 | CFLratio0347 | CFLratio0347 | CFLscw(24w) | Standard |  | f | f | DEER Lighting measure | ErRobNc |  | ILtg-Incand-Res | D08-RE-ILtg-CFL-Int-24W-Rpl-Prim | DEER1315-lt30wCFL | 1/1/2013 | 5/31/2015 | DEER2015 Uncertain Msr Update (Msr Expires) | TRUE | FALSE | 24 | 1 | TRUE | FALSE | FALSE | FALSE | FALSE | FALSE | TRUE | FALSE | FALSE
2047 | Res-Lighting-InGen_CFLratio0347_CFLscw-25w | Residential Indoor General Lighting: CFL Lamp with integated Ballast replaces pre-existing standard lighting Wattage. Measure includes Code case. Impacts: CFL-based HOU (varies by BldgType) | DEER2014 | D13 v1.0 | 5/18/2015 | Res-Iltg-dWatt-CFL | DEER | Scaled | BaseRatio | 62 | 62 | None |  | f |  | t | Res | Any | Lighting | InGen-CFL | Ltg_Lamp | CFLint_lamp |  | ILtg-CFL-Res | Res indoor non-refl CFL base case, Total Watts = 3.47 x Msr Watts | Res indoor non-refl CFL base case, Total Watts = 3.47 x Msr Watts | CFL Lamp: Non-Reflector, 25-Watts, lm=1310 | CFLratio0347 | CFLratio0347 | CFLscw(25w) | Standard |  | f | f | DEER Lighting measure | ErRobNc |  | ILtg-Incand-Res | D08-RE-ILtg-CFL-Int-25W-Rpl-Prim | DEER1315-lt30wCFL | 1/1/2013 | 5/31/2015 | DEER2015 Uncertain Msr Update (Msr Expires) | TRUE | FALSE | 25 | 1 | TRUE | FALSE | FALSE | FALSE | FALSE | FALSE | TRUE | FALSE | FALSE
2048 | Res-Lighting-InGen_CFLratio0347_CFLscw-26w | Residential Indoor General Lighting: CFL Lamp with integated Ballast replaces pre-existing standard lighting Wattage. Measure includes Code case. Impacts: CFL-based HOU (varies by BldgType) | DEER2014 | D13 v1.0 | 5/18/2015 | Res-Iltg-dWatt-CFL | DEER | Scaled | BaseRatio | 64 | 64 | None |  | f |  | t | Res | Any | Lighting | InGen-CFL | Ltg_Lamp | CFLint_lamp |  | ILtg-CFL-Res | Res indoor non-refl CFL base case, Total Watts = 3.47 x Msr Watts | Res indoor non-refl CFL base case, Total Watts = 3.47 x Msr Watts | CFL Lamp: Non-Reflector, 26-Watts, lm=1368 | CFLratio0347 | CFLratio0347 | CFLscw(26w) | Standard |  | f | f | DEER Lighting measure | ErRobNc |  | ILtg-Incand-Res | D08-RE-ILtg-CFL-Int-26W-Rpl-Prim | DEER1315-lt30wCFL | 1/1/2013 | 5/31/2015 | DEER2015 Uncertain Msr Update (Msr Expires) | TRUE | FALSE | 26 | 1 | TRUE | FALSE | FALSE | FALSE | FALSE | FALSE | TRUE | FALSE | FALSE
2049 | Res-Lighting-InGen_CFLratio0347_CFLscw-27w | Residential Indoor General Lighting: CFL Lamp with integated Ballast replaces pre-existing standard lighting Wattage. Measure includes Code case. Impacts: CFL-based HOU (varies by BldgType) | DEER2014 | D13 v1.0 | 5/18/2015 | Res-Iltg-dWatt-CFL | DEER | Scaled | BaseRatio | 67 | 67 | None |  | f |  | t | Res | Any | Lighting | InGen-CFL | Ltg_Lamp | CFLint_lamp |  | ILtg-CFL-Res | Res indoor non-refl CFL base case, Total Watts = 3.47 x Msr Watts | Res indoor non-refl CFL base case, Total Watts = 3.47 x Msr Watts | CFL Lamp: Non-Reflector, 27-Watts, lm=1427 | CFLratio0347 | CFLratio0347 | CFLscw(27w) | Standard |  | f | f | DEER Lighting measure | ErRobNc |  | ILtg-Incand-Res | D08-RE-ILtg-CFL-Int-27W-Rpl-Prim | DEER1315-lt30wCFL | 1/1/2013 | 5/31/2015 | DEER2015 Uncertain Msr Update (Msr Expires) | TRUE | FALSE | 27 | 1 | TRUE | FALSE | FALSE | FALSE | FALSE | FALSE | TRUE | FALSE | FALSE
2050 | Res-Lighting-InGen_CFLratio0347_CFLscw-28w | Residential Indoor General Lighting: CFL Lamp with integated Ballast replaces pre-existing standard lighting Wattage. Measure includes Code case. Impacts: CFL-based HOU (varies by BldgType) | DEER2014 | D13 v1.0 | 5/18/2015 | Res-Iltg-dWatt-CFL | DEER | Scaled | BaseRatio | 69 | 69 | None |  | f |  | t | Res | Any | Lighting | InGen-CFL | Ltg_Lamp | CFLint_lamp |  | ILtg-CFL-Res | Res indoor non-refl CFL base case, Total Watts = 3.47 x Msr Watts | Res indoor non-refl CFL base case, Total Watts = 3.47 x Msr Watts | CFL Lamp: Non-Reflector, 28-Watts, lm=1485 | CFLratio0347 | CFLratio0347 | CFLscw(28w) | Standard |  | f | f | DEER Lighting measure | ErRobNc |  | ILtg-Incand-Res | D08-RE-ILtg-CFL-Int-28W-Rpl-Prim | DEER1315-lt30wCFL | 1/1/2013 | 5/31/2015 | DEER2015 Uncertain Msr Update (Msr Expires) | TRUE | FALSE | 28 | 1 | TRUE | FALSE | FALSE | FALSE | FALSE | FALSE | TRUE | FALSE | FALSE
2051 | Res-Lighting-InGen_CFLratio0347_CFLscw-29w | Residential Indoor General Lighting: CFL Lamp with integated Ballast replaces pre-existing standard lighting Wattage. Measure includes Code case. Impacts: CFL-based HOU (varies by BldgType) | DEER2014 | D13 v1.0 | 5/18/2015 | Res-Iltg-dWatt-CFL | DEER | Scaled | BaseRatio | 72 | 72 | None |  | f |  | t | Res | Any | Lighting | InGen-CFL | Ltg_Lamp | CFLint_lamp |  | ILtg-CFL-Res | Res indoor non-refl CFL base case, Total Watts = 3.47 x Msr Watts | Res indoor non-refl CFL base case, Total Watts = 3.47 x Msr Watts | CFL Lamp: Non-Reflector, 29-Watts | CFLratio0347 | CFLratio0347 | CFLscw(29w) | Standard |  | f | f | DEER Lighting measure | ErRobNc |  | ILtg-Incand-Res |  | DEER1315-lt30wCFL | 1/1/2013 | 5/31/2015 | DEER2015 Uncertain Msr Update (Msr Expires) | TRUE | FALSE | 29 | 1 | TRUE | FALSE | FALSE | FALSE | FALSE | FALSE | TRUE | FALSE | FALSE
2052 | Res-Lighting-InGen_CFLratio0347_CFLscw-30w | Residential Indoor General Lighting: CFL Lamp with integated Ballast replaces pre-existing standard lighting Wattage. Measure includes Code case. Impacts: CFL-based HOU (varies by BldgType) | DEER2014 | D13 v1.0 | 5/18/2015 | Res-Iltg-dWatt-CFL | DEER | Scaled | BaseRatio | 74 | 74 | None |  | f |  | t | Res | Any | Lighting | InGen-CFL | Ltg_Lamp | CFLint_lamp |  | ILtg-CFL-Res | Res indoor non-refl CFL base case, Total Watts = 3.47 x Msr Watts | Res indoor non-refl CFL base case, Total Watts = 3.47 x Msr Watts | CFL Lamp: Non-Reflector, 30-Watts | CFLratio0347 | CFLratio0347 | CFLscw(30w) | Standard |  | f | f | DEER Lighting measure | ErRobNc |  | ILtg-Incand-Res | D08-RE-ILtg-CFL-Int-30W-Rpl-Prim | DEER1315-lt30wCFL | 1/1/2013 | 5/31/2015 | DEER2015 Uncertain Msr Update (Msr Expires) | TRUE | FALSE | 30 | 1 | TRUE | FALSE | FALSE | FALSE | FALSE | FALSE | TRUE | FALSE | FALSE
2053 | Res-Lighting-InGen_CFLratio0347_CFLscw-31w | Residential Indoor General Lighting: CFL Lamp with integated Ballast replaces pre-existing standard lighting Wattage. Measure includes Code case. Impacts: CFL-based HOU (varies by BldgType) | DEER2014 | D13 v1.0 | 5/18/2015 | Res-Iltg-dWatt-CFL | DEER | Scaled | BaseRatio | 77 | 77 | None |  | f |  | t | Res | Any | Lighting | InGen-CFL | Ltg_Lamp | CFLint_lamp |  | ILtg-CFL-Res | Res indoor non-refl CFL base case, Total Watts = 3.47 x Msr Watts | Res indoor non-refl CFL base case, Total Watts = 3.47 x Msr Watts | CFL Lamp: Non-Reflector, 31-Watts | CFLratio0347 | CFLratio0347 | CFLscw(31w) | Standard | Transition to new HOU begins 1/1/2016 as part of DEER2016 | f | f | DEER Lighting measure | ErRobNc |  | ILtg-Incand-Res | D08-RE-ILtg-CFL-Int-36W-Rpl-Prim | DEER1315end | 1/1/2013 | 2015-12-31 | DEER2016 Update (Msr Expires) | TRUE | FALSE | 31 | 0 | TRUE | FALSE | FALSE | FALSE | FALSE | FALSE | FALSE | TRUE | FALSE
2054 | Res-Lighting-InGen_CFLratio0347_CFLscw-32w | Residential Indoor General Lighting: CFL Lamp with integated Ballast replaces pre-existing standard lighting Wattage. Measure includes Code case. Impacts: CFL-based HOU (varies by BldgType) | DEER2014 | D13 v1.0 | 5/18/2015 | Res-Iltg-dWatt-CFL | DEER | Scaled | BaseRatio | 79 | 79 | None |  | f |  | t | Res | Any | Lighting | InGen-CFL | Ltg_Lamp | CFLint_lamp |  | ILtg-CFL-Res | Res indoor non-refl CFL base case, Total Watts = 3.47 x Msr Watts | Res indoor non-refl CFL base case, Total Watts = 3.47 x Msr Watts | CFL Lamp: Non-Reflector, 32-Watts | CFLratio0347 | CFLratio0347 | CFLscw(32w) | Standard | Transition to new HOU begins 1/1/2016 as part of DEER2016 | f | f | DEER Lighting measure | ErRobNc |  | ILtg-Incand-Res | D08-RE-ILtg-CFL-Int-40W-Rpl-Prim | DEER1315end | 1/1/2013 | 2015-12-31 | DEER2016 Update (Msr Expires) | TRUE | FALSE | 32 | 0 | TRUE | FALSE | FALSE | FALSE | FALSE | FALSE | FALSE | TRUE | FALSE
2055 | Res-Lighting-InGen_CFLratio0347_CFLscw-3w | Residential Indoor General Lighting: CFL Lamp with integated Ballast replaces pre-existing standard lighting Wattage. Measure includes Code case. Impacts: CFL-based HOU (varies by BldgType) | DEER2014 | D13 v1.0 | 5/18/2015 | Res-Iltg-dWatt-CFL | DEER | Scaled | BaseRatio | 7 | 7 | None |  | f |  | t | Res | Any | Lighting | InGen-CFL | Ltg_Lamp | CFLint_lamp |  | ILtg-CFL-Res | Res indoor non-refl CFL base case, Total Watts = 3.47 x Msr Watts | Res indoor non-refl CFL base case, Total Watts = 3.47 x Msr Watts | CFL Lamp: Non-Reflector, 3-Watts | CFLratio0347 | CFLratio0347 | CFLscw(3w) | Standard |  | f | f | DEER Lighting measure | ErRobNc |  | ILtg-Incand-Res |  | DEER1315-lt30wCFL | 1/1/2013 | 5/31/2015 | DEER2015 Uncertain Msr Update (Msr Expires) | TRUE | FALSE | 3 | 1 | TRUE | FALSE | FALSE | FALSE | FALSE | FALSE | TRUE | FALSE | FALSE
2056 | Res-Lighting-InGen_CFLratio0347_CFLscw-42w | Residential Indoor General Lighting: CFL Lamp with integated Ballast replaces pre-existing standard lighting Wattage. Measure includes Code case. Impacts: CFL-based HOU (varies by BldgType) | DEER2014 | D13 v1.0 | 5/18/2015 | Res-Iltg-dWatt-CFL | DEER | Scaled | BaseRatio | 104 | 104 | None |  | f |  | t | Res | Any | Lighting | InGen-CFL | Ltg_Lamp | CFLint_lamp |  | ILtg-CFL-Res | Res indoor non-refl CFL base case, Total Watts = 3.47 x Msr Watts | Res indoor non-refl CFL base case, Total Watts = 3.47 x Msr Watts | CFL Lamp: Non-Reflector, 42-Watts | CFLratio0347 | CFLratio0347 | CFLscw(42w) | Standard | Transition to new HOU begins 1/1/2016 as part of DEER2016 | f | f | DEER Lighting measure | ErRobNc |  | ILtg-Incand-Res |  | DEER1315end | 1/1/2013 | 2015-12-31 | DEER2016 Update (Msr Expires) | TRUE | FALSE | 42 | 0 | TRUE | FALSE | FALSE | FALSE | FALSE | FALSE | FALSE | TRUE | FALSE
2057 | Res-Lighting-InGen_CFLratio0347_CFLscw-4w | Residential Indoor General Lighting: CFL Lamp with integated Ballast replaces pre-existing standard lighting Wattage. Measure includes Code case. Impacts: CFL-based HOU (varies by BldgType) | DEER2014 | D13 v1.0 | 5/18/2015 | Res-Iltg-dWatt-CFL | DEER | Scaled | BaseRatio | 10 | 10 | None |  | f |  | t | Res | Any | Lighting | InGen-CFL | Ltg_Lamp | CFLint_lamp |  | ILtg-CFL-Res | Res indoor non-refl CFL base case, Total Watts = 3.47 x Msr Watts | Res indoor non-refl CFL base case, Total Watts = 3.47 x Msr Watts | CFL Lamp: Non-Reflector, 4-Watts | CFLratio0347 | CFLratio0347 | CFLscw(4w) | Standard |  | f | f | DEER Lighting measure | ErRobNc |  | ILtg-Incand-Res |  | DEER1315-lt30wCFL | 1/1/2013 | 5/31/2015 | DEER2015 Uncertain Msr Update (Msr Expires) | TRUE | FALSE | 4 | 1 | TRUE | FALSE | FALSE | FALSE | FALSE | FALSE | TRUE | FALSE | FALSE
2058 | Res-Lighting-InGen_CFLratio0347_CFLscw-55w | Residential Indoor General Lighting: CFL Lamp with integated Ballast replaces pre-existing standard lighting Wattage. Measure includes Code case. Impacts: CFL-based HOU (varies by BldgType) | DEER2014 | D13 v1.0 | 5/18/2015 | Res-Iltg-dWatt-CFL | DEER | Scaled | BaseRatio | 136 | 136 | None |  | f |  | t | Res | Any | Lighting | InGen-CFL | Ltg_Lamp | CFLint_lamp |  | ILtg-CFL-Res | Res indoor non-refl CFL base case, Total Watts = 3.47 x Msr Watts | Res indoor non-refl CFL base case, Total Watts = 3.47 x Msr Watts | CFL Lamp: Non-Reflector, 55-Watts | CFLratio0347 | CFLratio0347 | CFLscw(55w) | Standard | Transition to new HOU begins 1/1/2016 as part of DEER2016 | f | f | DEER Lighting measure | ErRobNc |  | ILtg-Incand-Res |  | DEER1315end | 1/1/2013 | 2015-12-31 | DEER2016 Update (Msr Expires) | TRUE | FALSE | 55 | 0 | TRUE | FALSE | FALSE | FALSE | FALSE | FALSE | FALSE | TRUE | FALSE
2059 | Res-Lighting-InGen_CFLratio0347_CFLscw-5w | Residential Indoor General Lighting: CFL Lamp with integated Ballast replaces pre-existing standard lighting Wattage. Measure includes Code case. Impacts: CFL-based HOU (varies by BldgType) | DEER2014 | D13 v1.0 | 5/18/2015 | Res-Iltg-dWatt-CFL | DEER | Scaled | BaseRatio | 12 | 12 | None |  | f |  | t | Res | Any | Lighting | InGen-CFL | Ltg_Lamp | CFLint_lamp |  | ILtg-CFL-Res | Res indoor non-refl CFL base case, Total Watts = 3.47 x Msr Watts | Res indoor non-refl CFL base case, Total Watts = 3.47 x Msr Watts | CFL Lamp: Non-Reflector, 5-Watts | CFLratio0347 | CFLratio0347 | CFLscw(5w) | Standard |  | f | f | DEER Lighting measure | ErRobNc |  | ILtg-Incand-Res |  | DEER1315-lt30wCFL | 1/1/2013 | 5/31/2015 | DEER2015 Uncertain Msr Update (Msr Expires) | TRUE | FALSE | 5 | 1 | TRUE | FALSE | FALSE | FALSE | FALSE | FALSE | TRUE | FALSE | FALSE
2060 | Res-Lighting-InGen_CFLratio0347_CFLscw-60w | Residential Indoor General Lighting: CFL Lamp with integated Ballast replaces pre-existing standard lighting Wattage. Measure includes Code case. Impacts: CFL-based HOU (varies by BldgType) | DEER2014 | D13 v1.0 | 5/18/2015 | Res-Iltg-dWatt-CFL | DEER | Scaled | BaseRatio | 148 | 148 | None |  | f |  | t | Res | Any | Lighting | InGen-CFL | Ltg_Lamp | CFLint_lamp |  | ILtg-CFL-Res | Res indoor non-refl CFL base case, Total Watts = 3.47 x Msr Watts | Res indoor non-refl CFL base case, Total Watts = 3.47 x Msr Watts | CFL Lamp: Non-Reflector, 60-Watts | CFLratio0347 | CFLratio0347 | CFLscw(60w) | Standard | Transition to new HOU begins 1/1/2016 as part of DEER2016 | f | f | DEER Lighting measure | ErRobNc |  | ILtg-Incand-Res |  | DEER1315end | 1/1/2013 | 2015-12-31 | DEER2016 Update (Msr Expires) | TRUE | FALSE | 60 | 0 | TRUE | FALSE | FALSE | FALSE | FALSE | FALSE | FALSE | TRUE | FALSE
2061 | Res-Lighting-InGen_CFLratio0347_CFLscw-6w | Residential Indoor General Lighting: CFL Lamp with integated Ballast replaces pre-existing standard lighting Wattage. Measure includes Code case. Impacts: CFL-based HOU (varies by BldgType) | DEER2014 | D13 v1.0 | 5/18/2015 | Res-Iltg-dWatt-CFL | DEER | Scaled | BaseRatio | 15 | 15 | None |  | f |  | t | Res | Any | Lighting | InGen-CFL | Ltg_Lamp | CFLint_lamp |  | ILtg-CFL-Res | Res indoor non-refl CFL base case, Total Watts = 3.47 x Msr Watts | Res indoor non-refl CFL base case, Total Watts = 3.47 x Msr Watts | CFL Lamp: Non-Reflector, 6-Watts | CFLratio0347 | CFLratio0347 | CFLscw(6w) | Standard |  | f | f | DEER Lighting measure | ErRobNc |  | ILtg-Incand-Res |  | DEER1315-lt30wCFL | 1/1/2013 | 5/31/2015 | DEER2015 Uncertain Msr Update (Msr Expires) | TRUE | FALSE | 6 | 1 | TRUE | FALSE | FALSE | FALSE | FALSE | FALSE | TRUE | FALSE | FALSE
2062 | Res-Lighting-InGen_CFLratio0347_CFLscw-7w | Residential Indoor General Lighting: CFL Lamp with integated Ballast replaces pre-existing standard lighting Wattage. Measure includes Code case. Impacts: CFL-based HOU (varies by BldgType) | DEER2014 | D13 v1.0 | 5/18/2015 | Res-Iltg-dWatt-CFL | DEER | Scaled | BaseRatio | 17 | 17 | None |  | f |  | t | Res | Any | Lighting | InGen-CFL | Ltg_Lamp | CFLint_lamp |  | ILtg-CFL-Res | Res indoor non-refl CFL base case, Total Watts = 3.47 x Msr Watts | Res indoor non-refl CFL base case, Total Watts = 3.47 x Msr Watts | CFL Lamp: Non-Reflector, 7-Watts, lm=296 | CFLratio0347 | CFLratio0347 | CFLscw(7w) | Standard |  | f | f | DEER Lighting measure | ErRobNc |  | ILtg-Incand-Res |  | DEER1315-lt30wCFL | 1/1/2013 | 5/31/2015 | DEER2015 Uncertain Msr Update (Msr Expires) | TRUE | FALSE | 7 | 1 | TRUE | FALSE | FALSE | FALSE | FALSE | FALSE | TRUE | FALSE | FALSE
2063 | Res-Lighting-InGen_CFLratio0347_CFLscw-80w | Residential Indoor General Lighting: CFL Lamp with integated Ballast replaces pre-existing standard lighting Wattage. Measure includes Code case. Impacts: CFL-based HOU (varies by BldgType) | DEER2014 | D13 v1.0 | 5/18/2015 | Res-Iltg-dWatt-CFL | DEER | Scaled | BaseRatio | 198 | 198 | None |  | f |  | t | Res | Any | Lighting | InGen-CFL | Ltg_Lamp | CFLint_lamp |  | ILtg-CFL-Res | Res indoor non-refl CFL base case, Total Watts = 3.47 x Msr Watts | Res indoor non-refl CFL base case, Total Watts = 3.47 x Msr Watts | CFL Lamp: Non-Reflector, 80-Watts | CFLratio0347 | CFLratio0347 | CFLscw(80w) | Standard | Transition to new HOU begins 1/1/2016 as part of DEER2016 | f | f | DEER Lighting measure | ErRobNc |  | ILtg-Incand-Res |  | DEER1315end | 1/1/2013 | 2015-12-31 | DEER2016 Update (Msr Expires) | TRUE | FALSE | 80 | 0 | TRUE | FALSE | FALSE | FALSE | FALSE | FALSE | FALSE | TRUE | FALSE
2064 | Res-Lighting-InGen_CFLratio0347_CFLscw-8w | Residential Indoor General Lighting: CFL Lamp with integated Ballast replaces pre-existing standard lighting Wattage. Measure includes Code case. Impacts: CFL-based HOU (varies by BldgType) | DEER2014 | D13 v1.0 | 5/18/2015 | Res-Iltg-dWatt-CFL | DEER | Scaled | BaseRatio | 20 | 20 | None |  | f |  | t | Res | Any | Lighting | InGen-CFL | Ltg_Lamp | CFLint_lamp |  | ILtg-CFL-Res | Res indoor non-refl CFL base case, Total Watts = 3.47 x Msr Watts | Res indoor non-refl CFL base case, Total Watts = 3.47 x Msr Watts | CFL Lamp: Non-Reflector, 8-Watts, lm=320 | CFLratio0347 | CFLratio0347 | CFLscw(8w) | Standard |  | f | f | DEER Lighting measure | ErRobNc |  | ILtg-Incand-Res |  | DEER1315-lt30wCFL | 1/1/2013 | 5/31/2015 | DEER2015 Uncertain Msr Update (Msr Expires) | TRUE | FALSE | 8 | 1 | TRUE | FALSE | FALSE | FALSE | FALSE | FALSE | TRUE | FALSE | FALSE
2065 | Res-Lighting-InGen_CFLratio0347_CFLscw-9w | Residential Indoor General Lighting: CFL Lamp with integated Ballast replaces pre-existing standard lighting Wattage. Measure includes Code case. Impacts: CFL-based HOU (varies by BldgType) | DEER2014 | D13 v1.0 | 5/18/2015 | Res-Iltg-dWatt-CFL | DEER | Scaled | BaseRatio | 22 | 22 | None |  | f |  | t | Res | Any | Lighting | InGen-CFL | Ltg_Lamp | CFLint_lamp |  | ILtg-CFL-Res | Res indoor non-refl CFL base case, Total Watts = 3.47 x Msr Watts | Res indoor non-refl CFL base case, Total Watts = 3.47 x Msr Watts | CFL Lamp: Non-Reflector, 9-Watts, lm=344 | CFLratio0347 | CFLratio0347 | CFLscw(9w) | Standard |  | f | f | DEER Lighting measure | ErRobNc |  | ILtg-Incand-Res |  | DEER1315-lt30wCFL | 1/1/2013 | 5/31/2015 | DEER2015 Uncertain Msr Update (Msr Expires) | TRUE | FALSE | 9 | 1 | TRUE | FALSE | FALSE | FALSE | FALSE | FALSE | TRUE | FALSE | FALSE
2066 | Res-Lighting-InGen_CFLratio0409_CFLscw-Refl-100w | Residential Indoor General Lighting: CFL Lamp with integated Ballast replaces pre-existing standard lighting Wattage. Measure includes Code case. Impacts: CFL-based HOU (varies by BldgType) | DEER2014 | D13 v1.0 | 5/18/2015 | Res-Iltg-dWatt-CFL | DEER | Scaled | BaseRatio | 309 | 309 | None |  | f |  | t | Res | Any | Lighting | InGen-CFL | Ltg_Lamp | CFLint_lamp |  | ILtg-CFL-Res | Res indoor Reflector CFL base case, Total Watts = 4.09 x Msr Watts | Res indoor Reflector CFL base case, Total Watts = 4.09 x Msr Watts | CFL Lamp: Reflector, 100-Watts | CFLratio0409 | CFLratio0409 | CFLscw-Refl(100w) | Standard | Transition to new HOU begins 1/1/2016 as part of DEER2016 | f | f | DEER Lighting measure | ErRobNc |  | ILtg-Incand-Res |  | DEER1315end | 1/1/2013 | 2015-12-31 | DEER2016 Update (Msr Expires) | TRUE | FALSE | 100 | 0 | TRUE | TRUE | FALSE | FALSE | FALSE | FALSE | FALSE | TRUE | FALSE
2067 | Res-Lighting-InGen_CFLratio0409_CFLscw-Refl-10w | Residential Indoor General Lighting: CFL Lamp with integated Ballast replaces pre-existing standard lighting Wattage. Measure includes Code case. Impacts: CFL-based HOU (varies by BldgType) | DEER2014 | D13 v1.0 | 5/18/2015 | Res-Iltg-dWatt-CFL | DEER | Scaled | BaseRatio | 31 | 31 | None |  | f |  | t | Res | Any | Lighting | InGen-CFL | Ltg_Lamp | CFLint_lamp |  | ILtg-CFL-Res | Res indoor Reflector CFL base case, Total Watts = 4.09 x Msr Watts | Res indoor Reflector CFL base case, Total Watts = 4.09 x Msr Watts | CFL Lamp: Reflector, 10-Watts | CFLratio0409 | CFLratio0409 | CFLscw-Refl(10w) | Standard |  | f | f | DEER Lighting measure | ErRobNc |  | ILtg-Incand-Res |  | DEER1315-lt30wCFL | 1/1/2013 | 5/31/2015 | DEER2015 Uncertain Msr Update (Msr Expires) | TRUE | FALSE | 10 | 1 | TRUE | TRUE | FALSE | FALSE | FALSE | FALSE | TRUE | FALSE | FALSE
2068 | Res-Lighting-InGen_CFLratio0409_CFLscw-Refl-11w | Residential Indoor General Lighting: CFL Lamp with integated Ballast replaces pre-existing standard lighting Wattage. Measure includes Code case. Impacts: CFL-based HOU (varies by BldgType) | DEER2014 | D13 v1.0 | 5/18/2015 | Res-Iltg-dWatt-CFL | DEER | Scaled | BaseRatio | 34 | 34 | None |  | f |  | t | Res | Any | Lighting | InGen-CFL | Ltg_Lamp | CFLint_lamp |  | ILtg-CFL-Res | Res indoor Reflector CFL base case, Total Watts = 4.09 x Msr Watts | Res indoor Reflector CFL base case, Total Watts = 4.09 x Msr Watts | CFL Lamp: Reflector, 11-Watts | CFLratio0409 | CFLratio0409 | CFLscw-Refl(11w) | Standard |  | f | f | DEER Lighting measure | ErRobNc |  | ILtg-Incand-Res |  | DEER1315-lt30wCFL | 1/1/2013 | 5/31/2015 | DEER2015 Uncertain Msr Update (Msr Expires) | TRUE | FALSE | 11 | 1 | TRUE | TRUE | FALSE | FALSE | FALSE | FALSE | TRUE | FALSE | FALSE
2069 | Res-Lighting-InGen_CFLratio0409_CFLscw-Refl-12w | Residential Indoor General Lighting: CFL Lamp with integated Ballast replaces pre-existing standard lighting Wattage. Measure includes Code case. Impacts: CFL-based HOU (varies by BldgType) | DEER2014 | D13 v1.0 | 5/18/2015 | Res-Iltg-dWatt-CFL | DEER | Scaled | BaseRatio | 37 | 37 | None |  | f |  | t | Res | Any | Lighting | InGen-CFL | Ltg_Lamp | CFLint_lamp |  | ILtg-CFL-Res | Res indoor Reflector CFL base case, Total Watts = 4.09 x Msr Watts | Res indoor Reflector CFL base case, Total Watts = 4.09 x Msr Watts | CFL Lamp: Reflector, 12-Watts | CFLratio0409 | CFLratio0409 | CFLscw-Refl(12w) | Standard |  | f | f | DEER Lighting measure | ErRobNc |  | ILtg-Incand-Res |  | DEER1315-lt30wCFL | 1/1/2013 | 5/31/2015 | DEER2015 Uncertain Msr Update (Msr Expires) | TRUE | FALSE | 12 | 1 | TRUE | TRUE | FALSE | FALSE | FALSE | FALSE | TRUE | FALSE | FALSE
2070 | Res-Lighting-InGen_CFLratio0409_CFLscw-Refl-13w | Residential Indoor General Lighting: CFL Lamp with integated Ballast replaces pre-existing standard lighting Wattage. Measure includes Code case. Impacts: CFL-based HOU (varies by BldgType) | DEER2014 | D13 v1.0 | 5/18/2015 | Res-Iltg-dWatt-CFL | DEER | Scaled | BaseRatio | 40 | 40 | None |  | f |  | t | Res | Any | Lighting | InGen-CFL | Ltg_Lamp | CFLint_lamp |  | ILtg-CFL-Res | Res indoor Reflector CFL base case, Total Watts = 4.09 x Msr Watts | Res indoor Reflector CFL base case, Total Watts = 4.09 x Msr Watts | CFL Lamp: Reflector, 13-Watts | CFLratio0409 | CFLratio0409 | CFLscw-Refl(13w) | Standard |  | f | f | DEER Lighting measure | ErRobNc |  | ILtg-Incand-Res |  | DEER1315-lt30wCFL | 1/1/2013 | 5/31/2015 | DEER2015 Uncertain Msr Update (Msr Expires) | TRUE | FALSE | 13 | 1 | TRUE | TRUE | FALSE | FALSE | FALSE | FALSE | TRUE | FALSE | FALSE
2071 | Res-Lighting-InGen_CFLratio0409_CFLscw-Refl-14w | Residential Indoor General Lighting: CFL Lamp with integated Ballast replaces pre-existing standard lighting Wattage. Measure includes Code case. Impacts: CFL-based HOU (varies by BldgType) | DEER2014 | D13 v1.0 | 5/18/2015 | Res-Iltg-dWatt-CFL | DEER | Scaled | BaseRatio | 43 | 43 | None |  | f |  | t | Res | Any | Lighting | InGen-CFL | Ltg_Lamp | CFLint_lamp |  | ILtg-CFL-Res | Res indoor Reflector CFL base case, Total Watts = 4.09 x Msr Watts | Res indoor Reflector CFL base case, Total Watts = 4.09 x Msr Watts | CFL Lamp: Reflector, 14-Watts | CFLratio0409 | CFLratio0409 | CFLscw-Refl(14w) | Standard |  | f | f | DEER Lighting measure | ErRobNc |  | ILtg-Incand-Res |  | DEER1315-lt30wCFL | 1/1/2013 | 5/31/2015 | DEER2015 Uncertain Msr Update (Msr Expires) | TRUE | FALSE | 14 | 1 | TRUE | TRUE | FALSE | FALSE | FALSE | FALSE | TRUE | FALSE | FALSE
2072 | Res-Lighting-InGen_CFLratio0409_CFLscw-Refl-150w | Residential Indoor General Lighting: CFL Lamp with integated Ballast replaces pre-existing standard lighting Wattage. Measure includes Code case. Impacts: CFL-based HOU (varies by BldgType) | DEER2014 | D13 v1.0 | 5/18/2015 | Res-Iltg-dWatt-CFL | DEER | Scaled | BaseRatio | 464 | 464 | None |  | f |  | t | Res | Any | Lighting | InGen-CFL | Ltg_Lamp | CFLint_lamp |  | ILtg-CFL-Res | Res indoor Reflector CFL base case, Total Watts = 4.09 x Msr Watts | Res indoor Reflector CFL base case, Total Watts = 4.09 x Msr Watts | CFL Lamp: Reflector, 150-Watts | CFLratio0409 | CFLratio0409 | CFLscw-Refl(150w) | Standard | Transition to new HOU begins 1/1/2016 as part of DEER2016 | f | f | DEER Lighting measure | ErRobNc |  | ILtg-Incand-Res |  | DEER1315end | 1/1/2013 | 2015-12-31 | DEER2016 Update (Msr Expires) | TRUE | FALSE | 150 | 0 | TRUE | TRUE | FALSE | FALSE | FALSE | FALSE | FALSE | TRUE | FALSE
2073 | Res-Lighting-InGen_CFLratio0409_CFLscw-Refl-15w | Residential Indoor General Lighting: CFL Lamp with integated Ballast replaces pre-existing standard lighting Wattage. Measure includes Code case. Impacts: CFL-based HOU (varies by BldgType) | DEER2014 | D13 v1.0 | 5/18/2015 | Res-Iltg-dWatt-CFL | DEER | Scaled | BaseRatio | 46 | 46 | None |  | f |  | t | Res | Any | Lighting | InGen-CFL | Ltg_Lamp | CFLint_lamp |  | ILtg-CFL-Res | Res indoor Reflector CFL base case, Total Watts = 4.09 x Msr Watts | Res indoor Reflector CFL base case, Total Watts = 4.09 x Msr Watts | CFL Lamp: Reflector, 15-Watts, lm=565 | CFLratio0409 | CFLratio0409 | CFLscw-Refl-1(15w) | Standard |  | f | f | DEER Lighting measure | ErRobNc |  | ILtg-Incand-Res |  | DEER1315-lt30wCFL | 1/1/2013 | 5/31/2015 | DEER2015 Uncertain Msr Update (Msr Expires) | TRUE | FALSE | 15 | 1 | TRUE | TRUE | FALSE | FALSE | FALSE | FALSE | TRUE | FALSE | FALSE
2074 | Res-Lighting-InGen_CFLratio0409_CFLscw-Refl-16w | Residential Indoor General Lighting: CFL Lamp with integated Ballast replaces pre-existing standard lighting Wattage. Measure includes Code case. Impacts: CFL-based HOU (varies by BldgType) | DEER2014 | D13 v1.0 | 5/18/2015 | Res-Iltg-dWatt-CFL | DEER | Scaled | BaseRatio | 49 | 49 | None |  | f |  | t | Res | Any | Lighting | InGen-CFL | Ltg_Lamp | CFLint_lamp |  | ILtg-CFL-Res | Res indoor Reflector CFL base case, Total Watts = 4.09 x Msr Watts | Res indoor Reflector CFL base case, Total Watts = 4.09 x Msr Watts | CFL Lamp: Reflector, 16-Watts, lm=604 | CFLratio0409 | CFLratio0409 | CFLscw-Refl(16w) | Standard |  | f | f | DEER Lighting measure | ErRobNc |  | ILtg-Incand-Res |  | DEER1315-lt30wCFL | 1/1/2013 | 5/31/2015 | DEER2015 Uncertain Msr Update (Msr Expires) | TRUE | FALSE | 16 | 1 | TRUE | TRUE | FALSE | FALSE | FALSE | FALSE | TRUE | FALSE | FALSE
2075 | Res-Lighting-InGen_CFLratio0409_CFLscw-Refl-17w | Residential Indoor General Lighting: CFL Lamp with integated Ballast replaces pre-existing standard lighting Wattage. Measure includes Code case. Impacts: CFL-based HOU (varies by BldgType) | DEER2014 | D13 v1.0 | 5/18/2015 | Res-Iltg-dWatt-CFL | DEER | Scaled | BaseRatio | 53 | 53 | None |  | f |  | t | Res | Any | Lighting | InGen-CFL | Ltg_Lamp | CFLint_lamp |  | ILtg-CFL-Res | Res indoor Reflector CFL base case, Total Watts = 4.09 x Msr Watts | Res indoor Reflector CFL base case, Total Watts = 4.09 x Msr Watts | CFL Lamp: Reflector, 17-Watts, lm=644 | CFLratio0409 | CFLratio0409 | CFLscw-Refl(17w) | Standard |  | f | f | DEER Lighting measure | ErRobNc |  | ILtg-Incand-Res |  | DEER1315-lt30wCFL | 1/1/2013 | 5/31/2015 | DEER2015 Uncertain Msr Update (Msr Expires) | TRUE | FALSE | 17 | 1 | TRUE | TRUE | FALSE | FALSE | FALSE | FALSE | TRUE | FALSE | FALSE
2076 | Res-Lighting-InGen_CFLratio0409_CFLscw-Refl-18w | Residential Indoor General Lighting: CFL Lamp with integated Ballast replaces pre-existing standard lighting Wattage. Measure includes Code case. Impacts: CFL-based HOU (varies by BldgType) | DEER2014 | D13 v1.0 | 5/18/2015 | Res-Iltg-dWatt-CFL | DEER | Scaled | BaseRatio | 56 | 56 | None |  | f |  | t | Res | Any | Lighting | InGen-CFL | Ltg_Lamp | CFLint_lamp |  | ILtg-CFL-Res | Res indoor Reflector CFL base case, Total Watts = 4.09 x Msr Watts | Res indoor Reflector CFL base case, Total Watts = 4.09 x Msr Watts | CFL Lamp: Reflector, 18-Watts, lm=683 | CFLratio0409 | CFLratio0409 | CFLscw-Refl(18w) | Standard |  | f | f | DEER Lighting measure | ErRobNc |  | ILtg-Incand-Res |  | DEER1315-lt30wCFL | 1/1/2013 | 5/31/2015 | DEER2015 Uncertain Msr Update (Msr Expires) | TRUE | FALSE | 18 | 1 | TRUE | TRUE | FALSE | FALSE | FALSE | FALSE | TRUE | FALSE | FALSE
2077 | Res-Lighting-InGen_CFLratio0409_CFLscw-Refl-19w | Residential Indoor General Lighting: CFL Lamp with integated Ballast replaces pre-existing standard lighting Wattage. Measure includes Code case. Impacts: CFL-based HOU (varies by BldgType) | DEER2014 | D13 v1.0 | 5/18/2015 | Res-Iltg-dWatt-CFL | DEER | Scaled | BaseRatio | 59 | 59 | None |  | f |  | t | Res | Any | Lighting | InGen-CFL | Ltg_Lamp | CFLint_lamp |  | ILtg-CFL-Res | Res indoor Reflector CFL base case, Total Watts = 4.09 x Msr Watts | Res indoor Reflector CFL base case, Total Watts = 4.09 x Msr Watts | CFL Lamp: Reflector, 19-Watts, lm=723 | CFLratio0409 | CFLratio0409 | CFLscw-Refl(19w) | Standard |  | f | f | DEER Lighting measure | ErRobNc |  | ILtg-Incand-Res |  | DEER1315-lt30wCFL | 1/1/2013 | 5/31/2015 | DEER2015 Uncertain Msr Update (Msr Expires) | TRUE | FALSE | 19 | 1 | TRUE | TRUE | FALSE | FALSE | FALSE | FALSE | TRUE | FALSE | FALSE
2078 | Res-Lighting-InGen_CFLratio0409_CFLscw-Refl-200w | Residential Indoor General Lighting: CFL Lamp with integated Ballast replaces pre-existing standard lighting Wattage. Measure includes Code case. Impacts: CFL-based HOU (varies by BldgType) | DEER2014 | D13 v1.0 | 5/18/2015 | Res-Iltg-dWatt-CFL | DEER | Scaled | BaseRatio | 618 | 618 | None |  | f |  | t | Res | Any | Lighting | InGen-CFL | Ltg_Lamp | CFLint_lamp |  | ILtg-CFL-Res | Res indoor Reflector CFL base case, Total Watts = 4.09 x Msr Watts | Res indoor Reflector CFL base case, Total Watts = 4.09 x Msr Watts | CFL Lamp: Reflector, 200-Watts | CFLratio0409 | CFLratio0409 | CFLscw-Refl(200w) | Standard | Transition to new HOU begins 1/1/2016 as part of DEER2016 | f | f | DEER Lighting measure | ErRobNc |  | ILtg-Incand-Res |  | DEER1315end | 1/1/2013 | 2015-12-31 | DEER2016 Update (Msr Expires) | TRUE | FALSE | 200 | 0 | TRUE | TRUE | FALSE | FALSE | FALSE | FALSE | FALSE | TRUE | FALSE
2079 | Res-Lighting-InGen_CFLratio0409_CFLscw-Refl-20w | Residential Indoor General Lighting: CFL Lamp with integated Ballast replaces pre-existing standard lighting Wattage. Measure includes Code case. Impacts: CFL-based HOU (varies by BldgType) | DEER2014 | D13 v1.0 | 5/18/2015 | Res-Iltg-dWatt-CFL | DEER | Scaled | BaseRatio | 62 | 62 | None |  | f |  | t | Res | Any | Lighting | InGen-CFL | Ltg_Lamp | CFLint_lamp |  | ILtg-CFL-Res | Res indoor Reflector CFL base case, Total Watts = 4.09 x Msr Watts | Res indoor Reflector CFL base case, Total Watts = 4.09 x Msr Watts | CFL Lamp: Reflector, 20-Watts, lm=762 | CFLratio0409 | CFLratio0409 | CFLscw-Refl(20w) | Standard |  | f | f | DEER Lighting measure | ErRobNc |  | ILtg-Incand-Res |  | DEER1315-lt30wCFL | 1/1/2013 | 5/31/2015 | DEER2015 Uncertain Msr Update (Msr Expires) | TRUE | FALSE | 20 | 1 | TRUE | TRUE | FALSE | FALSE | FALSE | FALSE | TRUE | FALSE | FALSE
2080 | Res-Lighting-InGen_CFLratio0409_CFLscw-Refl-21w | Residential Indoor General Lighting: CFL Lamp with integated Ballast replaces pre-existing standard lighting Wattage. Measure includes Code case. Impacts: CFL-based HOU (varies by BldgType) | DEER2014 | D13 v1.0 | 5/18/2015 | Res-Iltg-dWatt-CFL | DEER | Scaled | BaseRatio | 65 | 65 | None |  | f |  | t | Res | Any | Lighting | InGen-CFL | Ltg_Lamp | CFLint_lamp |  | ILtg-CFL-Res | Res indoor Reflector CFL base case, Total Watts = 4.09 x Msr Watts | Res indoor Reflector CFL base case, Total Watts = 4.09 x Msr Watts | CFL Lamp: Reflector, 21-Watts, lm=801 | CFLratio0409 | CFLratio0409 | CFLscw-Refl(21w) | Standard |  | f | f | DEER Lighting measure | ErRobNc |  | ILtg-Incand-Res |  | DEER1315-lt30wCFL | 1/1/2013 | 5/31/2015 | DEER2015 Uncertain Msr Update (Msr Expires) | TRUE | FALSE | 21 | 1 | TRUE | TRUE | FALSE | FALSE | FALSE | FALSE | TRUE | FALSE | FALSE
2081 | Res-Lighting-InGen_CFLratio0409_CFLscw-Refl-22w | Residential Indoor General Lighting: CFL Lamp with integated Ballast replaces pre-existing standard lighting Wattage. Measure includes Code case. Impacts: CFL-based HOU (varies by BldgType) | DEER2014 | D13 v1.0 | 5/18/2015 | Res-Iltg-dWatt-CFL | DEER | Scaled | BaseRatio | 68 | 68 | None |  | f |  | t | Res | Any | Lighting | InGen-CFL | Ltg_Lamp | CFLint_lamp |  | ILtg-CFL-Res | Res indoor Reflector CFL base case, Total Watts = 4.09 x Msr Watts | Res indoor Reflector CFL base case, Total Watts = 4.09 x Msr Watts | CFL Lamp: Reflector, 22-Watts, lm=841 | CFLratio0409 | CFLratio0409 | CFLscw-Refl(22w) | Standard |  | f | f | DEER Lighting measure | ErRobNc |  | ILtg-Incand-Res |  | DEER1315-lt30wCFL | 1/1/2013 | 5/31/2015 | DEER2015 Uncertain Msr Update (Msr Expires) | TRUE | FALSE | 22 | 1 | TRUE | TRUE | FALSE | FALSE | FALSE | FALSE | TRUE | FALSE | FALSE
2082 | Res-Lighting-InGen_CFLratio0409_CFLscw-Refl-23w | Residential Indoor General Lighting: CFL Lamp with integated Ballast replaces pre-existing standard lighting Wattage. Measure includes Code case. Impacts: CFL-based HOU (varies by BldgType) | DEER2014 | D13 v1.0 | 5/18/2015 | Res-Iltg-dWatt-CFL | DEER | Scaled | BaseRatio | 71 | 71 | None |  | f |  | t | Res | Any | Lighting | InGen-CFL | Ltg_Lamp | CFLint_lamp |  | ILtg-CFL-Res | Res indoor Reflector CFL base case, Total Watts = 4.09 x Msr Watts | Res indoor Reflector CFL base case, Total Watts = 4.09 x Msr Watts | CFL Lamp: Reflector, 23-Watts, lm=880 | CFLratio0409 | CFLratio0409 | CFLscw-Refl-1(23w) | Standard |  | f | f | DEER Lighting measure | ErRobNc |  | ILtg-Incand-Res |  | DEER1315-lt30wCFL | 1/1/2013 | 5/31/2015 | DEER2015 Uncertain Msr Update (Msr Expires) | TRUE | FALSE | 23 | 1 | TRUE | TRUE | FALSE | FALSE | FALSE | FALSE | TRUE | FALSE | FALSE
2083 | Res-Lighting-InGen_CFLratio0409_CFLscw-Refl-24w | Residential Indoor General Lighting: CFL Lamp with integated Ballast replaces pre-existing standard lighting Wattage. Measure includes Code case. Impacts: CFL-based HOU (varies by BldgType) | DEER2014 | D13 v1.0 | 5/18/2015 | Res-Iltg-dWatt-CFL | DEER | Scaled | BaseRatio | 74 | 74 | None |  | f |  | t | Res | Any | Lighting | InGen-CFL | Ltg_Lamp | CFLint_lamp |  | ILtg-CFL-Res | Res indoor Reflector CFL base case, Total Watts = 4.09 x Msr Watts | Res indoor Reflector CFL base case, Total Watts = 4.09 x Msr Watts | CFL Lamp: Reflector, 24-Watts, lm=925 | CFLratio0409 | CFLratio0409 | CFLscw-Refl(24w) | Standard |  | f | f | DEER Lighting measure | ErRobNc |  | ILtg-Incand-Res |  | DEER1315-lt30wCFL | 1/1/2013 | 5/31/2015 | DEER2015 Uncertain Msr Update (Msr Expires) | TRUE | FALSE | 24 | 1 | TRUE | TRUE | FALSE | FALSE | FALSE | FALSE | TRUE | FALSE | FALSE
2084 | Res-Lighting-InGen_CFLratio0409_CFLscw-Refl-25w | Residential Indoor General Lighting: CFL Lamp with integated Ballast replaces pre-existing standard lighting Wattage. Measure includes Code case. Impacts: CFL-based HOU (varies by BldgType) | DEER2014 | D13 v1.0 | 5/18/2015 | Res-Iltg-dWatt-CFL | DEER | Scaled | BaseRatio | 77 | 77 | None |  | f |  | t | Res | Any | Lighting | InGen-CFL | Ltg_Lamp | CFLint_lamp |  | ILtg-CFL-Res | Res indoor Reflector CFL base case, Total Watts = 4.09 x Msr Watts | Res indoor Reflector CFL base case, Total Watts = 4.09 x Msr Watts | CFL Lamp: Reflector, 25-Watts, lm=970 | CFLratio0409 | CFLratio0409 | CFLscw-Refl(25w) | Standard |  | f | f | DEER Lighting measure | ErRobNc |  | ILtg-Incand-Res |  | DEER1315-lt30wCFL | 1/1/2013 | 5/31/2015 | DEER2015 Uncertain Msr Update (Msr Expires) | TRUE | FALSE | 25 | 1 | TRUE | TRUE | FALSE | FALSE | FALSE | FALSE | TRUE | FALSE | FALSE
2085 | Res-Lighting-InGen_CFLratio0409_CFLscw-Refl-26w | Residential Indoor General Lighting: CFL Lamp with integated Ballast replaces pre-existing standard lighting Wattage. Measure includes Code case. Impacts: CFL-based HOU (varies by BldgType) | DEER2014 | D13 v1.0 | 5/18/2015 | Res-Iltg-dWatt-CFL | DEER | Scaled | BaseRatio | 80 | 80 | None |  | f |  | t | Res | Any | Lighting | InGen-CFL | Ltg_Lamp | CFLint_lamp |  | ILtg-CFL-Res | Res indoor Reflector CFL base case, Total Watts = 4.09 x Msr Watts | Res indoor Reflector CFL base case, Total Watts = 4.09 x Msr Watts | CFL Lamp: Reflector, 26-Watts | CFLratio0409 | CFLratio0409 | CFLscw-Refl(26w) | Standard |  | f | f | DEER Lighting measure | ErRobNc |  | ILtg-Incand-Res |  | DEER1315-lt30wCFL | 1/1/2013 | 5/31/2015 | DEER2015 Uncertain Msr Update (Msr Expires) | TRUE | FALSE | 26 | 1 | TRUE | TRUE | FALSE | FALSE | FALSE | FALSE | TRUE | FALSE | FALSE
2086 | Res-Lighting-InGen_CFLratio0409_CFLscw-Refl-27w | Residential Indoor General Lighting: CFL Lamp with integated Ballast replaces pre-existing standard lighting Wattage. Measure includes Code case. Impacts: CFL-based HOU (varies by BldgType) | DEER2014 | D13 v1.0 | 5/18/2015 | Res-Iltg-dWatt-CFL | DEER | Scaled | BaseRatio | 83 | 83 | None |  | f |  | t | Res | Any | Lighting | InGen-CFL | Ltg_Lamp | CFLint_lamp |  | ILtg-CFL-Res | Res indoor Reflector CFL base case, Total Watts = 4.09 x Msr Watts | Res indoor Reflector CFL base case, Total Watts = 4.09 x Msr Watts | CFL Lamp: Reflector, 27-Watts | CFLratio0409 | CFLratio0409 | CFLscw-Refl(27w) | Standard |  | f | f | DEER Lighting measure | ErRobNc |  | ILtg-Incand-Res |  | DEER1315-lt30wCFL | 1/1/2013 | 5/31/2015 | DEER2015 Uncertain Msr Update (Msr Expires) | TRUE | FALSE | 27 | 1 | TRUE | TRUE | FALSE | FALSE | FALSE | FALSE | TRUE | FALSE | FALSE
2087 | Res-Lighting-InGen_CFLratio0409_CFLscw-Refl-28w | Residential Indoor General Lighting: CFL Lamp with integated Ballast replaces pre-existing standard lighting Wattage. Measure includes Code case. Impacts: CFL-based HOU (varies by BldgType) | DEER2014 | D13 v1.0 | 5/18/2015 | Res-Iltg-dWatt-CFL | DEER | Scaled | BaseRatio | 87 | 87 | None |  | f |  | t | Res | Any | Lighting | InGen-CFL | Ltg_Lamp | CFLint_lamp |  | ILtg-CFL-Res | Res indoor Reflector CFL base case, Total Watts = 4.09 x Msr Watts | Res indoor Reflector CFL base case, Total Watts = 4.09 x Msr Watts | CFL Lamp: Reflector, 28-Watts | CFLratio0409 | CFLratio0409 | CFLscw-Refl(28w) | Standard |  | f | f | DEER Lighting measure | ErRobNc |  | ILtg-Incand-Res |  | DEER1315-lt30wCFL | 1/1/2013 | 5/31/2015 | DEER2015 Uncertain Msr Update (Msr Expires) | TRUE | FALSE | 28 | 1 | TRUE | TRUE | FALSE | FALSE | FALSE | FALSE | TRUE | FALSE | FALSE
2088 | Res-Lighting-InGen_CFLratio0409_CFLscw-Refl-29w | Residential Indoor General Lighting: CFL Lamp with integated Ballast replaces pre-existing standard lighting Wattage. Measure includes Code case. Impacts: CFL-based HOU (varies by BldgType) | DEER2014 | D13 v1.0 | 5/18/2015 | Res-Iltg-dWatt-CFL | DEER | Scaled | BaseRatio | 90 | 90 | None |  | f |  | t | Res | Any | Lighting | InGen-CFL | Ltg_Lamp | CFLint_lamp |  | ILtg-CFL-Res | Res indoor Reflector CFL base case, Total Watts = 4.09 x Msr Watts | Res indoor Reflector CFL base case, Total Watts = 4.09 x Msr Watts | CFL Lamp: Reflector, 29-Watts | CFLratio0409 | CFLratio0409 | CFLscw-Refl(29w) | Standard |  | f | f | DEER Lighting measure | ErRobNc |  | ILtg-Incand-Res |  | DEER1315-lt30wCFL | 1/1/2013 | 5/31/2015 | DEER2015 Uncertain Msr Update (Msr Expires) | TRUE | FALSE | 29 | 1 | TRUE | TRUE | FALSE | FALSE | FALSE | FALSE | TRUE | FALSE | FALSE
2089 | Res-Lighting-InGen_CFLratio0409_CFLscw-Refl-30w | Residential Indoor General Lighting: CFL Lamp with integated Ballast replaces pre-existing standard lighting Wattage. Measure includes Code case. Impacts: CFL-based HOU (varies by BldgType) | DEER2014 | D13 v1.0 | 5/18/2015 | Res-Iltg-dWatt-CFL | DEER | Scaled | BaseRatio | 93 | 93 | None |  | f |  | t | Res | Any | Lighting | InGen-CFL | Ltg_Lamp | CFLint_lamp |  | ILtg-CFL-Res | Res indoor Reflector CFL base case, Total Watts = 4.09 x Msr Watts | Res indoor Reflector CFL base case, Total Watts = 4.09 x Msr Watts | CFL Lamp: Reflector, 30-Watts | CFLratio0409 | CFLratio0409 | CFLscw-Refl(30w) | Standard |  | f | f | DEER Lighting measure | ErRobNc |  | ILtg-Incand-Res |  | DEER1315-lt30wCFL | 1/1/2013 | 5/31/2015 | DEER2015 Uncertain Msr Update (Msr Expires) | TRUE | FALSE | 30 | 1 | TRUE | TRUE | FALSE | FALSE | FALSE | FALSE | TRUE | FALSE | FALSE
2090 | Res-Lighting-InGen_CFLratio0409_CFLscw-Refl-31w | Residential Indoor General Lighting: CFL Lamp with integated Ballast replaces pre-existing standard lighting Wattage. Measure includes Code case. Impacts: CFL-based HOU (varies by BldgType) | DEER2014 | D13 v1.0 | 5/18/2015 | Res-Iltg-dWatt-CFL | DEER | Scaled | BaseRatio | 96 | 96 | None |  | f |  | t | Res | Any | Lighting | InGen-CFL | Ltg_Lamp | CFLint_lamp |  | ILtg-CFL-Res | Res indoor Reflector CFL base case, Total Watts = 4.09 x Msr Watts | Res indoor Reflector CFL base case, Total Watts = 4.09 x Msr Watts | CFL Lamp: Reflector, 31-Watts | CFLratio0409 | CFLratio0409 | CFLscw-Refl(31w) | Standard | Transition to new HOU begins 1/1/2016 as part of DEER2016 | f | f | DEER Lighting measure | ErRobNc |  | ILtg-Incand-Res |  | DEER1315end | 1/1/2013 | 2015-12-31 | DEER2016 Update (Msr Expires) | TRUE | FALSE | 31 | 0 | TRUE | TRUE | FALSE | FALSE | FALSE | FALSE | FALSE | TRUE | FALSE
2091 | Res-Lighting-InGen_CFLratio0409_CFLscw-Refl-32w | Residential Indoor General Lighting: CFL Lamp with integated Ballast replaces pre-existing standard lighting Wattage. Measure includes Code case. Impacts: CFL-based HOU (varies by BldgType) | DEER2014 | D13 v1.0 | 5/18/2015 | Res-Iltg-dWatt-CFL | DEER | Scaled | BaseRatio | 99 | 99 | None |  | f |  | t | Res | Any | Lighting | InGen-CFL | Ltg_Lamp | CFLint_lamp |  | ILtg-CFL-Res | Res indoor Reflector CFL base case, Total Watts = 4.09 x Msr Watts | Res indoor Reflector CFL base case, Total Watts = 4.09 x Msr Watts | CFL Lamp: Reflector, 32-Watts | CFLratio0409 | CFLratio0409 | CFLscw-Refl(32w) | Standard | Transition to new HOU begins 1/1/2016 as part of DEER2016 | f | f | DEER Lighting measure | ErRobNc |  | ILtg-Incand-Res |  | DEER1315end | 1/1/2013 | 2015-12-31 | DEER2016 Update (Msr Expires) | TRUE | FALSE | 32 | 0 | TRUE | TRUE | FALSE | FALSE | FALSE | FALSE | FALSE | TRUE | FALSE
2092 | Res-Lighting-InGen_CFLratio0409_CFLscw-Refl-3w | Residential Indoor General Lighting: CFL Lamp with integated Ballast replaces pre-existing standard lighting Wattage. Measure includes Code case. Impacts: CFL-based HOU (varies by BldgType) | DEER2014 | D13 v1.0 | 5/18/2015 | Res-Iltg-dWatt-CFL | DEER | Scaled | BaseRatio | 9 | 9 | None |  | f |  | t | Res | Any | Lighting | InGen-CFL | Ltg_Lamp | CFLint_lamp |  | ILtg-CFL-Res | Res indoor Reflector CFL base case, Total Watts = 4.09 x Msr Watts | Res indoor Reflector CFL base case, Total Watts = 4.09 x Msr Watts | CFL Lamp: Reflector, 3-Watts | CFLratio0409 | CFLratio0409 | CFLscw-Refl(3w) | Standard |  | f | f | DEER Lighting measure | ErRobNc |  | ILtg-Incand-Res |  | DEER1315-lt30wCFL | 1/1/2013 | 5/31/2015 | DEER2015 Uncertain Msr Update (Msr Expires) | TRUE | FALSE | 3 | 1 | TRUE | TRUE | FALSE | FALSE | FALSE | FALSE | TRUE | FALSE | FALSE
2093 | Res-Lighting-InGen_CFLratio0409_CFLscw-Refl-42w | Residential Indoor General Lighting: CFL Lamp with integated Ballast replaces pre-existing standard lighting Wattage. Measure includes Code case. Impacts: CFL-based HOU (varies by BldgType) | DEER2014 | D13 v1.0 | 5/18/2015 | Res-Iltg-dWatt-CFL | DEER | Scaled | BaseRatio | 130 | 130 | None |  | f |  | t | Res | Any | Lighting | InGen-CFL | Ltg_Lamp | CFLint_lamp |  | ILtg-CFL-Res | Res indoor Reflector CFL base case, Total Watts = 4.09 x Msr Watts | Res indoor Reflector CFL base case, Total Watts = 4.09 x Msr Watts | CFL Lamp: Reflector, 42-Watts | CFLratio0409 | CFLratio0409 | CFLscw-Refl(42w) | Standard | Transition to new HOU begins 1/1/2016 as part of DEER2016 | f | f | DEER Lighting measure | ErRobNc |  | ILtg-Incand-Res |  | DEER1315end | 1/1/2013 | 2015-12-31 | DEER2016 Update (Msr Expires) | TRUE | FALSE | 42 | 0 | TRUE | TRUE | FALSE | FALSE | FALSE | FALSE | FALSE | TRUE | FALSE
2094 | Res-Lighting-InGen_CFLratio0409_CFLscw-Refl-4w | Residential Indoor General Lighting: CFL Lamp with integated Ballast replaces pre-existing standard lighting Wattage. Measure includes Code case. Impacts: CFL-based HOU (varies by BldgType) | DEER2014 | D13 v1.0 | 5/18/2015 | Res-Iltg-dWatt-CFL | DEER | Scaled | BaseRatio | 12 | 12 | None |  | f |  | t | Res | Any | Lighting | InGen-CFL | Ltg_Lamp | CFLint_lamp |  | ILtg-CFL-Res | Res indoor Reflector CFL base case, Total Watts = 4.09 x Msr Watts | Res indoor Reflector CFL base case, Total Watts = 4.09 x Msr Watts | CFL Lamp: Reflector, 4-Watts | CFLratio0409 | CFLratio0409 | CFLscw-Refl(4w) | Standard |  | f | f | DEER Lighting measure | ErRobNc |  | ILtg-Incand-Res |  | DEER1315-lt30wCFL | 1/1/2013 | 5/31/2015 | DEER2015 Uncertain Msr Update (Msr Expires) | TRUE | FALSE | 4 | 1 | TRUE | TRUE | FALSE | FALSE | FALSE | FALSE | TRUE | FALSE | FALSE
2095 | Res-Lighting-InGen_CFLratio0409_CFLscw-Refl-55w | Residential Indoor General Lighting: CFL Lamp with integated Ballast replaces pre-existing standard lighting Wattage. Measure includes Code case. Impacts: CFL-based HOU (varies by BldgType) | DEER2014 | D13 v1.0 | 5/18/2015 | Res-Iltg-dWatt-CFL | DEER | Scaled | BaseRatio | 170 | 170 | None |  | f |  | t | Res | Any | Lighting | InGen-CFL | Ltg_Lamp | CFLint_lamp |  | ILtg-CFL-Res | Res indoor Reflector CFL base case, Total Watts = 4.09 x Msr Watts | Res indoor Reflector CFL base case, Total Watts = 4.09 x Msr Watts | CFL Lamp: Reflector, 55-Watts | CFLratio0409 | CFLratio0409 | CFLscw-Refl(55w) | Standard | Transition to new HOU begins 1/1/2016 as part of DEER2016 | f | f | DEER Lighting measure | ErRobNc |  | ILtg-Incand-Res |  | DEER1315end | 1/1/2013 | 2015-12-31 | DEER2016 Update (Msr Expires) | TRUE | FALSE | 55 | 0 | TRUE | TRUE | FALSE | FALSE | FALSE | FALSE | FALSE | TRUE | FALSE
2096 | Res-Lighting-InGen_CFLratio0409_CFLscw-Refl-5w | Residential Indoor General Lighting: CFL Lamp with integated Ballast replaces pre-existing standard lighting Wattage. Measure includes Code case. Impacts: CFL-based HOU (varies by BldgType) | DEER2014 | D13 v1.0 | 5/18/2015 | Res-Iltg-dWatt-CFL | DEER | Scaled | BaseRatio | 15 | 15 | None |  | f |  | t | Res | Any | Lighting | InGen-CFL | Ltg_Lamp | CFLint_lamp |  | ILtg-CFL-Res | Res indoor Reflector CFL base case, Total Watts = 4.09 x Msr Watts | Res indoor Reflector CFL base case, Total Watts = 4.09 x Msr Watts | CFL Lamp: Reflector, 5-Watts | CFLratio0409 | CFLratio0409 | CFLscw-Refl(5w) | Standard |  | f | f | DEER Lighting measure | ErRobNc |  | ILtg-Incand-Res |  | DEER1315-lt30wCFL | 1/1/2013 | 5/31/2015 | DEER2015 Uncertain Msr Update (Msr Expires) | TRUE | FALSE | 5 | 1 | TRUE | TRUE | FALSE | FALSE | FALSE | FALSE | TRUE | FALSE | FALSE
2097 | Res-Lighting-InGen_CFLratio0409_CFLscw-Refl-60w | Residential Indoor General Lighting: CFL Lamp with integated Ballast replaces pre-existing standard lighting Wattage. Measure includes Code case. Impacts: CFL-based HOU (varies by BldgType) | DEER2014 | D13 v1.0 | 5/18/2015 | Res-Iltg-dWatt-CFL | DEER | Scaled | BaseRatio | 185 | 185 | None |  | f |  | t | Res | Any | Lighting | InGen-CFL | Ltg_Lamp | CFLint_lamp |  | ILtg-CFL-Res | Res indoor Reflector CFL base case, Total Watts = 4.09 x Msr Watts | Res indoor Reflector CFL base case, Total Watts = 4.09 x Msr Watts | CFL Lamp: Reflector, 60-Watts | CFLratio0409 | CFLratio0409 | CFLscw-Refl(60w) | Standard | Transition to new HOU begins 1/1/2016 as part of DEER2016 | f | f | DEER Lighting measure | ErRobNc |  | ILtg-Incand-Res |  | DEER1315end | 1/1/2013 | 2015-12-31 | DEER2016 Update (Msr Expires) | TRUE | FALSE | 60 | 0 | TRUE | TRUE | FALSE | FALSE | FALSE | FALSE | FALSE | TRUE | FALSE
2098 | Res-Lighting-InGen_CFLratio0409_CFLscw-Refl-6w | Residential Indoor General Lighting: CFL Lamp with integated Ballast replaces pre-existing standard lighting Wattage. Measure includes Code case. Impacts: CFL-based HOU (varies by BldgType) | DEER2014 | D13 v1.0 | 5/18/2015 | Res-Iltg-dWatt-CFL | DEER | Scaled | BaseRatio | 19 | 19 | None |  | f |  | t | Res | Any | Lighting | InGen-CFL | Ltg_Lamp | CFLint_lamp |  | ILtg-CFL-Res | Res indoor Reflector CFL base case, Total Watts = 4.09 x Msr Watts | Res indoor Reflector CFL base case, Total Watts = 4.09 x Msr Watts | CFL Lamp: Reflector, 6-Watts | CFLratio0409 | CFLratio0409 | CFLscw-Refl(6w) | Standard |  | f | f | DEER Lighting measure | ErRobNc |  | ILtg-Incand-Res |  | DEER1315-lt30wCFL | 1/1/2013 | 5/31/2015 | DEER2015 Uncertain Msr Update (Msr Expires) | TRUE | FALSE | 6 | 1 | TRUE | TRUE | FALSE | FALSE | FALSE | FALSE | TRUE | FALSE | FALSE
2099 | Res-Lighting-InGen_CFLratio0409_CFLscw-Refl-7w | Residential Indoor General Lighting: CFL Lamp with integated Ballast replaces pre-existing standard lighting Wattage. Measure includes Code case. Impacts: CFL-based HOU (varies by BldgType) | DEER2014 | D13 v1.0 | 5/18/2015 | Res-Iltg-dWatt-CFL | DEER | Scaled | BaseRatio | 22 | 22 | None |  | f |  | t | Res | Any | Lighting | InGen-CFL | Ltg_Lamp | CFLint_lamp |  | ILtg-CFL-Res | Res indoor Reflector CFL base case, Total Watts = 4.09 x Msr Watts | Res indoor Reflector CFL base case, Total Watts = 4.09 x Msr Watts | CFL Lamp: Reflector, 7-Watts | CFLratio0409 | CFLratio0409 | CFLscw-Refl(7w) | Standard |  | f | f | DEER Lighting measure | ErRobNc |  | ILtg-Incand-Res |  | DEER1315-lt30wCFL | 1/1/2013 | 5/31/2015 | DEER2015 Uncertain Msr Update (Msr Expires) | TRUE | FALSE | 7 | 1 | TRUE | TRUE | FALSE | FALSE | FALSE | FALSE | TRUE | FALSE | FALSE
2100 | Res-Lighting-InGen_CFLratio0409_CFLscw-Refl-80w | Residential Indoor General Lighting: CFL Lamp with integated Ballast replaces pre-existing standard lighting Wattage. Measure includes Code case. Impacts: CFL-based HOU (varies by BldgType) | DEER2014 | D13 v1.0 | 5/18/2015 | Res-Iltg-dWatt-CFL | DEER | Scaled | BaseRatio | 247 | 247 | None |  | f |  | t | Res | Any | Lighting | InGen-CFL | Ltg_Lamp | CFLint_lamp |  | ILtg-CFL-Res | Res indoor Reflector CFL base case, Total Watts = 4.09 x Msr Watts | Res indoor Reflector CFL base case, Total Watts = 4.09 x Msr Watts | CFL Lamp: Reflector, 80-Watts | CFLratio0409 | CFLratio0409 | CFLscw-Refl(80w) | Standard | Transition to new HOU begins 1/1/2016 as part of DEER2016 | f | f | DEER Lighting measure | ErRobNc |  | ILtg-Incand-Res |  | DEER1315end | 1/1/2013 | 2015-12-31 | DEER2016 Update (Msr Expires) | TRUE | FALSE | 80 | 0 | TRUE | TRUE | FALSE | FALSE | FALSE | FALSE | FALSE | TRUE | FALSE
2101 | Res-Lighting-InGen_CFLratio0409_CFLscw-Refl-8w | Residential Indoor General Lighting: CFL Lamp with integated Ballast replaces pre-existing standard lighting Wattage. Measure includes Code case. Impacts: CFL-based HOU (varies by BldgType) | DEER2014 | D13 v1.0 | 5/18/2015 | Res-Iltg-dWatt-CFL | DEER | Scaled | BaseRatio | 25 | 25 | None |  | f |  | t | Res | Any | Lighting | InGen-CFL | Ltg_Lamp | CFLint_lamp |  | ILtg-CFL-Res | Res indoor Reflector CFL base case, Total Watts = 4.09 x Msr Watts | Res indoor Reflector CFL base case, Total Watts = 4.09 x Msr Watts | CFL Lamp: Reflector, 8-Watts | CFLratio0409 | CFLratio0409 | CFLscw-Refl(8w) | Standard |  | f | f | DEER Lighting measure | ErRobNc |  | ILtg-Incand-Res |  | DEER1315-lt30wCFL | 1/1/2013 | 5/31/2015 | DEER2015 Uncertain Msr Update (Msr Expires) | TRUE | FALSE | 8 | 1 | TRUE | TRUE | FALSE | FALSE | FALSE | FALSE | TRUE | FALSE | FALSE
2102 | Res-Lighting-InGen_CFLratio0409_CFLscw-Refl-9w | Residential Indoor General Lighting: CFL Lamp with integated Ballast replaces pre-existing standard lighting Wattage. Measure includes Code case. Impacts: CFL-based HOU (varies by BldgType) | DEER2014 | D13 v1.0 | 5/18/2015 | Res-Iltg-dWatt-CFL | DEER | Scaled | BaseRatio | 28 | 28 | None |  | f |  | t | Res | Any | Lighting | InGen-CFL | Ltg_Lamp | CFLint_lamp |  | ILtg-CFL-Res | Res indoor Reflector CFL base case, Total Watts = 4.09 x Msr Watts | Res indoor Reflector CFL base case, Total Watts = 4.09 x Msr Watts | CFL Lamp: Reflector, 9-Watts | CFLratio0409 | CFLratio0409 | CFLscw-Refl(9w) | Standard |  | f | f | DEER Lighting measure | ErRobNc |  | ILtg-Incand-Res |  | DEER1315-lt30wCFL | 1/1/2013 | 5/31/2015 | DEER2015 Uncertain Msr Update (Msr Expires) | TRUE | FALSE | 9 | 1 | TRUE | TRUE | FALSE | FALSE | FALSE | FALSE | TRUE | FALSE | FALSE
2103 | Res-Lighting-OutGen_CFLratio0407_CFLfixt-110w | Residential Outdoor General Lighting: CFL Fixture replaces pre-existing standard lighting Wattage. Measure includes Code case. Impacts: HOU = 1249; CDF = 0 | DEER1314 | D13 v1.0 | 5/23/2014 15:34:31.757 | Res-Oltg-dWatt-CFL | DEER | Scaled | BaseRatio | 338 | 338 | None |  | f |  | t | Res | Any | Lighting | OutGen | Ltg_Fixture | CFL_fixt |  | ILtg-CFL-Res | Res outdoor CFL base case, Total Watts = 4.07 x Msr Watts | Res outdoor CFL base case, Total Watts = 4.07 x Msr Watts | CFL fixture: (110w); Total fixture Watts = 110 | CFLratio0407 | CFLratio0407 | CFLfixt-110w(110w) | Standard |  | f | f | DEER Lighting measure | ErRobNc |  | ILtg-Incand-Res |  | None | 1/1/2013 |  |  | FALSE | FALSE |  |  | FALSE | FALSE | FALSE | FALSE | FALSE | FALSE | FALSE | FALSE | FALSE
2104 | Res-Lighting-OutGen_CFLratio0407_CFLfixt-120w | Residential Outdoor General Lighting: CFL Fixture replaces pre-existing standard lighting Wattage. Measure includes Code case. Impacts: HOU = 1249; CDF = 0 | DEER1314 | D13 v1.0 | 5/23/2014 15:34:31.757 | Res-Oltg-dWatt-CFL | DEER | Scaled | BaseRatio | 368 | 368 | None |  | f |  | t | Res | Any | Lighting | OutGen | Ltg_Fixture | CFL_fixt |  | ILtg-CFL-Res | Res outdoor CFL base case, Total Watts = 4.07 x Msr Watts | Res outdoor CFL base case, Total Watts = 4.07 x Msr Watts | CFL fixture: (120w); Total fixture Watts = 120 | CFLratio0407 | CFLratio0407 | CFLfixt-120w(120w) | Standard |  | f | f | DEER Lighting measure | ErRobNc |  | ILtg-Incand-Res |  | None | 1/1/2013 |  |  | FALSE | FALSE |  |  | FALSE | FALSE | FALSE | FALSE | FALSE | FALSE | FALSE | FALSE | FALSE
2105 | Res-Lighting-OutGen_CFLratio0407_CFLfixt-13w | Residential Outdoor General Lighting: CFL Fixture replaces pre-existing standard lighting Wattage. Measure includes Code case. Impacts: HOU = 1249; CDF = 0 | DEER1314 | D13 v1.0 | 5/23/2014 15:34:31.757 | Res-Oltg-dWatt-CFL | DEER | Scaled | BaseRatio | 40 | 40 | None |  | f |  | t | Res | Any | Lighting | OutGen | Ltg_Fixture | CFL_fixt |  | ILtg-CFL-Res | Res outdoor CFL base case, Total Watts = 4.07 x Msr Watts | Res outdoor CFL base case, Total Watts = 4.07 x Msr Watts | CFL fixture: (13w); Total fixture Watts = 13 | CFLratio0407 | CFLratio0407 | CFLfixt-13w(13w) | Standard |  | f | f | DEER Lighting measure | ErRobNc |  | ILtg-Incand-Res |  | None | 1/1/2013 |  |  | FALSE | FALSE |  |  | FALSE | FALSE | FALSE | FALSE | FALSE | FALSE | FALSE | FALSE | FALSE
2106 | Res-Lighting-OutGen_CFLratio0407_CFLfixt-15w | Residential Outdoor General Lighting: CFL Fixture replaces pre-existing standard lighting Wattage. Measure includes Code case. Impacts: HOU = 1249; CDF = 0 | DEER1314 | D13 v1.0 | 5/23/2014 15:34:31.757 | Res-Oltg-dWatt-CFL | DEER | Scaled | BaseRatio | 46 | 46 | None |  | f |  | t | Res | Any | Lighting | OutGen | Ltg_Fixture | CFL_fixt |  | ILtg-CFL-Res | Res outdoor CFL base case, Total Watts = 4.07 x Msr Watts | Res outdoor CFL base case, Total Watts = 4.07 x Msr Watts | CFL fixture: (15w); Total fixture Watts = 15 | CFLratio0407 | CFLratio0407 | CFLfixt-15w(15w) | Standard |  | f | f | DEER Lighting measure | ErRobNc |  | ILtg-Incand-Res |  | None | 1/1/2013 |  |  | FALSE | FALSE |  |  | FALSE | FALSE | FALSE | FALSE | FALSE | FALSE | FALSE | FALSE | FALSE
2107 | Res-Lighting-OutGen_CFLratio0407_CFLfixt-18w | Residential Outdoor General Lighting: CFL Fixture replaces pre-existing standard lighting Wattage. Measure includes Code case. Impacts: HOU = 1249; CDF = 0 | DEER1314 | D13 v1.0 | 5/23/2014 15:34:31.757 | Res-Oltg-dWatt-CFL | DEER | Scaled | BaseRatio | 55 | 55 | None |  | f |  | t | Res | Any | Lighting | OutGen | Ltg_Fixture | CFL_fixt |  | ILtg-CFL-Res | Res outdoor CFL base case, Total Watts = 4.07 x Msr Watts | Res outdoor CFL base case, Total Watts = 4.07 x Msr Watts | CFL fixture: (18w); Total fixture Watts = 18 | CFLratio0407 | CFLratio0407 | CFLfixt-18w(18w) | Standard |  | f | f | DEER Lighting measure | ErRobNc |  | ILtg-Incand-Res |  | None | 1/1/2013 |  |  | FALSE | FALSE |  |  | FALSE | FALSE | FALSE | FALSE | FALSE | FALSE | FALSE | FALSE | FALSE
2108 | Res-Lighting-OutGen_CFLratio0407_CFLfixt-20w | Residential Outdoor General Lighting: CFL Fixture replaces pre-existing standard lighting Wattage. Measure includes Code case. Impacts: HOU = 1249; CDF = 0 | DEER1314 | D13 v1.0 | 5/23/2014 15:34:31.757 | Res-Oltg-dWatt-CFL | DEER | Scaled | BaseRatio | 61 | 61 | None |  | f |  | t | Res | Any | Lighting | OutGen | Ltg_Fixture | CFL_fixt |  | ILtg-CFL-Res | Res outdoor CFL base case, Total Watts = 4.07 x Msr Watts | Res outdoor CFL base case, Total Watts = 4.07 x Msr Watts | CFL fixture: (20w); Total fixture Watts = 20 | CFLratio0407 | CFLratio0407 | CFLfixt-20w(20w) | Standard |  | f | f | DEER Lighting measure | ErRobNc |  | ILtg-Incand-Res |  | None | 1/1/2013 |  |  | FALSE | FALSE |  |  | FALSE | FALSE | FALSE | FALSE | FALSE | FALSE | FALSE | FALSE | FALSE
2109 | Res-Lighting-OutGen_CFLratio0407_CFLfixt-24w | Residential Outdoor General Lighting: CFL Fixture replaces pre-existing standard lighting Wattage. Measure includes Code case. Impacts: HOU = 1249; CDF = 0 | DEER1314 | D13 v1.0 | 5/23/2014 15:34:31.757 | Res-Oltg-dWatt-CFL | DEER | Scaled | BaseRatio | 74 | 74 | None |  | f |  | t | Res | Any | Lighting | OutGen | Ltg_Fixture | CFL_fixt |  | ILtg-CFL-Res | Res outdoor CFL base case, Total Watts = 4.07 x Msr Watts | Res outdoor CFL base case, Total Watts = 4.07 x Msr Watts | CFL fixture: (24w); Total fixture Watts = 24 | CFLratio0407 | CFLratio0407 | CFLfixt-24w(24w) | Standard |  | f | f | DEER Lighting measure | ErRobNc |  | ILtg-Incand-Res |  | None | 1/1/2013 |  |  | FALSE | FALSE |  |  | FALSE | FALSE | FALSE | FALSE | FALSE | FALSE | FALSE | FALSE | FALSE
2110 | Res-Lighting-OutGen_CFLratio0407_CFLfixt-25w | Residential Outdoor General Lighting: CFL Fixture replaces pre-existing standard lighting Wattage. Measure includes Code case. Impacts: HOU = 1249; CDF = 0 | DEER1314 | D13 v1.0 | 5/23/2014 15:34:31.757 | Res-Oltg-dWatt-CFL | DEER | Scaled | BaseRatio | 77 | 77 | None |  | f |  | t | Res | Any | Lighting | OutGen | Ltg_Fixture | CFL_fixt |  | ILtg-CFL-Res | Res outdoor CFL base case, Total Watts = 4.07 x Msr Watts | Res outdoor CFL base case, Total Watts = 4.07 x Msr Watts | CFL fixture: (25w); Total fixture Watts = 25 | CFLratio0407 | CFLratio0407 | CFLfixt-25w(25w) | Standard |  | f | f | DEER Lighting measure | ErRobNc |  | ILtg-Incand-Res |  | None | 1/1/2013 |  |  | FALSE | FALSE |  |  | FALSE | FALSE | FALSE | FALSE | FALSE | FALSE | FALSE | FALSE | FALSE
2111 | Res-Lighting-OutGen_CFLratio0407_CFLfixt-26w | Residential Outdoor General Lighting: CFL Fixture replaces pre-existing standard lighting Wattage. Measure includes Code case. Impacts: HOU = 1249; CDF = 0 | DEER1314 | D13 v1.0 | 5/23/2014 15:34:31.757 | Res-Oltg-dWatt-CFL | DEER | Scaled | BaseRatio | 80 | 80 | None |  | f |  | t | Res | Any | Lighting | OutGen | Ltg_Fixture | CFL_fixt |  | ILtg-CFL-Res | Res outdoor CFL base case, Total Watts = 4.07 x Msr Watts | Res outdoor CFL base case, Total Watts = 4.07 x Msr Watts | CFL fixture: (26w); Total fixture Watts = 26 | CFLratio0407 | CFLratio0407 | CFLfixt-26w(26w) | Standard |  | f | f | DEER Lighting measure | ErRobNc |  | ILtg-Incand-Res |  | None | 1/1/2013 |  |  | FALSE | FALSE |  |  | FALSE | FALSE | FALSE | FALSE | FALSE | FALSE | FALSE | FALSE | FALSE
2112 | Res-Lighting-OutGen_CFLratio0407_CFLfixt-27w | Residential Outdoor General Lighting: CFL Fixture replaces pre-existing standard lighting Wattage. Measure includes Code case. Impacts: HOU = 1249; CDF = 0 | DEER1314 | D13 v1.0 | 5/23/2014 15:34:31.757 | Res-Oltg-dWatt-CFL | DEER | Scaled | BaseRatio | 83 | 83 | None |  | f |  | t | Res | Any | Lighting | OutGen | Ltg_Fixture | CFL_fixt |  | ILtg-CFL-Res | Res outdoor CFL base case, Total Watts = 4.07 x Msr Watts | Res outdoor CFL base case, Total Watts = 4.07 x Msr Watts | CFL fixture: (27w); Total fixture Watts = 27 | CFLratio0407 | CFLratio0407 | CFLfixt-27w(27w) | Standard |  | f | f | DEER Lighting measure | ErRobNc |  | ILtg-Incand-Res |  | None | 1/1/2013 |  |  | FALSE | FALSE |  |  | FALSE | FALSE | FALSE | FALSE | FALSE | FALSE | FALSE | FALSE | FALSE
2113 | Res-Lighting-OutGen_CFLratio0407_CFLfixt-28w | Residential Outdoor General Lighting: CFL Fixture replaces pre-existing standard lighting Wattage. Measure includes Code case. Impacts: HOU = 1249; CDF = 0 | DEER1314 | D13 v1.0 | 5/23/2014 15:34:31.757 | Res-Oltg-dWatt-CFL | DEER | Scaled | BaseRatio | 86 | 86 | None |  | f |  | t | Res | Any | Lighting | OutGen | Ltg_Fixture | CFL_fixt |  | ILtg-CFL-Res | Res outdoor CFL base case, Total Watts = 4.07 x Msr Watts | Res outdoor CFL base case, Total Watts = 4.07 x Msr Watts | CFL fixture: (28w); Total fixture Watts = 28 | CFLratio0407 | CFLratio0407 | CFLfixt-28w(28w) | Standard |  | f | f | DEER Lighting measure | ErRobNc |  | ILtg-Incand-Res |  | None | 1/1/2013 |  |  | FALSE | FALSE |  |  | FALSE | FALSE | FALSE | FALSE | FALSE | FALSE | FALSE | FALSE | FALSE
2114 | Res-Lighting-OutGen_CFLratio0407_CFLfixt-32w | Residential Outdoor General Lighting: CFL Fixture replaces pre-existing standard lighting Wattage. Measure includes Code case. Impacts: HOU = 1249; CDF = 0 | DEER1314 | D13 v1.0 | 5/23/2014 15:34:31.757 | Res-Oltg-dWatt-CFL | DEER | Scaled | BaseRatio | 98 | 98 | None |  | f |  | t | Res | Any | Lighting | OutGen | Ltg_Fixture | CFL_fixt |  | ILtg-CFL-Res | Res outdoor CFL base case, Total Watts = 4.07 x Msr Watts | Res outdoor CFL base case, Total Watts = 4.07 x Msr Watts | CFL fixture: (32w); Total fixture Watts = 32 | CFLratio0407 | CFLratio0407 | CFLfixt-32w(32w) | Standard |  | f | f | DEER Lighting measure | ErRobNc |  | ILtg-Incand-Res |  | None | 1/1/2013 |  |  | FALSE | FALSE |  |  | FALSE | FALSE | FALSE | FALSE | FALSE | FALSE | FALSE | FALSE | FALSE
2115 | Res-Lighting-OutGen_CFLratio0407_CFLfixt-34w | Residential Outdoor General Lighting: CFL Fixture replaces pre-existing standard lighting Wattage. Measure includes Code case. Impacts: HOU = 1249; CDF = 0 | DEER1314 | D13 v1.0 | 5/23/2014 15:34:31.757 | Res-Oltg-dWatt-CFL | DEER | Scaled | BaseRatio | 104 | 104 | None |  | f |  | t | Res | Any | Lighting | OutGen | Ltg_Fixture | CFL_fixt |  | ILtg-CFL-Res | Res outdoor CFL base case, Total Watts = 4.07 x Msr Watts | Res outdoor CFL base case, Total Watts = 4.07 x Msr Watts | CFL fixture: (34w); Total fixture Watts = 34 | CFLratio0407 | CFLratio0407 | CFLfixt-34w(34w) | Standard |  | f | f | DEER Lighting measure | ErRobNc |  | ILtg-Incand-Res |  | None | 1/1/2013 |  |  | FALSE | FALSE |  |  | FALSE | FALSE | FALSE | FALSE | FALSE | FALSE | FALSE | FALSE | FALSE
2116 | Res-Lighting-OutGen_CFLratio0407_CFLfixt-35w | Residential Outdoor General Lighting: CFL Fixture replaces pre-existing standard lighting Wattage. Measure includes Code case. Impacts: HOU = 1249; CDF = 0 | DEER1314 | D13 v1.0 | 5/23/2014 15:34:31.757 | Res-Oltg-dWatt-CFL | DEER | Scaled | BaseRatio | 107 | 107 | None |  | f |  | t | Res | Any | Lighting | OutGen | Ltg_Fixture | CFL_fixt |  | ILtg-CFL-Res | Res outdoor CFL base case, Total Watts = 4.07 x Msr Watts | Res outdoor CFL base case, Total Watts = 4.07 x Msr Watts | CFL fixture: (35w); Total fixture Watts = 35 | CFLratio0407 | CFLratio0407 | CFLfixt-35w(35w) | Standard |  | f | f | DEER Lighting measure | ErRobNc |  | ILtg-Incand-Res |  | None | 1/1/2013 |  |  | FALSE | FALSE |  |  | FALSE | FALSE | FALSE | FALSE | FALSE | FALSE | FALSE | FALSE | FALSE
2117 | Res-Lighting-OutGen_CFLratio0407_CFLfixt-36w | Residential Outdoor General Lighting: CFL Fixture replaces pre-existing standard lighting Wattage. Measure includes Code case. Impacts: HOU = 1249; CDF = 0 | DEER1314 | D13 v1.0 | 5/23/2014 15:34:31.757 | Res-Oltg-dWatt-CFL | DEER | Scaled | BaseRatio | 111 | 111 | None |  | f |  | t | Res | Any | Lighting | OutGen | Ltg_Fixture | CFL_fixt |  | ILtg-CFL-Res | Res outdoor CFL base case, Total Watts = 4.07 x Msr Watts | Res outdoor CFL base case, Total Watts = 4.07 x Msr Watts | CFL fixture: (36w); Total fixture Watts = 36 | CFLratio0407 | CFLratio0407 | CFLfixt-36w(36w) | Standard |  | f | f | DEER Lighting measure | ErRobNc |  | ILtg-Incand-Res |  | None | 1/1/2013 |  |  | FALSE | FALSE |  |  | FALSE | FALSE | FALSE | FALSE | FALSE | FALSE | FALSE | FALSE | FALSE
2118 | Res-Lighting-OutGen_CFLratio0407_CFLfixt-40w | Residential Outdoor General Lighting: CFL Fixture replaces pre-existing standard lighting Wattage. Measure includes Code case. Impacts: HOU = 1249; CDF = 0 | DEER1314 | D13 v1.0 | 5/23/2014 15:34:31.757 | Res-Oltg-dWatt-CFL | DEER | Scaled | BaseRatio | 123 | 123 | None |  | f |  | t | Res | Any | Lighting | OutGen | Ltg_Fixture | CFL_fixt |  | ILtg-CFL-Res | Res outdoor CFL base case, Total Watts = 4.07 x Msr Watts | Res outdoor CFL base case, Total Watts = 4.07 x Msr Watts | CFL fixture: (40w); Total fixture Watts = 40 | CFLratio0407 | CFLratio0407 | CFLfixt-40w(40w) | Standard |  | f | f | DEER Lighting measure | ErRobNc |  | ILtg-Incand-Res |  | None | 1/1/2013 |  |  | FALSE | FALSE |  |  | FALSE | FALSE | FALSE | FALSE | FALSE | FALSE | FALSE | FALSE | FALSE
2119 | Res-Lighting-OutGen_CFLratio0407_CFLfixt-42w | Residential Outdoor General Lighting: CFL Fixture replaces pre-existing standard lighting Wattage. Measure includes Code case. Impacts: HOU = 1249; CDF = 0 | DEER1314 | D13 v1.0 | 5/23/2014 15:34:31.757 | Res-Oltg-dWatt-CFL | DEER | Scaled | BaseRatio | 129 | 129 | None |  | f |  | t | Res | Any | Lighting | OutGen | Ltg_Fixture | CFL_fixt |  | ILtg-CFL-Res | Res outdoor CFL base case, Total Watts = 4.07 x Msr Watts | Res outdoor CFL base case, Total Watts = 4.07 x Msr Watts | CFL fixture: (42w); Total fixture Watts = 42 | CFLratio0407 | CFLratio0407 | CFLfixt-42w(42w) | Standard |  | f | f | DEER Lighting measure | ErRobNc |  | ILtg-Incand-Res |  | None | 1/1/2013 |  |  | FALSE | FALSE |  |  | FALSE | FALSE | FALSE | FALSE | FALSE | FALSE | FALSE | FALSE | FALSE
2120 | Res-Lighting-OutGen_CFLratio0407_CFLfixt-50w | Residential Outdoor General Lighting: CFL Fixture replaces pre-existing standard lighting Wattage. Measure includes Code case. Impacts: HOU = 1249; CDF = 0 | DEER1314 | D13 v1.0 | 5/23/2014 15:34:31.757 | Res-Oltg-dWatt-CFL | DEER | Scaled | BaseRatio | 154 | 154 | None |  | f |  | t | Res | Any | Lighting | OutGen | Ltg_Fixture | CFL_fixt |  | ILtg-CFL-Res | Res outdoor CFL base case, Total Watts = 4.07 x Msr Watts | Res outdoor CFL base case, Total Watts = 4.07 x Msr Watts | CFL fixture: (50w); Total fixture Watts = 50 | CFLratio0407 | CFLratio0407 | CFLfixt-50w(50w) | Standard |  | f | f | DEER Lighting measure | ErRobNc |  | ILtg-Incand-Res |  | None | 1/1/2013 |  |  | FALSE | FALSE |  |  | FALSE | FALSE | FALSE | FALSE | FALSE | FALSE | FALSE | FALSE | FALSE
2121 | Res-Lighting-OutGen_CFLratio0407_CFLfixt-55w | Residential Outdoor General Lighting: CFL Fixture replaces pre-existing standard lighting Wattage. Measure includes Code case. Impacts: HOU = 1249; CDF = 0 | DEER1314 | D13 v1.0 | 5/23/2014 15:34:31.757 | Res-Oltg-dWatt-CFL | DEER | Scaled | BaseRatio | 169 | 169 | None |  | f |  | t | Res | Any | Lighting | OutGen | Ltg_Fixture | CFL_fixt |  | ILtg-CFL-Res | Res outdoor CFL base case, Total Watts = 4.07 x Msr Watts | Res outdoor CFL base case, Total Watts = 4.07 x Msr Watts | CFL fixture: (55w); Total fixture Watts = 55 | CFLratio0407 | CFLratio0407 | CFLfixt-55w(55w) | Standard |  | f | f | DEER Lighting measure | ErRobNc |  | ILtg-Incand-Res |  | None | 1/1/2013 |  |  | FALSE | FALSE |  |  | FALSE | FALSE | FALSE | FALSE | FALSE | FALSE | FALSE | FALSE | FALSE
2122 | Res-Lighting-OutGen_CFLratio0407_CFLfixt-57w | Residential Outdoor General Lighting: CFL Fixture replaces pre-existing standard lighting Wattage. Measure includes Code case. Impacts: HOU = 1249; CDF = 0 | DEER1314 | D13 v1.0 | 5/23/2014 15:34:31.757 | Res-Oltg-dWatt-CFL | DEER | Scaled | BaseRatio | 175 | 175 | None |  | f |  | t | Res | Any | Lighting | OutGen | Ltg_Fixture | CFL_fixt |  | ILtg-CFL-Res | Res outdoor CFL base case, Total Watts = 4.07 x Msr Watts | Res outdoor CFL base case, Total Watts = 4.07 x Msr Watts | CFL fixture: (57w); Total fixture Watts = 57 | CFLratio0407 | CFLratio0407 | CFLfixt-57w(57w) | Standard |  | f | f | DEER Lighting measure | ErRobNc |  | ILtg-Incand-Res |  | None | 1/1/2013 |  |  | FALSE | FALSE |  |  | FALSE | FALSE | FALSE | FALSE | FALSE | FALSE | FALSE | FALSE | FALSE
2123 | Res-Lighting-OutGen_CFLratio0407_CFLfixt-5w | Residential Outdoor General Lighting: CFL Fixture replaces pre-existing standard lighting Wattage. Measure includes Code case. Impacts: HOU = 1249; CDF = 0 | DEER1314 | D13 v1.0 | 5/23/2014 15:34:31.757 | Res-Oltg-dWatt-CFL | DEER | Scaled | BaseRatio | 15 | 15 | None |  | f |  | t | Res | Any | Lighting | OutGen | Ltg_Fixture | CFL_fixt |  | ILtg-CFL-Res | Res outdoor CFL base case, Total Watts = 4.07 x Msr Watts | Res outdoor CFL base case, Total Watts = 4.07 x Msr Watts | CFL fixture: (5w); Total fixture Watts = 5 | CFLratio0407 | CFLratio0407 | CFLfixt-5w(5w) | Standard |  | f | f | DEER Lighting measure | ErRobNc |  | ILtg-Incand-Res |  | None | 1/1/2013 |  |  | FALSE | FALSE |  |  | FALSE | FALSE | FALSE | FALSE | FALSE | FALSE | FALSE | FALSE | FALSE
2124 | Res-Lighting-OutGen_CFLratio0407_CFLfixt-60w | Residential Outdoor General Lighting: CFL Fixture replaces pre-existing standard lighting Wattage. Measure includes Code case. Impacts: HOU = 1249; CDF = 0 | DEER1314 | D13 v1.0 | 5/23/2014 15:34:31.757 | Res-Oltg-dWatt-CFL | DEER | Scaled | BaseRatio | 184 | 184 | None |  | f |  | t | Res | Any | Lighting | OutGen | Ltg_Fixture | CFL_fixt |  | ILtg-CFL-Res | Res outdoor CFL base case, Total Watts = 4.07 x Msr Watts | Res outdoor CFL base case, Total Watts = 4.07 x Msr Watts | CFL fixture: (60w); Total fixture Watts = 60 | CFLratio0407 | CFLratio0407 | CFLfixt-60w(60w) | Standard |  | f | f | DEER Lighting measure | ErRobNc |  | ILtg-Incand-Res |  | None | 1/1/2013 |  |  | FALSE | FALSE |  |  | FALSE | FALSE | FALSE | FALSE | FALSE | FALSE | FALSE | FALSE | FALSE
2125 | Res-Lighting-OutGen_CFLratio0407_CFLfixt-75w | Residential Outdoor General Lighting: CFL Fixture replaces pre-existing standard lighting Wattage. Measure includes Code case. Impacts: HOU = 1249; CDF = 0 | DEER1314 | D13 v1.0 | 5/23/2014 15:34:31.757 | Res-Oltg-dWatt-CFL | DEER | Scaled | BaseRatio | 230 | 230 | None |  | f |  | t | Res | Any | Lighting | OutGen | Ltg_Fixture | CFL_fixt |  | ILtg-CFL-Res | Res outdoor CFL base case, Total Watts = 4.07 x Msr Watts | Res outdoor CFL base case, Total Watts = 4.07 x Msr Watts | CFL fixture: (75w); Total fixture Watts = 75 | CFLratio0407 | CFLratio0407 | CFLfixt-75w(75w) | Standard |  | f | f | DEER Lighting measure | ErRobNc |  | ILtg-Incand-Res |  | None | 1/1/2013 |  |  | FALSE | FALSE |  |  | FALSE | FALSE | FALSE | FALSE | FALSE | FALSE | FALSE | FALSE | FALSE
2126 | Res-Lighting-OutGen_CFLratio0407_CFLfixt-7w | Residential Outdoor General Lighting: CFL Fixture replaces pre-existing standard lighting Wattage. Measure includes Code case. Impacts: HOU = 1249; CDF = 0 | DEER1314 | D13 v1.0 | 5/23/2014 15:34:31.757 | Res-Oltg-dWatt-CFL | DEER | Scaled | BaseRatio | 21 | 21 | None |  | f |  | t | Res | Any | Lighting | OutGen | Ltg_Fixture | CFL_fixt |  | ILtg-CFL-Res | Res outdoor CFL base case, Total Watts = 4.07 x Msr Watts | Res outdoor CFL base case, Total Watts = 4.07 x Msr Watts | CFL fixture: (7w); Total fixture Watts = 7 | CFLratio0407 | CFLratio0407 | CFLfixt-7w(7w) | Standard |  | f | f | DEER Lighting measure | ErRobNc |  | ILtg-Incand-Res |  | None | 1/1/2013 |  |  | FALSE | FALSE |  |  | FALSE | FALSE | FALSE | FALSE | FALSE | FALSE | FALSE | FALSE | FALSE
2127 | Res-Lighting-OutGen_CFLratio0407_CFLfixt-80w | Residential Outdoor General Lighting: CFL Fixture replaces pre-existing standard lighting Wattage. Measure includes Code case. Impacts: HOU = 1249; CDF = 0 | DEER1314 | D13 v1.0 | 5/23/2014 15:34:31.757 | Res-Oltg-dWatt-CFL | DEER | Scaled | BaseRatio | 246 | 246 | None |  | f |  | t | Res | Any | Lighting | OutGen | Ltg_Fixture | CFL_fixt |  | ILtg-CFL-Res | Res outdoor CFL base case, Total Watts = 4.07 x Msr Watts | Res outdoor CFL base case, Total Watts = 4.07 x Msr Watts | CFL fixture: (80w); Total fixture Watts = 80 | CFLratio0407 | CFLratio0407 | CFLfixt-80w(80w) | Standard |  | f | f | DEER Lighting measure | ErRobNc |  | ILtg-Incand-Res |  | None | 1/1/2013 |  |  | FALSE | FALSE |  |  | FALSE | FALSE | FALSE | FALSE | FALSE | FALSE | FALSE | FALSE | FALSE
2128 | Res-Lighting-OutGen_CFLratio0407_CFLfixt-85w | Residential Outdoor General Lighting: CFL Fixture replaces pre-existing standard lighting Wattage. Measure includes Code case. Impacts: HOU = 1249; CDF = 0 | DEER1314 | D13 v1.0 | 5/23/2014 15:34:31.757 | Res-Oltg-dWatt-CFL | DEER | Scaled | BaseRatio | 261 | 261 | None |  | f |  | t | Res | Any | Lighting | OutGen | Ltg_Fixture | CFL_fixt |  | ILtg-CFL-Res | Res outdoor CFL base case, Total Watts = 4.07 x Msr Watts | Res outdoor CFL base case, Total Watts = 4.07 x Msr Watts | CFL fixture: (85w); Total fixture Watts = 85 | CFLratio0407 | CFLratio0407 | CFLfixt-85w(85w) | Standard |  | f | f | DEER Lighting measure | ErRobNc |  | ILtg-Incand-Res |  | None | 1/1/2013 |  |  | FALSE | FALSE |  |  | FALSE | FALSE | FALSE | FALSE | FALSE | FALSE | FALSE | FALSE | FALSE
2129 | Res-Lighting-OutGen_CFLratio0407_CFLfixt-95w | Residential Outdoor General Lighting: CFL Fixture replaces pre-existing standard lighting Wattage. Measure includes Code case. Impacts: HOU = 1249; CDF = 0 | DEER1314 | D13 v1.0 | 5/23/2014 15:34:31.757 | Res-Oltg-dWatt-CFL | DEER | Scaled | BaseRatio | 292 | 292 | None |  | f |  | t | Res | Any | Lighting | OutGen | Ltg_Fixture | CFL_fixt |  | ILtg-CFL-Res | Res outdoor CFL base case, Total Watts = 4.07 x Msr Watts | Res outdoor CFL base case, Total Watts = 4.07 x Msr Watts | CFL fixture: (95w); Total fixture Watts = 95 | CFLratio0407 | CFLratio0407 | CFLfixt-95w(95w) | Standard |  | f | f | DEER Lighting measure | ErRobNc |  | ILtg-Incand-Res |  | None | 1/1/2013 |  |  | FALSE | FALSE |  |  | FALSE | FALSE | FALSE | FALSE | FALSE | FALSE | FALSE | FALSE | FALSE
2130 | Res-Lighting-OutGen_CFLratio0407_CFLfixt-9w | Residential Outdoor General Lighting: CFL Fixture replaces pre-existing standard lighting Wattage. Measure includes Code case. Impacts: HOU = 1249; CDF = 0 | DEER1314 | D13 v1.0 | 5/23/2014 15:34:31.757 | Res-Oltg-dWatt-CFL | DEER | Scaled | BaseRatio | 28 | 28 | None |  | f |  | t | Res | Any | Lighting | OutGen | Ltg_Fixture | CFL_fixt |  | ILtg-CFL-Res | Res outdoor CFL base case, Total Watts = 4.07 x Msr Watts | Res outdoor CFL base case, Total Watts = 4.07 x Msr Watts | CFL fixture: (9w); Total fixture Watts = 9 | CFLratio0407 | CFLratio0407 | CFLfixt-9w(9w) | Standard |  | f | f | DEER Lighting measure | ErRobNc |  | ILtg-Incand-Res |  | None | 1/1/2013 |  |  | FALSE | FALSE |  |  | FALSE | FALSE | FALSE | FALSE | FALSE | FALSE | FALSE | FALSE | FALSE
2131 | Res-Lighting-OutGen_CFLratio0407_CFLscw-100w | Residential Outdoor General Lighting: CFL Lamp with integated Ballast replaces pre-existing standard lighting Wattage. Measure includes Code case. Impacts: HOU = 1249; CDF = 0 | DEER1314 | D13 v1.0 | 5/18/2015 | Res-Oltg-dWatt-CFL | DEER | Scaled | BaseRatio | 307 | 307 | None |  | f |  | t | Res | Any | Lighting | OutGen | Ltg_Lamp | CFLint_lamp |  | ILtg-CFL-Res | Res outdoor CFL base case, Total Watts = 4.07 x Msr Watts | Res outdoor CFL base case, Total Watts = 4.07 x Msr Watts | CFL Lamp: Non-Reflector, 100-Watts | CFLratio0407 | CFLratio0407 | CFLscw(100w) | Standard | Transition to new HOU begins 1/1/2016 as part of DEER2016 | f | f | DEER Lighting measure | ErRobNc |  | ILtg-Incand-Res |  | None | 1/1/2013 | 2015-12-31 | DEER2016 Update (Msr Expires) | TRUE | TRUE | 100 | 0 | FALSE | FALSE | FALSE | FALSE | FALSE | TRUE | FALSE | FALSE | FALSE
2132 | Res-Lighting-OutGen_CFLratio0407_CFLscw-10w | Residential Outdoor General Lighting: CFL Lamp with integated Ballast replaces pre-existing standard lighting Wattage. Measure includes Code case. Impacts: HOU = 1249; CDF = 0 | DEER1314 | D13 v1.0 | 5/23/2014 15:34:31.757 | Res-Oltg-dWatt-CFL | DEER | Scaled | BaseRatio | 31 | 31 | None |  | f |  | t | Res | Any | Lighting | OutGen | Ltg_Lamp | CFLint_lamp |  | ILtg-CFL-Res | Res outdoor CFL base case, Total Watts = 4.07 x Msr Watts | Res outdoor CFL base case, Total Watts = 4.07 x Msr Watts | CFL Lamp: Non-Reflector, 10-Watts, lm=382 | CFLratio0407 | CFLratio0407 | CFLscw(10w) | Standard |  | f | f | DEER Lighting measure | ErRobNc |  | ILtg-Incand-Res |  | None | 1/1/2013 | 5/31/2015 | DEER2015 Uncertain Msr Update (Msr Expires) | TRUE | TRUE | 10 | 1 | FALSE | FALSE | FALSE | FALSE | TRUE | FALSE | FALSE | FALSE | FALSE
2133 | Res-Lighting-OutGen_CFLratio0407_CFLscw-11w | Residential Outdoor General Lighting: CFL Lamp with integated Ballast replaces pre-existing standard lighting Wattage. Measure includes Code case. Impacts: HOU = 1249; CDF = 0 | DEER1314 | D13 v1.0 | 5/23/2014 15:34:31.757 | Res-Oltg-dWatt-CFL | DEER | Scaled | BaseRatio | 34 | 34 | None |  | f |  | t | Res | Any | Lighting | OutGen | Ltg_Lamp | CFLint_lamp |  | ILtg-CFL-Res | Res outdoor CFL base case, Total Watts = 4.07 x Msr Watts | Res outdoor CFL base case, Total Watts = 4.07 x Msr Watts | CFL Lamp: Non-Reflector, 11-Watts, lm=420 | CFLratio0407 | CFLratio0407 | CFLscw(11w) | Standard |  | f | f | DEER Lighting measure | ErRobNc |  | ILtg-Incand-Res |  | None | 1/1/2013 | 5/31/2015 | DEER2015 Uncertain Msr Update (Msr Expires) | TRUE | TRUE | 11 | 1 | FALSE | FALSE | FALSE | FALSE | TRUE | FALSE | FALSE | FALSE | FALSE
2134 | Res-Lighting-OutGen_CFLratio0407_CFLscw-12w | Residential Outdoor General Lighting: CFL Lamp with integated Ballast replaces pre-existing standard lighting Wattage. Measure includes Code case. Impacts: HOU = 1249; CDF = 0 | DEER1314 | D13 v1.0 | 5/23/2014 15:34:31.757 | Res-Oltg-dWatt-CFL | DEER | Scaled | BaseRatio | 37 | 37 | None |  | f |  | t | Res | Any | Lighting | OutGen | Ltg_Lamp | CFLint_lamp |  | ILtg-CFL-Res | Res outdoor CFL base case, Total Watts = 4.07 x Msr Watts | Res outdoor CFL base case, Total Watts = 4.07 x Msr Watts | CFL Lamp: Non-Reflector, 12-Watts, lm=540 | CFLratio0407 | CFLratio0407 | CFLscw(12w) | Standard |  | f | f | DEER Lighting measure | ErRobNc |  | ILtg-Incand-Res |  | None | 1/1/2013 | 5/31/2015 | DEER2015 Uncertain Msr Update (Msr Expires) | TRUE | TRUE | 12 | 1 | FALSE | FALSE | FALSE | FALSE | TRUE | FALSE | FALSE | FALSE | FALSE
2135 | Res-Lighting-OutGen_CFLratio0407_CFLscw-13w | Residential Outdoor General Lighting: CFL Lamp with integated Ballast replaces pre-existing standard lighting Wattage. Measure includes Code case. Impacts: HOU = 1249; CDF = 0 | DEER1314 | D13 v1.0 | 5/23/2014 15:34:31.757 | Res-Oltg-dWatt-CFL | DEER | Scaled | BaseRatio | 40 | 40 | None |  | f |  | t | Res | Any | Lighting | OutGen | Ltg_Lamp | CFLint_lamp |  | ILtg-CFL-Res | Res outdoor CFL base case, Total Watts = 4.07 x Msr Watts | Res outdoor CFL base case, Total Watts = 4.07 x Msr Watts | CFL Lamp: Non-Reflector, 13-Watts, lm=660 | CFLratio0407 | CFLratio0407 | CFLscw(13w) | Standard |  | f | f | DEER Lighting measure | ErRobNc |  | ILtg-Incand-Res |  | None | 1/1/2013 | 5/31/2015 | DEER2015 Uncertain Msr Update (Msr Expires) | TRUE | TRUE | 13 | 1 | FALSE | FALSE | FALSE | FALSE | TRUE | FALSE | FALSE | FALSE | FALSE
2136 | Res-Lighting-OutGen_CFLratio0407_CFLscw-14w | Residential Outdoor General Lighting: CFL Lamp with integated Ballast replaces pre-existing standard lighting Wattage. Measure includes Code case. Impacts: HOU = 1249; CDF = 0 | DEER1314 | D13 v1.0 | 5/23/2014 15:34:31.757 | Res-Oltg-dWatt-CFL | DEER | Scaled | BaseRatio | 43 | 43 | None |  | f |  | t | Res | Any | Lighting | OutGen | Ltg_Lamp | CFLint_lamp |  | ILtg-CFL-Res | Res outdoor CFL base case, Total Watts = 4.07 x Msr Watts | Res outdoor CFL base case, Total Watts = 4.07 x Msr Watts | CFL Lamp: Non-Reflector, 14-Watts, lm=713 | CFLratio0407 | CFLratio0407 | CFLscw(14w) | Standard |  | f | f | DEER Lighting measure | ErRobNc |  | ILtg-Incand-Res |  | None | 1/1/2013 | 5/31/2015 | DEER2015 Uncertain Msr Update (Msr Expires) | TRUE | TRUE | 14 | 1 | FALSE | FALSE | FALSE | FALSE | TRUE | FALSE | FALSE | FALSE | FALSE
2137 | Res-Lighting-OutGen_CFLratio0407_CFLscw-150w | Residential Outdoor General Lighting: CFL Lamp with integated Ballast replaces pre-existing standard lighting Wattage. Measure includes Code case. Impacts: HOU = 1249; CDF = 0 | DEER1314 | D13 v1.0 | 5/18/2015 | Res-Oltg-dWatt-CFL | DEER | Scaled | BaseRatio | 461 | 461 | None |  | f |  | t | Res | Any | Lighting | OutGen | Ltg_Lamp | CFLint_lamp |  | ILtg-CFL-Res | Res outdoor CFL base case, Total Watts = 4.07 x Msr Watts | Res outdoor CFL base case, Total Watts = 4.07 x Msr Watts | CFL Lamp: Non-Reflector, 150-Watts | CFLratio0407 | CFLratio0407 | CFLscw(150w) | Standard | Transition to new HOU begins 1/1/2016 as part of DEER2016 | f | f | DEER Lighting measure | ErRobNc |  | ILtg-Incand-Res |  | None | 1/1/2013 | 2015-12-31 | DEER2016 Update (Msr Expires) | TRUE | TRUE | 150 | 0 | FALSE | FALSE | FALSE | FALSE | FALSE | TRUE | FALSE | FALSE | FALSE
2138 | Res-Lighting-OutGen_CFLratio0407_CFLscw-15w | Residential Outdoor General Lighting: CFL Lamp with integated Ballast replaces pre-existing standard lighting Wattage. Measure includes Code case. Impacts: HOU = 1249; CDF = 0 | DEER1314 | D13 v1.0 | 5/23/2014 15:34:31.757 | Res-Oltg-dWatt-CFL | DEER | Scaled | BaseRatio | 46 | 46 | None |  | f |  | t | Res | Any | Lighting | OutGen | Ltg_Lamp | CFLint_lamp |  | ILtg-CFL-Res | Res outdoor CFL base case, Total Watts = 4.07 x Msr Watts | Res outdoor CFL base case, Total Watts = 4.07 x Msr Watts | CFL Lamp: Non-Reflector, 15-Watts, lm=765 | CFLratio0407 | CFLratio0407 | CFLscw(15w) | Standard |  | f | f | DEER Lighting measure | ErRobNc |  | ILtg-Incand-Res |  | None | 1/1/2013 | 5/31/2015 | DEER2015 Uncertain Msr Update (Msr Expires) | TRUE | TRUE | 15 | 1 | FALSE | FALSE | FALSE | FALSE | TRUE | FALSE | FALSE | FALSE | FALSE
2139 | Res-Lighting-OutGen_CFLratio0407_CFLscw-16w | Residential Outdoor General Lighting: CFL Lamp with integated Ballast replaces pre-existing standard lighting Wattage. Measure includes Code case. Impacts: HOU = 1249; CDF = 0 | DEER1314 | D13 v1.0 | 5/23/2014 15:34:31.757 | Res-Oltg-dWatt-CFL | DEER | Scaled | BaseRatio | 49 | 49 | None |  | f |  | t | Res | Any | Lighting | OutGen | Ltg_Lamp | CFLint_lamp |  | ILtg-CFL-Res | Res outdoor CFL base case, Total Watts = 4.07 x Msr Watts | Res outdoor CFL base case, Total Watts = 4.07 x Msr Watts | CFL Lamp: Non-Reflector, 16-Watts, lm=810 | CFLratio0407 | CFLratio0407 | CFLscw(16w) | Standard |  | f | f | DEER Lighting measure | ErRobNc |  | ILtg-Incand-Res |  | None | 1/1/2013 | 5/31/2015 | DEER2015 Uncertain Msr Update (Msr Expires) | TRUE | TRUE | 16 | 1 | FALSE | FALSE | FALSE | FALSE | TRUE | FALSE | FALSE | FALSE | FALSE
2140 | Res-Lighting-OutGen_CFLratio0407_CFLscw-17w | Residential Outdoor General Lighting: CFL Lamp with integated Ballast replaces pre-existing standard lighting Wattage. Measure includes Code case. Impacts: HOU = 1249; CDF = 0 | DEER1314 | D13 v1.0 | 5/23/2014 15:34:31.757 | Res-Oltg-dWatt-CFL | DEER | Scaled | BaseRatio | 52 | 52 | None |  | f |  | t | Res | Any | Lighting | OutGen | Ltg_Lamp | CFLint_lamp |  | ILtg-CFL-Res | Res outdoor CFL base case, Total Watts = 4.07 x Msr Watts | Res outdoor CFL base case, Total Watts = 4.07 x Msr Watts | CFL Lamp: Non-Reflector, 17-Watts, lm=845 | CFLratio0407 | CFLratio0407 | CFLscw(17w) | Standard |  | f | f | DEER Lighting measure | ErRobNc |  | ILtg-Incand-Res |  | None | 1/1/2013 | 5/31/2015 | DEER2015 Uncertain Msr Update (Msr Expires) | TRUE | TRUE | 17 | 1 | FALSE | FALSE | FALSE | FALSE | TRUE | FALSE | FALSE | FALSE | FALSE
2141 | Res-Lighting-OutGen_CFLratio0407_CFLscw-18w | Residential Outdoor General Lighting: CFL Lamp with integated Ballast replaces pre-existing standard lighting Wattage. Measure includes Code case. Impacts: HOU = 1249; CDF = 0 | DEER1314 | D13 v1.0 | 5/23/2014 15:34:31.757 | Res-Oltg-dWatt-CFL | DEER | Scaled | BaseRatio | 55 | 55 | None |  | f |  | t | Res | Any | Lighting | OutGen | Ltg_Lamp | CFLint_lamp |  | ILtg-CFL-Res | Res outdoor CFL base case, Total Watts = 4.07 x Msr Watts | Res outdoor CFL base case, Total Watts = 4.07 x Msr Watts | CFL Lamp: Non-Reflector, 18-Watts, lm=885 | CFLratio0407 | CFLratio0407 | CFLscw(18w) | Standard |  | f | f | DEER Lighting measure | ErRobNc |  | ILtg-Incand-Res |  | None | 1/1/2013 | 5/31/2015 | DEER2015 Uncertain Msr Update (Msr Expires) | TRUE | TRUE | 18 | 1 | FALSE | FALSE | FALSE | FALSE | TRUE | FALSE | FALSE | FALSE | FALSE
2142 | Res-Lighting-OutGen_CFLratio0407_CFLscw-19w | Residential Outdoor General Lighting: CFL Lamp with integated Ballast replaces pre-existing standard lighting Wattage. Measure includes Code case. Impacts: HOU = 1249; CDF = 0 | DEER1314 | D13 v1.0 | 5/23/2014 15:34:31.757 | Res-Oltg-dWatt-CFL | DEER | Scaled | BaseRatio | 58 | 58 | None |  | f |  | t | Res | Any | Lighting | OutGen | Ltg_Lamp | CFLint_lamp |  | ILtg-CFL-Res | Res outdoor CFL base case, Total Watts = 4.07 x Msr Watts | Res outdoor CFL base case, Total Watts = 4.07 x Msr Watts | CFL Lamp: Non-Reflector, 19-Watts, lm=925 | CFLratio0407 | CFLratio0407 | CFLscw(19w) | Standard |  | f | f | DEER Lighting measure | ErRobNc |  | ILtg-Incand-Res |  | None | 1/1/2013 | 5/31/2015 | DEER2015 Uncertain Msr Update (Msr Expires) | TRUE | TRUE | 19 | 1 | FALSE | FALSE | FALSE | FALSE | TRUE | FALSE | FALSE | FALSE | FALSE
2143 | Res-Lighting-OutGen_CFLratio0407_CFLscw-200w | Residential Outdoor General Lighting: CFL Lamp with integated Ballast replaces pre-existing standard lighting Wattage. Measure includes Code case. Impacts: HOU = 1249; CDF = 0 | DEER1314 | D13 v1.0 | 5/18/2015 | Res-Oltg-dWatt-CFL | DEER | Scaled | BaseRatio | 614 | 614 | None |  | f |  | t | Res | Any | Lighting | OutGen | Ltg_Lamp | CFLint_lamp |  | ILtg-CFL-Res | Res outdoor CFL base case, Total Watts = 4.07 x Msr Watts | Res outdoor CFL base case, Total Watts = 4.07 x Msr Watts | CFL Lamp: Non-Reflector, 200-Watts | CFLratio0407 | CFLratio0407 | CFLscw(200w) | Standard | Transition to new HOU begins 1/1/2016 as part of DEER2016 | f | f | DEER Lighting measure | ErRobNc |  | ILtg-Incand-Res |  | None | 1/1/2013 | 2015-12-31 | DEER2016 Update (Msr Expires) | TRUE | TRUE | 200 | 0 | FALSE | FALSE | FALSE | FALSE | FALSE | TRUE | FALSE | FALSE | FALSE
2144 | Res-Lighting-OutGen_CFLratio0407_CFLscw-20w | Residential Outdoor General Lighting: CFL Lamp with integated Ballast replaces pre-existing standard lighting Wattage. Measure includes Code case. Impacts: HOU = 1249; CDF = 0 | DEER1314 | D13 v1.0 | 5/23/2014 15:34:31.757 | Res-Oltg-dWatt-CFL | DEER | Scaled | BaseRatio | 61 | 61 | None |  | f |  | t | Res | Any | Lighting | OutGen | Ltg_Lamp | CFLint_lamp |  | ILtg-CFL-Res | Res outdoor CFL base case, Total Watts = 4.07 x Msr Watts | Res outdoor CFL base case, Total Watts = 4.07 x Msr Watts | CFL Lamp: Non-Reflector, 20-Watts, lm=965 | CFLratio0407 | CFLratio0407 | CFLscw(20w) | Standard |  | f | f | DEER Lighting measure | ErRobNc |  | ILtg-Incand-Res |  | None | 1/1/2013 | 5/31/2015 | DEER2015 Uncertain Msr Update (Msr Expires) | TRUE | TRUE | 20 | 1 | FALSE | FALSE | FALSE | FALSE | TRUE | FALSE | FALSE | FALSE | FALSE
2145 | Res-Lighting-OutGen_CFLratio0407_CFLscw-21w | Residential Outdoor General Lighting: CFL Lamp with integated Ballast replaces pre-existing standard lighting Wattage. Measure includes Code case. Impacts: HOU = 1249; CDF = 0 | DEER1314 | D13 v1.0 | 5/23/2014 15:34:31.757 | Res-Oltg-dWatt-CFL | DEER | Scaled | BaseRatio | 64 | 64 | None |  | f |  | t | Res | Any | Lighting | OutGen | Ltg_Lamp | CFLint_lamp |  | ILtg-CFL-Res | Res outdoor CFL base case, Total Watts = 4.07 x Msr Watts | Res outdoor CFL base case, Total Watts = 4.07 x Msr Watts | CFL Lamp: Non-Reflector, 21-Watts, lm=1070 | CFLratio0407 | CFLratio0407 | CFLscw(21w) | Standard |  | f | f | DEER Lighting measure | ErRobNc |  | ILtg-Incand-Res |  | None | 1/1/2013 | 5/31/2015 | DEER2015 Uncertain Msr Update (Msr Expires) | TRUE | TRUE | 21 | 1 | FALSE | FALSE | FALSE | FALSE | TRUE | FALSE | FALSE | FALSE | FALSE
2146 | Res-Lighting-OutGen_CFLratio0407_CFLscw-22w | Residential Outdoor General Lighting: CFL Lamp with integated Ballast replaces pre-existing standard lighting Wattage. Measure includes Code case. Impacts: HOU = 1249; CDF = 0 | DEER1314 | D13 v1.0 | 5/23/2014 15:34:31.757 | Res-Oltg-dWatt-CFL | DEER | Scaled | BaseRatio | 68 | 68 | None |  | f |  | t | Res | Any | Lighting | OutGen | Ltg_Lamp | CFLint_lamp |  | ILtg-CFL-Res | Res outdoor CFL base case, Total Watts = 4.07 x Msr Watts | Res outdoor CFL base case, Total Watts = 4.07 x Msr Watts | CFL Lamp: Non-Reflector, 22-Watts, lm=1175 | CFLratio0407 | CFLratio0407 | CFLscw(22w) | Standard |  | f | f | DEER Lighting measure | ErRobNc |  | ILtg-Incand-Res |  | None | 1/1/2013 | 5/31/2015 | DEER2015 Uncertain Msr Update (Msr Expires) | TRUE | TRUE | 22 | 1 | FALSE | FALSE | FALSE | FALSE | TRUE | FALSE | FALSE | FALSE | FALSE
2147 | Res-Lighting-OutGen_CFLratio0407_CFLscw-23w | Residential Outdoor General Lighting: CFL Lamp with integated Ballast replaces pre-existing standard lighting Wattage. Measure includes Code case. Impacts: HOU = 1249; CDF = 0 | DEER1314 | D13 v1.0 | 5/23/2014 15:34:31.757 | Res-Oltg-dWatt-CFL | DEER | Scaled | BaseRatio | 71 | 71 | None |  | f |  | t | Res | Any | Lighting | OutGen | Ltg_Lamp | CFLint_lamp |  | ILtg-CFL-Res | Res outdoor CFL base case, Total Watts = 4.07 x Msr Watts | Res outdoor CFL base case, Total Watts = 4.07 x Msr Watts | CFL Lamp: Non-Reflector, 23-Watts, lm=1280 | CFLratio0407 | CFLratio0407 | CFLscw(23w) | Standard |  | f | f | DEER Lighting measure | ErRobNc |  | ILtg-Incand-Res |  | None | 1/1/2013 | 5/31/2015 | DEER2015 Uncertain Msr Update (Msr Expires) | TRUE | TRUE | 23 | 1 | FALSE | FALSE | FALSE | FALSE | TRUE | FALSE | FALSE | FALSE | FALSE
2148 | Res-Lighting-OutGen_CFLratio0407_CFLscw-24w | Residential Outdoor General Lighting: CFL Lamp with integated Ballast replaces pre-existing standard lighting Wattage. Measure includes Code case. Impacts: HOU = 1249; CDF = 0 | DEER1314 | D13 v1.0 | 5/23/2014 15:34:31.757 | Res-Oltg-dWatt-CFL | DEER | Scaled | BaseRatio | 74 | 74 | None |  | f |  | t | Res | Any | Lighting | OutGen | Ltg_Lamp | CFLint_lamp |  | ILtg-CFL-Res | Res outdoor CFL base case, Total Watts = 4.07 x Msr Watts | Res outdoor CFL base case, Total Watts = 4.07 x Msr Watts | CFL Lamp: Non-Reflector, 24-Watts, lm=1295 | CFLratio0407 | CFLratio0407 | CFLscw(24w) | Standard |  | f | f | DEER Lighting measure | ErRobNc |  | ILtg-Incand-Res |  | None | 1/1/2013 | 5/31/2015 | DEER2015 Uncertain Msr Update (Msr Expires) | TRUE | TRUE | 24 | 1 | FALSE | FALSE | FALSE | FALSE | TRUE | FALSE | FALSE | FALSE | FALSE
2149 | Res-Lighting-OutGen_CFLratio0407_CFLscw-25w | Residential Outdoor General Lighting: CFL Lamp with integated Ballast replaces pre-existing standard lighting Wattage. Measure includes Code case. Impacts: HOU = 1249; CDF = 0 | DEER1314 | D13 v1.0 | 5/23/2014 15:34:31.757 | Res-Oltg-dWatt-CFL | DEER | Scaled | BaseRatio | 77 | 77 | None |  | f |  | t | Res | Any | Lighting | OutGen | Ltg_Lamp | CFLint_lamp |  | ILtg-CFL-Res | Res outdoor CFL base case, Total Watts = 4.07 x Msr Watts | Res outdoor CFL base case, Total Watts = 4.07 x Msr Watts | CFL Lamp: Non-Reflector, 25-Watts, lm=1310 | CFLratio0407 | CFLratio0407 | CFLscw(25w) | Standard |  | f | f | DEER Lighting measure | ErRobNc |  | ILtg-Incand-Res |  | None | 1/1/2013 | 5/31/2015 | DEER2015 Uncertain Msr Update (Msr Expires) | TRUE | TRUE | 25 | 1 | FALSE | FALSE | FALSE | FALSE | TRUE | FALSE | FALSE | FALSE | FALSE
2150 | Res-Lighting-OutGen_CFLratio0407_CFLscw-26w | Residential Outdoor General Lighting: CFL Lamp with integated Ballast replaces pre-existing standard lighting Wattage. Measure includes Code case. Impacts: HOU = 1249; CDF = 0 | DEER1314 | D13 v1.0 | 5/23/2014 15:34:31.757 | Res-Oltg-dWatt-CFL | DEER | Scaled | BaseRatio | 80 | 80 | None |  | f |  | t | Res | Any | Lighting | OutGen | Ltg_Lamp | CFLint_lamp |  | ILtg-CFL-Res | Res outdoor CFL base case, Total Watts = 4.07 x Msr Watts | Res outdoor CFL base case, Total Watts = 4.07 x Msr Watts | CFL Lamp: Non-Reflector, 26-Watts, lm=1368 | CFLratio0407 | CFLratio0407 | CFLscw(26w) | Standard |  | f | f | DEER Lighting measure | ErRobNc |  | ILtg-Incand-Res |  | None | 1/1/2013 | 5/31/2015 | DEER2015 Uncertain Msr Update (Msr Expires) | TRUE | TRUE | 26 | 1 | FALSE | FALSE | FALSE | FALSE | TRUE | FALSE | FALSE | FALSE | FALSE
2151 | Res-Lighting-OutGen_CFLratio0407_CFLscw-27w | Residential Outdoor General Lighting: CFL Lamp with integated Ballast replaces pre-existing standard lighting Wattage. Measure includes Code case. Impacts: HOU = 1249; CDF = 0 | DEER1314 | D13 v1.0 | 5/23/2014 15:34:31.757 | Res-Oltg-dWatt-CFL | DEER | Scaled | BaseRatio | 83 | 83 | None |  | f |  | t | Res | Any | Lighting | OutGen | Ltg_Lamp | CFLint_lamp |  | ILtg-CFL-Res | Res outdoor CFL base case, Total Watts = 4.07 x Msr Watts | Res outdoor CFL base case, Total Watts = 4.07 x Msr Watts | CFL Lamp: Non-Reflector, 27-Watts, lm=1427 | CFLratio0407 | CFLratio0407 | CFLscw(27w) | Standard |  | f | f | DEER Lighting measure | ErRobNc |  | ILtg-Incand-Res |  | None | 1/1/2013 | 5/31/2015 | DEER2015 Uncertain Msr Update (Msr Expires) | TRUE | TRUE | 27 | 1 | FALSE | FALSE | FALSE | FALSE | TRUE | FALSE | FALSE | FALSE | FALSE
2152 | Res-Lighting-OutGen_CFLratio0407_CFLscw-28w | Residential Outdoor General Lighting: CFL Lamp with integated Ballast replaces pre-existing standard lighting Wattage. Measure includes Code case. Impacts: HOU = 1249; CDF = 0 | DEER1314 | D13 v1.0 | 5/23/2014 15:34:31.757 | Res-Oltg-dWatt-CFL | DEER | Scaled | BaseRatio | 86 | 86 | None |  | f |  | t | Res | Any | Lighting | OutGen | Ltg_Lamp | CFLint_lamp |  | ILtg-CFL-Res | Res outdoor CFL base case, Total Watts = 4.07 x Msr Watts | Res outdoor CFL base case, Total Watts = 4.07 x Msr Watts | CFL Lamp: Non-Reflector, 28-Watts, lm=1485 | CFLratio0407 | CFLratio0407 | CFLscw(28w) | Standard |  | f | f | DEER Lighting measure | ErRobNc |  | ILtg-Incand-Res |  | None | 1/1/2013 | 5/31/2015 | DEER2015 Uncertain Msr Update (Msr Expires) | TRUE | TRUE | 28 | 1 | FALSE | FALSE | FALSE | FALSE | TRUE | FALSE | FALSE | FALSE | FALSE
2153 | Res-Lighting-OutGen_CFLratio0407_CFLscw-29w | Residential Outdoor General Lighting: CFL Lamp with integated Ballast replaces pre-existing standard lighting Wattage. Measure includes Code case. Impacts: HOU = 1249; CDF = 0 | DEER1314 | D13 v1.0 | 5/23/2014 15:34:31.757 | Res-Oltg-dWatt-CFL | DEER | Scaled | BaseRatio | 89 | 89 | None |  | f |  | t | Res | Any | Lighting | OutGen | Ltg_Lamp | CFLint_lamp |  | ILtg-CFL-Res | Res outdoor CFL base case, Total Watts = 4.07 x Msr Watts | Res outdoor CFL base case, Total Watts = 4.07 x Msr Watts | CFL Lamp: Non-Reflector, 29-Watts | CFLratio0407 | CFLratio0407 | CFLscw(29w) | Standard |  | f | f | DEER Lighting measure | ErRobNc |  | ILtg-Incand-Res |  | None | 1/1/2013 | 5/31/2015 | DEER2015 Uncertain Msr Update (Msr Expires) | TRUE | TRUE | 29 | 1 | FALSE | FALSE | FALSE | FALSE | TRUE | FALSE | FALSE | FALSE | FALSE
2154 | Res-Lighting-OutGen_CFLratio0407_CFLscw-30w | Residential Outdoor General Lighting: CFL Lamp with integated Ballast replaces pre-existing standard lighting Wattage. Measure includes Code case. Impacts: HOU = 1249; CDF = 0 | DEER1314 | D13 v1.0 | 5/23/2014 15:34:31.757 | Res-Oltg-dWatt-CFL | DEER | Scaled | BaseRatio | 92 | 92 | None |  | f |  | t | Res | Any | Lighting | OutGen | Ltg_Lamp | CFLint_lamp |  | ILtg-CFL-Res | Res outdoor CFL base case, Total Watts = 4.07 x Msr Watts | Res outdoor CFL base case, Total Watts = 4.07 x Msr Watts | CFL Lamp: Non-Reflector, 30-Watts | CFLratio0407 | CFLratio0407 | CFLscw(30w) | Standard |  | f | f | DEER Lighting measure | ErRobNc |  | ILtg-Incand-Res |  | None | 1/1/2013 | 5/31/2015 | DEER2015 Uncertain Msr Update (Msr Expires) | TRUE | TRUE | 30 | 1 | FALSE | FALSE | FALSE | FALSE | TRUE | FALSE | FALSE | FALSE | FALSE
2155 | Res-Lighting-OutGen_CFLratio0407_CFLscw-31w | Residential Outdoor General Lighting: CFL Lamp with integated Ballast replaces pre-existing standard lighting Wattage. Measure includes Code case. Impacts: HOU = 1249; CDF = 0 | DEER1314 | D13 v1.0 | 5/18/2015 | Res-Oltg-dWatt-CFL | DEER | Scaled | BaseRatio | 95 | 95 | None |  | f |  | t | Res | Any | Lighting | OutGen | Ltg_Lamp | CFLint_lamp |  | ILtg-CFL-Res | Res outdoor CFL base case, Total Watts = 4.07 x Msr Watts | Res outdoor CFL base case, Total Watts = 4.07 x Msr Watts | CFL Lamp: Non-Reflector, 31-Watts | CFLratio0407 | CFLratio0407 | CFLscw(31w) | Standard | Transition to new HOU begins 1/1/2016 as part of DEER2016 | f | f | DEER Lighting measure | ErRobNc |  | ILtg-Incand-Res |  | None | 1/1/2013 | 2015-12-31 | DEER2016 Update (Msr Expires) | TRUE | TRUE | 31 | 0 | FALSE | FALSE | FALSE | FALSE | FALSE | TRUE | FALSE | FALSE | FALSE
2156 | Res-Lighting-OutGen_CFLratio0407_CFLscw-32w | Residential Outdoor General Lighting: CFL Lamp with integated Ballast replaces pre-existing standard lighting Wattage. Measure includes Code case. Impacts: HOU = 1249; CDF = 0 | DEER1314 | D13 v1.0 | 5/18/2015 | Res-Oltg-dWatt-CFL | DEER | Scaled | BaseRatio | 98 | 98 | None |  | f |  | t | Res | Any | Lighting | OutGen | Ltg_Lamp | CFLint_lamp |  | ILtg-CFL-Res | Res outdoor CFL base case, Total Watts = 4.07 x Msr Watts | Res outdoor CFL base case, Total Watts = 4.07 x Msr Watts | CFL Lamp: Non-Reflector, 32-Watts | CFLratio0407 | CFLratio0407 | CFLscw(32w) | Standard | Transition to new HOU begins 1/1/2016 as part of DEER2016 | f | f | DEER Lighting measure | ErRobNc |  | ILtg-Incand-Res |  | None | 1/1/2013 | 2015-12-31 | DEER2016 Update (Msr Expires) | TRUE | TRUE | 32 | 0 | FALSE | FALSE | FALSE | FALSE | FALSE | TRUE | FALSE | FALSE | FALSE
2157 | Res-Lighting-OutGen_CFLratio0407_CFLscw-3w | Residential Outdoor General Lighting: CFL Lamp with integated Ballast replaces pre-existing standard lighting Wattage. Measure includes Code case. Impacts: HOU = 1249; CDF = 0 | DEER1314 | D13 v1.0 | 5/23/2014 15:34:31.757 | Res-Oltg-dWatt-CFL | DEER | Scaled | BaseRatio | 9 | 9 | None |  | f |  | t | Res | Any | Lighting | OutGen | Ltg_Lamp | CFLint_lamp |  | ILtg-CFL-Res | Res outdoor CFL base case, Total Watts = 4.07 x Msr Watts | Res outdoor CFL base case, Total Watts = 4.07 x Msr Watts | CFL Lamp: Non-Reflector, 3-Watts | CFLratio0407 | CFLratio0407 | CFLscw(3w) | Standard |  | f | f | DEER Lighting measure | ErRobNc |  | ILtg-Incand-Res |  | None | 1/1/2013 | 5/31/2015 | DEER2015 Uncertain Msr Update (Msr Expires) | TRUE | TRUE | 3 | 1 | FALSE | FALSE | FALSE | FALSE | TRUE | FALSE | FALSE | FALSE | FALSE
2158 | Res-Lighting-OutGen_CFLratio0407_CFLscw-42w | Residential Outdoor General Lighting: CFL Lamp with integated Ballast replaces pre-existing standard lighting Wattage. Measure includes Code case. Impacts: HOU = 1249; CDF = 0 | DEER1314 | D13 v1.0 | 5/18/2015 | Res-Oltg-dWatt-CFL | DEER | Scaled | BaseRatio | 129 | 129 | None |  | f |  | t | Res | Any | Lighting | OutGen | Ltg_Lamp | CFLint_lamp |  | ILtg-CFL-Res | Res outdoor CFL base case, Total Watts = 4.07 x Msr Watts | Res outdoor CFL base case, Total Watts = 4.07 x Msr Watts | CFL Lamp: Non-Reflector, 42-Watts | CFLratio0407 | CFLratio0407 | CFLscw(42w) | Standard | Transition to new HOU begins 1/1/2016 as part of DEER2016 | f | f | DEER Lighting measure | ErRobNc |  | ILtg-Incand-Res |  | None | 1/1/2013 | 2015-12-31 | DEER2016 Update (Msr Expires) | TRUE | TRUE | 42 | 0 | FALSE | FALSE | FALSE | FALSE | FALSE | TRUE | FALSE | FALSE | FALSE
2159 | Res-Lighting-OutGen_CFLratio0407_CFLscw-4w | Residential Outdoor General Lighting: CFL Lamp with integated Ballast replaces pre-existing standard lighting Wattage. Measure includes Code case. Impacts: HOU = 1249; CDF = 0 | DEER1314 | D13 v1.0 | 5/23/2014 15:34:31.757 | Res-Oltg-dWatt-CFL | DEER | Scaled | BaseRatio | 12 | 12 | None |  | f |  | t | Res | Any | Lighting | OutGen | Ltg_Lamp | CFLint_lamp |  | ILtg-CFL-Res | Res outdoor CFL base case, Total Watts = 4.07 x Msr Watts | Res outdoor CFL base case, Total Watts = 4.07 x Msr Watts | CFL Lamp: Non-Reflector, 4-Watts | CFLratio0407 | CFLratio0407 | CFLscw(4w) | Standard |  | f | f | DEER Lighting measure | ErRobNc |  | ILtg-Incand-Res |  | None | 1/1/2013 | 5/31/2015 | DEER2015 Uncertain Msr Update (Msr Expires) | TRUE | TRUE | 4 | 1 | FALSE | FALSE | FALSE | FALSE | TRUE | FALSE | FALSE | FALSE | FALSE
2160 | Res-Lighting-OutGen_CFLratio0407_CFLscw-55w | Residential Outdoor General Lighting: CFL Lamp with integated Ballast replaces pre-existing standard lighting Wattage. Measure includes Code case. Impacts: HOU = 1249; CDF = 0 | DEER1314 | D13 v1.0 | 5/18/2015 | Res-Oltg-dWatt-CFL | DEER | Scaled | BaseRatio | 169 | 169 | None |  | f |  | t | Res | Any | Lighting | OutGen | Ltg_Lamp | CFLint_lamp |  | ILtg-CFL-Res | Res outdoor CFL base case, Total Watts = 4.07 x Msr Watts | Res outdoor CFL base case, Total Watts = 4.07 x Msr Watts | CFL Lamp: Non-Reflector, 55-Watts | CFLratio0407 | CFLratio0407 | CFLscw(55w) | Standard | Transition to new HOU begins 1/1/2016 as part of DEER2016 | f | f | DEER Lighting measure | ErRobNc |  | ILtg-Incand-Res |  | None | 1/1/2013 | 2015-12-31 | DEER2016 Update (Msr Expires) | TRUE | TRUE | 55 | 0 | FALSE | FALSE | FALSE | FALSE | FALSE | TRUE | FALSE | FALSE | FALSE
2161 | Res-Lighting-OutGen_CFLratio0407_CFLscw-5w | Residential Outdoor General Lighting: CFL Lamp with integated Ballast replaces pre-existing standard lighting Wattage. Measure includes Code case. Impacts: HOU = 1249; CDF = 0 | DEER1314 | D13 v1.0 | 5/23/2014 15:34:31.757 | Res-Oltg-dWatt-CFL | DEER | Scaled | BaseRatio | 15 | 15 | None |  | f |  | t | Res | Any | Lighting | OutGen | Ltg_Lamp | CFLint_lamp |  | ILtg-CFL-Res | Res outdoor CFL base case, Total Watts = 4.07 x Msr Watts | Res outdoor CFL base case, Total Watts = 4.07 x Msr Watts | CFL Lamp: Non-Reflector, 5-Watts | CFLratio0407 | CFLratio0407 | CFLscw(5w) | Standard |  | f | f | DEER Lighting measure | ErRobNc |  | ILtg-Incand-Res |  | None | 1/1/2013 | 5/31/2015 | DEER2015 Uncertain Msr Update (Msr Expires) | TRUE | TRUE | 5 | 1 | FALSE | FALSE | FALSE | FALSE | TRUE | FALSE | FALSE | FALSE | FALSE
2162 | Res-Lighting-OutGen_CFLratio0407_CFLscw-60w | Residential Outdoor General Lighting: CFL Lamp with integated Ballast replaces pre-existing standard lighting Wattage. Measure includes Code case. Impacts: HOU = 1249; CDF = 0 | DEER1314 | D13 v1.0 | 5/18/2015 | Res-Oltg-dWatt-CFL | DEER | Scaled | BaseRatio | 184 | 184 | None |  | f |  | t | Res | Any | Lighting | OutGen | Ltg_Lamp | CFLint_lamp |  | ILtg-CFL-Res | Res outdoor CFL base case, Total Watts = 4.07 x Msr Watts | Res outdoor CFL base case, Total Watts = 4.07 x Msr Watts | CFL Lamp: Non-Reflector, 60-Watts | CFLratio0407 | CFLratio0407 | CFLscw(60w) | Standard | Transition to new HOU begins 1/1/2016 as part of DEER2016 | f | f | DEER Lighting measure | ErRobNc |  | ILtg-Incand-Res |  | None | 1/1/2013 | 2015-12-31 | DEER2016 Update (Msr Expires) | TRUE | TRUE | 60 | 0 | FALSE | FALSE | FALSE | FALSE | FALSE | TRUE | FALSE | FALSE | FALSE
2163 | Res-Lighting-OutGen_CFLratio0407_CFLscw-6w | Residential Outdoor General Lighting: CFL Lamp with integated Ballast replaces pre-existing standard lighting Wattage. Measure includes Code case. Impacts: HOU = 1249; CDF = 0 | DEER1314 | D13 v1.0 | 5/23/2014 15:34:31.757 | Res-Oltg-dWatt-CFL | DEER | Scaled | BaseRatio | 18 | 18 | None |  | f |  | t | Res | Any | Lighting | OutGen | Ltg_Lamp | CFLint_lamp |  | ILtg-CFL-Res | Res outdoor CFL base case, Total Watts = 4.07 x Msr Watts | Res outdoor CFL base case, Total Watts = 4.07 x Msr Watts | CFL Lamp: Non-Reflector, 6-Watts | CFLratio0407 | CFLratio0407 | CFLscw(6w) | Standard |  | f | f | DEER Lighting measure | ErRobNc |  | ILtg-Incand-Res |  | None | 1/1/2013 | 5/31/2015 | DEER2015 Uncertain Msr Update (Msr Expires) | TRUE | TRUE | 6 | 1 | FALSE | FALSE | FALSE | FALSE | TRUE | FALSE | FALSE | FALSE | FALSE
2164 | Res-Lighting-OutGen_CFLratio0407_CFLscw-7w | Residential Outdoor General Lighting: CFL Lamp with integated Ballast replaces pre-existing standard lighting Wattage. Measure includes Code case. Impacts: HOU = 1249; CDF = 0 | DEER1314 | D13 v1.0 | 5/23/2014 15:34:31.757 | Res-Oltg-dWatt-CFL | DEER | Scaled | BaseRatio | 21 | 21 | None |  | f |  | t | Res | Any | Lighting | OutGen | Ltg_Lamp | CFLint_lamp |  | ILtg-CFL-Res | Res outdoor CFL base case, Total Watts = 4.07 x Msr Watts | Res outdoor CFL base case, Total Watts = 4.07 x Msr Watts | CFL Lamp: Non-Reflector, 7-Watts, lm=296 | CFLratio0407 | CFLratio0407 | CFLscw(7w) | Standard |  | f | f | DEER Lighting measure | ErRobNc |  | ILtg-Incand-Res |  | None | 1/1/2013 | 5/31/2015 | DEER2015 Uncertain Msr Update (Msr Expires) | TRUE | TRUE | 7 | 1 | FALSE | FALSE | FALSE | FALSE | TRUE | FALSE | FALSE | FALSE | FALSE
2165 | Res-Lighting-OutGen_CFLratio0407_CFLscw-80w | Residential Outdoor General Lighting: CFL Lamp with integated Ballast replaces pre-existing standard lighting Wattage. Measure includes Code case. Impacts: HOU = 1249; CDF = 0 | DEER1314 | D13 v1.0 | 5/18/2015 | Res-Oltg-dWatt-CFL | DEER | Scaled | BaseRatio | 246 | 246 | None |  | f |  | t | Res | Any | Lighting | OutGen | Ltg_Lamp | CFLint_lamp |  | ILtg-CFL-Res | Res outdoor CFL base case, Total Watts = 4.07 x Msr Watts | Res outdoor CFL base case, Total Watts = 4.07 x Msr Watts | CFL Lamp: Non-Reflector, 80-Watts | CFLratio0407 | CFLratio0407 | CFLscw(80w) | Standard | Transition to new HOU begins 1/1/2016 as part of DEER2016 | f | f | DEER Lighting measure | ErRobNc |  | ILtg-Incand-Res |  | None | 1/1/2013 | 2015-12-31 | DEER2016 Update (Msr Expires) | TRUE | TRUE | 80 | 0 | FALSE | FALSE | FALSE | FALSE | FALSE | TRUE | FALSE | FALSE | FALSE
2166 | Res-Lighting-OutGen_CFLratio0407_CFLscw-8w | Residential Outdoor General Lighting: CFL Lamp with integated Ballast replaces pre-existing standard lighting Wattage. Measure includes Code case. Impacts: HOU = 1249; CDF = 0 | DEER1314 | D13 v1.0 | 5/23/2014 15:34:31.757 | Res-Oltg-dWatt-CFL | DEER | Scaled | BaseRatio | 25 | 25 | None |  | f |  | t | Res | Any | Lighting | OutGen | Ltg_Lamp | CFLint_lamp |  | ILtg-CFL-Res | Res outdoor CFL base case, Total Watts = 4.07 x Msr Watts | Res outdoor CFL base case, Total Watts = 4.07 x Msr Watts | CFL Lamp: Non-Reflector, 8-Watts, lm=320 | CFLratio0407 | CFLratio0407 | CFLscw(8w) | Standard |  | f | f | DEER Lighting measure | ErRobNc |  | ILtg-Incand-Res |  | None | 1/1/2013 | 5/31/2015 | DEER2015 Uncertain Msr Update (Msr Expires) | TRUE | TRUE | 8 | 1 | FALSE | FALSE | FALSE | FALSE | TRUE | FALSE | FALSE | FALSE | FALSE
2167 | Res-Lighting-OutGen_CFLratio0407_CFLscw-9w | Residential Outdoor General Lighting: CFL Lamp with integated Ballast replaces pre-existing standard lighting Wattage. Measure includes Code case. Impacts: HOU = 1249; CDF = 0 | DEER1314 | D13 v1.0 | 5/23/2014 15:34:31.757 | Res-Oltg-dWatt-CFL | DEER | Scaled | BaseRatio | 28 | 28 | None |  | f |  | t | Res | Any | Lighting | OutGen | Ltg_Lamp | CFLint_lamp |  | ILtg-CFL-Res | Res outdoor CFL base case, Total Watts = 4.07 x Msr Watts | Res outdoor CFL base case, Total Watts = 4.07 x Msr Watts | CFL Lamp: Non-Reflector, 9-Watts, lm=344 | CFLratio0407 | CFLratio0407 | CFLscw(9w) | Standard |  | f | f | DEER Lighting measure | ErRobNc |  | ILtg-Incand-Res |  | None | 1/1/2013 | 5/31/2015 | DEER2015 Uncertain Msr Update (Msr Expires) | TRUE | TRUE | 9 | 1 | FALSE | FALSE | FALSE | FALSE | TRUE | FALSE | FALSE | FALSE | FALSE
2168 | Com-Lighting-InGen_T12-48in-144w-A_T12-48in-144w-A_T12-48in-76w | Commercial Indoor General Lighting: Linear Fluorescent Lamp & Ballast replaces pre-existing standard lighting Wattage. Measure includes Code case. Impacts: Linear Fluorescent-based HOU (varies by BldgType) | DEER2014 | D13 v1.2 | 5/23/2014 15:34:31.757 | Com-Iltg-dWatt-LF | DEER | Scaled | Delta | 68 | 68 | None |  | f |  | t | Com | Any | Lighting | InGen-LF | Ltg_Lmp+Blst | LF_LmpBlst |  | ILtg-Lfluor-fix | LF lamp and ballast: LF lamp: T12, 48 inch, 34W, 2475 lm, CRI = 60, rated life = 20000 hours (4): LF Ballast: Energy Saver Magnetic (EPACT compliant), Rapid Start, Normal LO (2); Total Fixture Watts = 144 | LF lamp and ballast: LF lamp: T12, 48 inch, 34W, 2475 lm, CRI = 60, rated life = 20000 hours (4): LF Ballast: Energy Saver Magnetic (EPACT compliant), Rapid Start, Normal LO (2); Total Fixture Watts = 144 | LF lamp and ballast: LF lamp: T12, 48 inch, 34W, 2475 lm, CRI = 60, rated life = 20000 hours (2): LF Ballast: Energy Saver Magnetic (EPACT compliant), Rapid Start, Normal LO (1); Delamped; Total Fixture Watts = 76 | LFLmpBlst-T12-48in-34w+MagES-RS-NLO(144w) | LFLmpBlst-T12-48in-34w+MagES-RS-NLO(144w) | LFLmpBlst-T12-48in-34w+MagES-RS-NLO-Del(76w) | Review | Delamping | f | f | DEER Lighting measure | RobNc |  | ILtg-Lfluor-fix | D08-NE-ILtg-LFluor-Prim-Rtr-48in34wT12ESMg144w-48in34wT122ESMg76w | DEER1316-Ltg-Com-LF | 1/1/2013 |  | DEER2016 HOU Update | FALSE | FALSE |  |  | FALSE | FALSE | FALSE | FALSE | FALSE | FALSE | FALSE | FALSE | FALSE
2169 | Com-Lighting-InGen_T12-48in-216w_T12-48in-216w_T12-48in-152w | Commercial Indoor General Lighting: Linear Fluorescent Lamp & Ballast replaces pre-existing standard lighting Wattage. Measure includes Code case. Impacts: Linear Fluorescent-based HOU (varies by BldgType) | DEER2014 | D13 v1.2 | 5/23/2014 15:34:31.757 | Com-Iltg-dWatt-LF | DEER | Scaled | Delta | 64 | 64 | None |  | f |  | t | Com | Any | Lighting | InGen-LF | Ltg_Lmp+Blst | LF_LmpBlst |  | ILtg-Lfluor-fix | LF lamp and ballast: LF lamp: T12, 48 inch, 34W, 2475 lm, CRI = 60, rated life = 20000 hours (6): LF Ballast: Energy Saver Magnetic (EPACT compliant), Rapid Start, Normal LO (2); Total Fixture Watts = 216 | LF lamp and ballast: LF lamp: T12, 48 inch, 34W, 2475 lm, CRI = 60, rated life = 20000 hours (6): LF Ballast: Energy Saver Magnetic (EPACT compliant), Rapid Start, Normal LO (2); Total Fixture Watts = 216 | LF lamp and ballast: LF lamp: T12, 48 inch, 34W, 2475 lm, CRI = 60, rated life = 20000 hours (4): LF Ballast: Energy Saver Magnetic (EPACT compliant), Rapid Start, Normal LO (2); Delamped; Total Fixture Watts = 152 | LFLmpBlst-T12-48in-34w+MagES-RS-NLO(216w) | LFLmpBlst-T12-48in-34w+MagES-RS-NLO(216w) | LFLmpBlst-T12-48in-34w+MagES-RS-NLO-Del(152w) | Review | Delamping | f | f | DEER Lighting measure | RobNc |  | ILtg-Lfluor-fix | D08-NE-ILtg-LFluor-Prim-Rtr-48in34wT12ESMg216w-48in34wT12ESMg152w | DEER1316-Ltg-Com-LF | 1/1/2013 |  | DEER2016 HOU Update | FALSE | FALSE |  |  | FALSE | FALSE | FALSE | FALSE | FALSE | FALSE | FALSE | FALSE | FALSE
2170 | Com-Lighting-InGen_T12-48in-43w-A_T5-46in-33w_T5-46in-33w | Commercial Indoor General Lighting: more efficient Linear Fluorescent Lamp & Ballast installed. Measure includes Code case. Impacts: Linear Fluorescent-based HOU (varies by BldgType) | DEER2014 | D13 v1.2 | 5/23/2014 15:34:31.757 | Com-Iltg-dWatt-LF | DEER | Scaled | Delta | 0 | 10 | None |  | f |  | t | Com | Any | Lighting | InGen-LF | Ltg_Lmp+Blst | LF_LmpBlst |  | ILtg-Lfluor-fix | LF lamp and ballast: LF lamp: T12, 48 inch, 34W, 2475 lm, CRI = 60, rated life = 20000 hours (1): LF Ballast: Energy Saver Magnetic (EPACT compliant), Rapid Start, Normal LO (1); Total Fixture Watts = 43 | LF lamp and ballast: LF lamp: T5, 46 inch, 28W, 2750 lm, CRI = 85, rated life = 25000 hours (1): LF Ballast: Electronic, Programmed Start, High LO (1); Total Fixture Watts = 33 | LF lamp and ballast: LF lamp: T5, 46 inch, 28W, 2750 lm, CRI = 85, rated life = 25000 hours (1): LF Ballast: Electronic, Programmed Start, High LO (1); Total Fixture Watts = 33 | LFLmpBlst-T12-48in-34w+MagES-RS-NLO(43w) | LFLmpBlst-T5-46in-28w+El-PS-HLO(33w) | LFLmpBlst-T5-46in-28w+El-PS-HLO(33w) | Review |  | f | f | DEER Lighting measure | ErRul |  | ILtg-Lfluor-fix | D08-NE-ILtg-LFluor-Prim-RplLPD-48in34wT12ESMg43w-46in28wT5PSEl33w | DEER1316-Ltg-Com-LF | 1/1/2013 |  | DEER2016 HOU Update | FALSE | FALSE |  |  | FALSE | FALSE | FALSE | FALSE | FALSE | FALSE | FALSE | FALSE | FALSE
2171 | Com-Lighting-InGen_T12-48in-72w-A_T5-46in-64w_T5-46in-64w | Commercial Indoor General Lighting: more efficient Linear Fluorescent Lamp & Ballast installed. Measure includes Code case. Impacts: Linear Fluorescent-based HOU (varies by BldgType) | DEER2014 | D13 v1.2 | 5/23/2014 15:34:31.757 | Com-Iltg-dWatt-LF | DEER | Scaled | Delta | 0 | 8 | None |  | f |  | t | Com | Any | Lighting | InGen-LF | Ltg_Lmp+Blst | LF_LmpBlst |  | ILtg-Lfluor-fix | LF lamp and ballast: LF lamp: T12, 48 inch, 34W, 2475 lm, CRI = 60, rated life = 20000 hours (2): LF Ballast: Energy Saver Magnetic (EPACT compliant), Rapid Start, Normal LO (1); Total Fixture Watts = 72 | LF lamp and ballast: LF lamp: T5, 46 inch, 28W, 2750 lm, CRI = 85, rated life = 25000 hours (2): LF Ballast: Electronic, Programmed Start, High LO (1); Total Fixture Watts = 64 | LF lamp and ballast: LF lamp: T5, 46 inch, 28W, 2750 lm, CRI = 85, rated life = 25000 hours (2): LF Ballast: Electronic, Programmed Start, High LO (1); Total Fixture Watts = 64 | LFLmpBlst-T12-48in-34w+MagES-RS-NLO(72w) | LFLmpBlst-T5-46in-28w+El-PS-HLO(64w) | LFLmpBlst-T5-46in-28w+El-PS-HLO(64w) | Review |  | f | f | DEER Lighting measure | ErRul |  | ILtg-Lfluor-fix | D08-NE-ILtg-LFluor-Prim-RplLPD-48in34wT12ESMg72w-46in28wT5PSEl64w | DEER1316-Ltg-Com-LF | 1/1/2013 |  | DEER2016 HOU Update | FALSE | FALSE |  |  | FALSE | FALSE | FALSE | FALSE | FALSE | FALSE | FALSE | FALSE | FALSE
2172 | Com-Lighting-InGen_T12-48in-115w_T5-46in-64w_T5-46in-64w | Commercial Indoor General Lighting: more efficient Linear Fluorescent Lamp & Ballast installed. Measure includes Code case. Impacts: Linear Fluorescent-based HOU (varies by BldgType) | DEER2014 | D13 v1.2 | 5/23/2014 15:34:31.757 | Com-Iltg-dWatt-LF | DEER | Scaled | Delta | 0 | 51 | None |  | f |  | t | Com | Any | Lighting | InGen-LF | Ltg_Lmp+Blst | LF_LmpBlst |  | ILtg-Lfluor-fix | LF lamp and ballast: LF lamp: T12, 48 inch, 34W, 2475 lm, CRI = 60, rated life = 20000 hours (3): LF Ballast: Energy Saver Magnetic (EPACT compliant), Rapid Start, Normal LO (1); Total Fixture Watts = 115 | LF lamp and ballast: LF lamp: T5, 46 inch, 28W, 2750 lm, CRI = 85, rated life = 25000 hours (2): LF Ballast: Electronic, Programmed Start, High LO (1); Total Fixture Watts = 64 | LF lamp and ballast: LF lamp: T5, 46 inch, 28W, 2750 lm, CRI = 85, rated life = 25000 hours (2): LF Ballast: Electronic, Programmed Start, High LO (1); Total Fixture Watts = 64 | LFLmpBlst-T12-48in-34w+MagES-RS-NLO(115w) | LFLmpBlst-T5-46in-28w+El-PS-HLO(64w) | LFLmpBlst-T5-46in-28w+El-PS-HLO(64w) | Review |  | f | f | DEER Lighting measure | ErRul |  | ILtg-Lfluor-fix | D08-NE-ILtg-LFluor-Prim-RplLPD-48in34wT12ESMg115w-46in28wT5PSEl64w | DEER1316-Ltg-Com-LF | 1/1/2013 |  | DEER2016 HOU Update | FALSE | FALSE |  |  | FALSE | FALSE | FALSE | FALSE | FALSE | FALSE | FALSE | FALSE | FALSE
2173 | Com-Lighting-InGen_T12-48in-144w-A_T5-46in-97w_T5-46in-97w | Commercial Indoor General Lighting: more efficient Linear Fluorescent Lamp & Ballast installed. Measure includes Code case. Impacts: Linear Fluorescent-based HOU (varies by BldgType) | DEER2014 | D13 v1.2 | 5/23/2014 15:34:31.757 | Com-Iltg-dWatt-LF | DEER | Scaled | Delta | 0 | 47 | None |  | f |  | t | Com | Any | Lighting | InGen-LF | Ltg_Lmp+Blst | LF_LmpBlst |  | ILtg-Lfluor-fix | LF lamp and ballast: LF lamp: T12, 48 inch, 34W, 2475 lm, CRI = 60, rated life = 20000 hours (4): LF Ballast: Energy Saver Magnetic (EPACT compliant), Rapid Start, Normal LO (2); Total Fixture Watts = 144 | LF lamp and ballast: LF lamp: T5, 46 inch, 28W, 2750 lm, CRI = 85, rated life = 25000 hours (3): LF Ballast: Electronic, Programmed Start, High LO (2); Total Fixture Watts = 97 | LF lamp and ballast: LF lamp: T5, 46 inch, 28W, 2750 lm, CRI = 85, rated life = 25000 hours (3): LF Ballast: Electronic, Programmed Start, High LO (2); Total Fixture Watts = 97 | LFLmpBlst-T12-48in-34w+MagES-RS-NLO(144w) | LFLmpBlst-T5-46in-28w+El-PS-HLO(97w) | LFLmpBlst-T5-46in-28w+El-PS-HLO(97w) | Review |  | f | f | DEER Lighting measure | ErRul |  | ILtg-Lfluor-fix | D08-NE-ILtg-LFluor-Prim-RplLPD-48in34wT12ESMg144w-46in28wT52PSEl97w | DEER1316-Ltg-Com-LF | 1/1/2013 |  | DEER2016 HOU Update | FALSE | FALSE |  |  | FALSE | FALSE | FALSE | FALSE | FALSE | FALSE | FALSE | FALSE | FALSE
2174 | Com-Lighting-InGen_T8-48in-102w-B_T5-46in-97w_T5-46in-97w | Commercial Indoor General Lighting: more efficient Linear Fluorescent Lamp & Ballast installed. Measure includes Code case. Impacts: Linear Fluorescent-based HOU (varies by BldgType) | DEER2014 | D13 v1.2 | 5/23/2014 15:34:31.757 | Com-Iltg-dWatt-LF | DEER | Scaled | Delta | 0 | 5 | None |  | f |  | t | Com | Any | Lighting | InGen-LF | Ltg_Lmp+Blst | LF_LmpBlst |  | ILtg-Lfluor-fix | LF lamp and ballast: LF lamp: T8, 48 inch, 32W, 2970 lm, CRI = 82, rated life = 20000 hours (4): LF Ballast: Electronic, Instant Start, Reduced LO (1); Total Fixture Watts = 102 | LF lamp and ballast: LF lamp: T5, 46 inch, 28W, 2750 lm, CRI = 85, rated life = 25000 hours (3): LF Ballast: Electronic, Programmed Start, High LO (2); Total Fixture Watts = 97 | LF lamp and ballast: LF lamp: T5, 46 inch, 28W, 2750 lm, CRI = 85, rated life = 25000 hours (3): LF Ballast: Electronic, Programmed Start, High LO (2); Total Fixture Watts = 97 | LFLmpBlst-T8-48in-32w-2g+El-IS-RLO(102w) | LFLmpBlst-T5-46in-28w+El-PS-HLO(97w) | LFLmpBlst-T5-46in-28w+El-PS-HLO(97w) | Review |  | f | f | DEER Lighting measure | ErRul |  | ILtg-Lfluor-fix |  | DEER1316-Ltg-Com-LF | 1/1/2013 |  | DEER2016 HOU Update | FALSE | FALSE |  |  | FALSE | FALSE | FALSE | FALSE | FALSE | FALSE | FALSE | FALSE | FALSE
2175 | Com-Lighting-InGen_T12-48in-72w-A_T5-46in-59w_T5-46in-59w | Commercial Indoor General Lighting: more efficient Linear Fluorescent Lamp & Ballast installed. Measure includes Code case. Impacts: Linear Fluorescent-based HOU (varies by BldgType) | DEER2014 | D13 v1.2 | 5/23/2014 15:34:31.757 | Com-Iltg-dWatt-LF | DEER | Scaled | Delta | 0 | 13 | None |  | f |  | t | Com | Any | Lighting | InGen-LF | Ltg_Lmp+Blst | LF_LmpBlst |  | ILtg-Lfluor-fix | LF lamp and ballast: LF lamp: T12, 48 inch, 34W, 2475 lm, CRI = 60, rated life = 20000 hours (2): LF Ballast: Energy Saver Magnetic (EPACT compliant), Rapid Start, Normal LO (1); Total Fixture Watts = 72 | LF lamp and ballast: LF lamp: T5, 46 inch, 54W, 4750 lm, CRI = 85, rated life = 25000 hours (1): LF Ballast: Electronic, Programmed Start, High LO (0.5); Total Fixture Watts = 59 | LF lamp and ballast: LF lamp: T5, 46 inch, 54W, 4750 lm, CRI = 85, rated life = 25000 hours (1): LF Ballast: Electronic, Programmed Start, High LO (0.5); Total Fixture Watts = 59 | LFLmpBlst-T12-48in-34w+MagES-RS-NLO(72w) | LFLmpBlst-T5-46in-54w+El-PS-HLO(59w) | LFLmpBlst-T5-46in-54w+El-PS-HLO(59w) | Review |  | f | f | DEER Lighting measure | ErRul |  | ILtg-Lfluor-fix | D08-NE-ILtg-LFluor-Prim-RplLPD-48in34wT12ESMg72w-46in54wT5HOT2PSEl59w | DEER1316-Ltg-Com-LF | 1/1/2013 |  | DEER2016 HOU Update | FALSE | FALSE |  |  | FALSE | FALSE | FALSE | FALSE | FALSE | FALSE | FALSE | FALSE | FALSE
2176 | Com-Lighting-InGen_T12-48in-72w-A_T5-46in-62w_T5-46in-62w | Commercial Indoor General Lighting: more efficient Linear Fluorescent Lamp & Ballast installed. Measure includes Code case. Impacts: Linear Fluorescent-based HOU (varies by BldgType) | DEER2014 | D13 v1.2 | 5/23/2014 15:34:31.757 | Com-Iltg-dWatt-LF | DEER | Scaled | Delta | 0 | 10 | None |  | f |  | t | Com | Any | Lighting | InGen-LF | Ltg_Lmp+Blst | LF_LmpBlst |  | ILtg-Lfluor-fix | LF lamp and ballast: LF lamp: T12, 48 inch, 34W, 2475 lm, CRI = 60, rated life = 20000 hours (2): LF Ballast: Energy Saver Magnetic (EPACT compliant), Rapid Start, Normal LO (1); Total Fixture Watts = 72 | LF lamp and ballast: LF lamp: T5, 46 inch, 54W, 4750 lm, CRI = 85, rated life = 25000 hours (1): LF Ballast: Electronic, Programmed Start, High LO (1); Total Fixture Watts = 62 | LF lamp and ballast: LF lamp: T5, 46 inch, 54W, 4750 lm, CRI = 85, rated life = 25000 hours (1): LF Ballast: Electronic, Programmed Start, High LO (1); Total Fixture Watts = 62 | LFLmpBlst-T12-48in-34w+MagES-RS-NLO(72w) | LFLmpBlst-T5-46in-54w+El-PS-HLO(62w) | LFLmpBlst-T5-46in-54w+El-PS-HLO(62w) | Review |  | f | f | DEER Lighting measure | ErRul |  | ILtg-Lfluor-fix | D08-NE-ILtg-LFluor-Prim-RplLPD-48in34wT12ESMg72w-46in54wT5HOPSEl62w | DEER1316-Ltg-Com-LF | 1/1/2013 |  | DEER2016 HOU Update | FALSE | FALSE |  |  | FALSE | FALSE | FALSE | FALSE | FALSE | FALSE | FALSE | FALSE | FALSE
2177 | Com-Lighting-InGen_T12-48in-144w-A_T5-46in-117w_T5-46in-117w | Commercial Indoor General Lighting: more efficient Linear Fluorescent Lamp & Ballast installed. Measure includes Code case. Impacts: Linear Fluorescent-based HOU (varies by BldgType) | DEER2014 | D13 v1.2 | 5/23/2014 15:34:31.757 | Com-Iltg-dWatt-LF | DEER | Scaled | Delta | 0 | 27 | None |  | f |  | t | Com | Any | Lighting | InGen-LF | Ltg_Lmp+Blst | LF_LmpBlst |  | ILtg-Lfluor-fix | LF lamp and ballast: LF lamp: T12, 48 inch, 34W, 2475 lm, CRI = 60, rated life = 20000 hours (4): LF Ballast: Energy Saver Magnetic (EPACT compliant), Rapid Start, Normal LO (2); Total Fixture Watts = 144 | LF lamp and ballast: LF lamp: T5, 46 inch, 54W, 4750 lm, CRI = 85, rated life = 25000 hours (2): LF Ballast: Electronic, Programmed Start, High LO (1); Total Fixture Watts = 117 | LF lamp and ballast: LF lamp: T5, 46 inch, 54W, 4750 lm, CRI = 85, rated life = 25000 hours (2): LF Ballast: Electronic, Programmed Start, High LO (1); Total Fixture Watts = 117 | LFLmpBlst-T12-48in-34w+MagES-RS-NLO(144w) | LFLmpBlst-T5-46in-54w+El-PS-HLO(117w) | LFLmpBlst-T5-46in-54w+El-PS-HLO(117w) | Review |  | f | f | DEER Lighting measure | ErRul |  | ILtg-Lfluor-fix | D08-NE-ILtg-LFluor-Prim-RplLPD-48in34wT12ESMg144w-46in54wT5HOPSEl117w | DEER1316-Ltg-Com-LF | 1/1/2013 |  | DEER2016 HOU Update | FALSE | FALSE |  |  | FALSE | FALSE | FALSE | FALSE | FALSE | FALSE | FALSE | FALSE | FALSE
2178 | Com-Lighting-InGen_PSMH-365w_PSMH-365w_T5-46in-234w | Commercial Indoor General Lighting: Linear Fluorescent Lamp & Ballast replaces HID Lamp & Ballast. Measure includes Code case. Impacts: Linear Fluorescent-based HOU (varies by BldgType) | DEER2014 | D13 v1.2 | 5/23/2014 15:34:31.757 | Com-Iltg-dWatt-LF | DEER | Scaled | Delta | 131 | 131 | None |  | f |  | t | Com | Any | Lighting | InGen-HB | Ltg_Lmp+Blst | LF_LmpBlst |  | ILtg-Lfluor-fix | HID Lamp and Ballast: HID Lamp: Pulse Start Metal Halide , Any shape, 320w, Universal position, 30000 lm, CRI = 62, rated hours = 20000 (1); HID Ballast: Constant Wattage Autotransformer, No dimming capability (1); Total fixture Watts = 365 | HID Lamp and Ballast: HID Lamp: Pulse Start Metal Halide , Any shape, 320w, Universal position, 30000 lm, CRI = 62, rated hours = 20000 (1); HID Ballast: Constant Wattage Autotransformer, No dimming capability (1); Total fixture Watts = 365 | LF lamp and ballast: LF lamp: T5, 46 inch, 54W, 4750 lm, CRI = 85, rated life = 25000 hours (4): LF Ballast: Electronic, Programmed Start, High LO (1); Total Fixture Watts = 234 | PSMH-320w(365w) | PSMH-320w(365w) | LFLmpBlst-T5-46in-54w+El-PS-HLO-1(234w) | Standard | Transition to new HOU begin 6/1/2015 since this is a T5 High Bay measure | f | f | DEER Lighting measure | RobNc |  | ILtg-Lfluor-fix |  | DEER1316-T5-Com-HB | 1/1/2013 |  | DEER2015 Uncertain Msr Update | FALSE | FALSE |  |  | FALSE | FALSE | TRUE | TRUE | FALSE | FALSE | FALSE | FALSE | FALSE
2179 | Com-Lighting-InGen_PSMH-456w_PSMH-456w_T5-46in-351w | Commercial Indoor General Lighting: Linear Fluorescent Lamp & Ballast replaces HID Lamp & Ballast. Measure includes Code case. Impacts: Linear Fluorescent-based HOU (varies by BldgType) | DEER2014 | D13 v1.2 | 5/23/2014 15:34:31.757 | Com-Iltg-dWatt-LF | DEER | Scaled | Delta | 105 | 105 | None |  | f |  | t | Com | Any | Lighting | InGen-HB | Ltg_Lmp+Blst | LF_LmpBlst |  | ILtg-Lfluor-fix | HID Lamp and Ballast: HID Lamp: Pulse Start Metal Halide , Any shape, 400w, Universal position, 42855 lm, CRI = 62, rated hours = 20000 (1); HID Ballast: Constant Wattage Autotransformer, No dimming capability (1); Total fixture Watts = 456 | HID Lamp and Ballast: HID Lamp: Pulse Start Metal Halide , Any shape, 400w, Universal position, 42855 lm, CRI = 62, rated hours = 20000 (1); HID Ballast: Constant Wattage Autotransformer, No dimming capability (1); Total fixture Watts = 456 | LF lamp and ballast: LF lamp: T5, 46 inch, 54W, 4750 lm, CRI = 85, rated life = 25000 hours (6): LF Ballast: Electronic, Programmed Start, High LO (2); Total Fixture Watts = 351 | PSMH-400w(456w) | PSMH-400w(456w) | LFLmpBlst-T5-46in-54w+El-PS-HLO-1(351w) | Standard | Transition to new HOU begin 6/1/2015 since this is a T5 High Bay measure | f | f | DEER Lighting measure | RobNc |  | ILtg-Lfluor-fix | D08-NE-ILtg-Othr-Prim-RplLPD-400wPSMHMgC456w-46in54wT5HO3PSEl351w | DEER1316-T5-Com-HB | 1/1/2013 |  | DEER2015 Uncertain Msr Update | FALSE | FALSE |  |  | FALSE | FALSE | TRUE | TRUE | FALSE | FALSE | FALSE | FALSE | FALSE
2180 | Com-Lighting-InGen_PSMH-456w_T5-46in-351w_T5-46in-351w | Commercial Indoor General Lighting: Linear Fluorescent Lamp & Ballast replaces HID Lamp & Ballast. Measure includes Code case. Impacts: Linear Fluorescent-based HOU (varies by BldgType) | DEER2014 | D13 v1.2 | 5/23/2014 15:34:31.757 | Com-Iltg-dWatt-LF | DEER | Scaled | Delta | 0 | 105 | None |  | f |  | t | Com | Any | Lighting | InGen-HB | Ltg_Lmp+Blst | LF_LmpBlst |  | ILtg-Lfluor-fix | HID Lamp and Ballast: HID Lamp: Pulse Start Metal Halide , Any shape, 400w, Universal position, 42855 lm, CRI = 62, rated hours = 20000 (1); HID Ballast: Constant Wattage Autotransformer, No dimming capability (1); Total fixture Watts = 456 | LF lamp and ballast: LF lamp: T5, 46 inch, 54W, 4750 lm, CRI = 85, rated life = 25000 hours (6): LF Ballast: Electronic, Programmed Start, High LO (2); Total Fixture Watts = 351 | LF lamp and ballast: LF lamp: T5, 46 inch, 54W, 4750 lm, CRI = 85, rated life = 25000 hours (6): LF Ballast: Electronic, Programmed Start, High LO (2); Total Fixture Watts = 351 | PSMH-400w(456w) | LFLmpBlst-T5-46in-54w+El-PS-HLO-1(351w) | LFLmpBlst-T5-46in-54w+El-PS-HLO-1(351w) | Standard | Transition to new HOU begin 6/1/2015 since this is a T5 High Bay measure | f | f | DEER Lighting measure | ErRul |  | ILtg-Lfluor-fix |  | DEER1316-T5-Com-HB | 1/1/2013 |  | DEER2015 Uncertain Msr Update | FALSE | FALSE |  |  | FALSE | FALSE | TRUE | TRUE | FALSE | FALSE | FALSE | FALSE | FALSE
2181 | Com-Lighting-InGen_MV-455w_T5-46in-234w_T5-46in-234w | Commercial Indoor General Lighting: Linear Fluorescent Lamp & Ballast replaces HID Lamp & Ballast. Measure includes Code case. Impacts: Linear Fluorescent-based HOU (varies by BldgType) | DEER2014 | D13 v1.2 | 5/23/2014 15:34:31.757 | Com-Iltg-dWatt-LF | DEER | Scaled | Delta | 0 | 221 | None |  | f |  | t | Com | Any | Lighting | InGen-HB | Ltg_Lmp+Blst | LF_LmpBlst |  | ILtg-Lfluor-fix | HID Lamp and Ballast: HID Lamp: Mercury Vapor, Any shape, 400w, Universal position, 22805 lm, CRI = 45, rated hours = 24000 (1); HID Ballast: Constant Wattage Autotransformer, No dimming capability (1); Total fixture Watts = 455 | LF lamp and ballast: LF lamp: T5, 46 inch, 54W, 4750 lm, CRI = 85, rated life = 25000 hours (4): LF Ballast: Electronic, Programmed Start, High LO (1); Total Fixture Watts = 234 | LF lamp and ballast: LF lamp: T5, 46 inch, 54W, 4750 lm, CRI = 85, rated life = 25000 hours (4): LF Ballast: Electronic, Programmed Start, High LO (1); Total Fixture Watts = 234 | MV-400w(455w) | LFLmpBlst-T5-46in-54w+El-PS-HLO-1(234w) | LFLmpBlst-T5-46in-54w+El-PS-HLO-1(234w) | Standard | Transition to new HOU begin 6/1/2015 since this is a T5 High Bay measure | f | f | DEER Lighting measure | ErRul |  | ILtg-Lfluor-fix | D08-NE-ILtg-Othr-Prim-RplLPD-400wMVMgC455w-46in54wT5HO2PSEl234w | DEER1316-T5-Com-HB | 1/1/2013 |  | DEER2015 Uncertain Msr Update | FALSE | FALSE |  |  | FALSE | FALSE | TRUE | TRUE | FALSE | FALSE | FALSE | FALSE | FALSE
2182 | Com-Lighting-InGen_MV-455w_PSMH-365w_T5-46in-234w | Commercial Indoor General Lighting: Linear Fluorescent Lamp & Ballast replaces HID Lamp & Ballast. Measure includes Code case. Impacts: Linear Fluorescent-based HOU (varies by BldgType) | DEER2014 | D13 v1.2 | 5/23/2014 15:34:31.757 | Com-Iltg-dWatt-LF | DEER | Scaled | Delta | 131 | 221 | None |  | f |  | t | Com | Any | Lighting | InGen-HB | Ltg_Lmp+Blst | LF_LmpBlst |  | ILtg-Lfluor-fix | HID Lamp and Ballast: HID Lamp: Mercury Vapor, Any shape, 400w, Universal position, 22805 lm, CRI = 45, rated hours = 24000 (1); HID Ballast: Constant Wattage Autotransformer, No dimming capability (1); Total fixture Watts = 455 | HID Lamp and Ballast: HID Lamp: Pulse Start Metal Halide , Any shape, 320w, Universal position, 30000 lm, CRI = 62, rated hours = 20000 (1); HID Ballast: Constant Wattage Autotransformer, No dimming capability (1); Total fixture Watts = 365 | LF lamp and ballast: LF lamp: T5, 46 inch, 54W, 4750 lm, CRI = 85, rated life = 25000 hours (4): LF Ballast: Electronic, Programmed Start, High LO (1); Total Fixture Watts = 234 | MV-400w(455w) | PSMH-320w(365w) | LFLmpBlst-T5-46in-54w+El-PS-HLO-1(234w) | Standard | Transition to new HOU begin 6/1/2015 since this is a T5 High Bay measure | f | f | DEER Lighting measure | ErRobNc |  | ILtg-Lfluor-fix |  | DEER1316-T5-Com-HB | 1/1/2013 |  | DEER2015 Uncertain Msr Update | FALSE | FALSE |  |  | FALSE | FALSE | TRUE | TRUE | FALSE | FALSE | FALSE | FALSE | FALSE
2183 | Com-Lighting-InGen_MV-780w_T5-46in-351w_T5-46in-351w | Commercial Indoor General Lighting: Linear Fluorescent Lamp & Ballast replaces HID Lamp & Ballast. Measure includes Code case. Impacts: Linear Fluorescent-based HOU (varies by BldgType) | DEER2014 | D13 v1.2 | 5/23/2014 15:34:31.757 | Com-Iltg-dWatt-LF | DEER | Scaled | Delta | 0 | 429 | None |  | f |  | t | Com | Any | Lighting | InGen-HB | Ltg_Lmp+Blst | LF_LmpBlst |  | ILtg-Lfluor-fix | HID Lamp and Ballast: HID Lamp: Mercury Vapor, Any shape, 700w, Universal position, 40245 lm, CRI = 45, rated hours = 24000 (1); HID Ballast: Constant Wattage Autotransformer, No dimming capability (1); Total fixture Watts = 780 | LF lamp and ballast: LF lamp: T5, 46 inch, 54W, 4750 lm, CRI = 85, rated life = 25000 hours (6): LF Ballast: Electronic, Programmed Start, High LO (2); Total Fixture Watts = 351 | LF lamp and ballast: LF lamp: T5, 46 inch, 54W, 4750 lm, CRI = 85, rated life = 25000 hours (6): LF Ballast: Electronic, Programmed Start, High LO (2); Total Fixture Watts = 351 | MV-700w(780w) | LFLmpBlst-T5-46in-54w+El-PS-HLO-1(351w) | LFLmpBlst-T5-46in-54w+El-PS-HLO-1(351w) | Standard | Transition to new HOU begin 6/1/2015 since this is a T5 High Bay measure | f | f | DEER Lighting measure | ErRul |  | ILtg-Lfluor-fix | D08-NE-ILtg-Othr-Prim-RplLPD-700wMVMgC780w-46in54wT5HO3PSEl351w | DEER1316-T5-Com-HB | 1/1/2013 |  | DEER2015 Uncertain Msr Update | FALSE | FALSE |  |  | FALSE | FALSE | TRUE | TRUE | FALSE | FALSE | FALSE | FALSE | FALSE
2184 | Com-Lighting-InGen_MV-780w_PSMH-456w_T5-46in-351w | Commercial Indoor General Lighting: Linear Fluorescent Lamp & Ballast replaces HID Lamp & Ballast. Measure includes Code case. Impacts: Linear Fluorescent-based HOU (varies by BldgType) | DEER2014 | D13 v1.2 | 5/23/2014 15:34:31.757 | Com-Iltg-dWatt-LF | DEER | Scaled | Delta | 105 | 429 | None |  | f |  | t | Com | Any | Lighting | InGen-HB | Ltg_Lmp+Blst | LF_LmpBlst |  | ILtg-Lfluor-fix | HID Lamp and Ballast: HID Lamp: Mercury Vapor, Any shape, 700w, Universal position, 40245 lm, CRI = 45, rated hours = 24000 (1); HID Ballast: Constant Wattage Autotransformer, No dimming capability (1); Total fixture Watts = 780 | HID Lamp and Ballast: HID Lamp: Pulse Start Metal Halide , Any shape, 400w, Universal position, 42855 lm, CRI = 62, rated hours = 20000 (1); HID Ballast: Constant Wattage Autotransformer, No dimming capability (1); Total fixture Watts = 456 | LF lamp and ballast: LF lamp: T5, 46 inch, 54W, 4750 lm, CRI = 85, rated life = 25000 hours (6): LF Ballast: Electronic, Programmed Start, High LO (2); Total Fixture Watts = 351 | MV-700w(780w) | PSMH-400w(456w) | LFLmpBlst-T5-46in-54w+El-PS-HLO-1(351w) | Standard | Transition to new HOU begin 6/1/2015 since this is a T5 High Bay measure | f | f | DEER Lighting measure | ErRobNc |  | ILtg-Lfluor-fix |  | DEER1316-T5-Com-HB | 1/1/2013 |  | DEER2015 Uncertain Msr Update | FALSE | FALSE |  |  | FALSE | FALSE | TRUE | TRUE | FALSE | FALSE | FALSE | FALSE | FALSE
2185 | Com-Lighting-InGen_T12-48in-36w-B_T8-48in-31w-D_T8-48in-31w-D | Commercial Indoor General Lighting: more efficient Linear Fluorescent Lamp & Ballast installed. Measure includes Code case. Impacts: Linear Fluorescent-based HOU (varies by BldgType) | DEER2014 | D13 v1.2 | 5/23/2014 15:34:31.757 | Com-Iltg-dWatt-LF | DEER | Scaled | Delta | 0 | 5 | None |  | f |  | t | Com | Any | Lighting | InGen-LF | Ltg_Lmp+Blst | LF_LmpBlst |  | ILtg-Lfluor-fix | LF lamp and ballast: LF lamp: T12, 48 inch, 34W, 2475 lm, CRI = 60, rated life = 20000 hours (1): LF Ballast: Hybrid, Rapid Start, Normal LO (1); Total Fixture Watts = 36 | LF lamp and ballast: LF lamp: T8, 48 inch, 32W, 2970 lm, CRI = 82, rated life = 20000 hours (1): LF Ballast: Electronic, Instant Start, Normal LO (1); Total Fixture Watts = 31 | LF lamp and ballast: LF lamp: T8, 48 inch, 32W, 2970 lm, CRI = 82, rated life = 20000 hours (1): LF Ballast: Electronic, Instant Start, Normal LO (1); Total Fixture Watts = 31 | LFLmpBlst-T12-48in-34w+Hyb-RS-NLO(36w) | LFLmpBlst-T8-48in-32w-2g+El-IS-NLO(31w) | LFLmpBlst-T8-48in-32w-2g+El-IS-NLO(31w) | Review |  | f | f | DEER Lighting measure | ErRul |  | ILtg-Lfluor-fix |  | DEER1316-Ltg-Com-LF | 1/1/2013 |  | DEER2016 HOU Update | FALSE | FALSE |  |  | FALSE | FALSE | FALSE | FALSE | FALSE | FALSE | FALSE | FALSE | FALSE
2186 | Com-Lighting-InGen_T12-48in-41w_T8-48in-31w-D_T8-48in-31w-D | Commercial Indoor General Lighting: more efficient Linear Fluorescent Lamp & Ballast installed. Measure includes Code case. Impacts: Linear Fluorescent-based HOU (varies by BldgType) | DEER2014 | D13 v1.2 | 5/23/2014 15:34:31.757 | Com-Iltg-dWatt-LF | DEER | Scaled | Delta | 0 | 10 | None |  | f |  | t | Com | Any | Lighting | InGen-LF | Ltg_Lmp+Blst | LF_LmpBlst |  | ILtg-Lfluor-fix | LF lamp and ballast: LF lamp: T12, 48 inch, 39W, 2750 lm, CRI = 60, rated life = 20000 hours (1): LF Ballast: Hybrid, Instant Start, Normal LO (1); Total Fixture Watts = 41 | LF lamp and ballast: LF lamp: T8, 48 inch, 32W, 2970 lm, CRI = 82, rated life = 20000 hours (1): LF Ballast: Electronic, Instant Start, Normal LO (1); Total Fixture Watts = 31 | LF lamp and ballast: LF lamp: T8, 48 inch, 32W, 2970 lm, CRI = 82, rated life = 20000 hours (1): LF Ballast: Electronic, Instant Start, Normal LO (1); Total Fixture Watts = 31 | LFLmpBlst-T12-48in-39w+Hyb-IS-NLO(41w) | LFLmpBlst-T8-48in-32w-2g+El-IS-NLO(31w) | LFLmpBlst-T8-48in-32w-2g+El-IS-NLO(31w) | Review |  | f | f | DEER Lighting measure | ErRul |  | ILtg-Lfluor-fix |  | DEER1316-Ltg-Com-LF | 1/1/2013 |  | DEER2016 HOU Update | FALSE | FALSE |  |  | FALSE | FALSE | FALSE | FALSE | FALSE | FALSE | FALSE | FALSE | FALSE
2187 | Com-Lighting-InGen_T12-48in-43w-A_T8-48in-31w-D_T8-48in-31w-D | Commercial Indoor General Lighting: more efficient Linear Fluorescent Lamp & Ballast installed. Measure includes Code case. Impacts: Linear Fluorescent-based HOU (varies by BldgType) | DEER2014 | D13 v1.2 | 5/23/2014 15:34:31.757 | Com-Iltg-dWatt-LF | DEER | Scaled | Delta | 0 | 12 | None |  | f |  | t | Com | Any | Lighting | InGen-LF | Ltg_Lmp+Blst | LF_LmpBlst |  | ILtg-Lfluor-fix | LF lamp and ballast: LF lamp: T12, 48 inch, 34W, 2475 lm, CRI = 60, rated life = 20000 hours (1): LF Ballast: Energy Saver Magnetic (EPACT compliant), Rapid Start, Normal LO (1); Total Fixture Watts = 43 | LF lamp and ballast: LF lamp: T8, 48 inch, 32W, 2970 lm, CRI = 82, rated life = 20000 hours (1): LF Ballast: Electronic, Instant Start, Normal LO (1); Total Fixture Watts = 31 | LF lamp and ballast: LF lamp: T8, 48 inch, 32W, 2970 lm, CRI = 82, rated life = 20000 hours (1): LF Ballast: Electronic, Instant Start, Normal LO (1); Total Fixture Watts = 31 | LFLmpBlst-T12-48in-34w+MagES-RS-NLO(43w) | LFLmpBlst-T8-48in-32w-2g+El-IS-NLO(31w) | LFLmpBlst-T8-48in-32w-2g+El-IS-NLO(31w) | Review |  | f | f | DEER Lighting measure | ErRul |  | ILtg-Lfluor-fix | D08-NE-ILtg-LFluor-Prim-RplLPD-48in34wT12ESMg43w-48in2g32wT8ISNEl31w | DEER1316-Ltg-Com-LF | 1/1/2013 |  | DEER2016 HOU Update | FALSE | FALSE |  |  | FALSE | FALSE | FALSE | FALSE | FALSE | FALSE | FALSE | FALSE | FALSE
2188 | Com-Lighting-InGen_T12-48in-36w-B_T8-48in-32w-A_T8-48in-31w-D | Commercial Indoor General Lighting: more efficient Linear Fluorescent Lamp & Ballast installed. Measure includes Code case. Impacts: Linear Fluorescent-based HOU (varies by BldgType) | DEER2011 | D11 v4.01 | 5/23/2014 15:34:31.757 | Com-Iltg-dWatt-LF | DEER | Scaled | Delta | 0 | 0 | None |  | t | Com-InLtg-LF | t | Com | Any | Lighting | InGen-LF | Ltg_Lmp+Blst | LF_LmpBlst |  | ILtg-Lfluor-fix | LF lamp and ballast: LF lamp: T12, 48 inch, 34W, 2475 lm, CRI = 60, rated life = 20000 hours (1): LF Ballast: Hybrid, Rapid Start, Normal LO (1); Total Fixture Watts = 36 | LF lamp and ballast: LF lamp: T8, 48 inch, 32W, 2710 lm, CRI = 75, rated life = 15000 hours (1): LF Ballast: Electronic, Rapid Start, Normal LO (1); Total Fixture Watts = 32 | LF lamp and ballast: LF lamp: T8, 48 inch, 32W, 2970 lm, CRI = 82, rated life = 20000 hours (1): LF Ballast: Electronic, Instant Start, Normal LO (1); Total Fixture Watts = 31 | LFLmpBlst-T12-48in-34w+Hyb-RS-NLO(36w) | LFLmpBlst-T8-48in-32w-1g+El-RS-NLO(32w) | LFLmpBlst-T8-48in-32w-2g+El-IS-NLO(31w) | Standard | Code Technology base on: Minor Retrofit Only | f | f | DEER Lighting measure | ErRobNc |  | ILtg-Lfluor-fix |  | None | 1/1/2013 | 6/30/2014 |  | FALSE | FALSE |  |  | FALSE | FALSE | FALSE | FALSE | FALSE | FALSE | FALSE | FALSE | FALSE
2189 | Com-Lighting-InGen_T12-48in-43w-C_T8-48in-31w-D_T8-48in-31w-D | Commercial Indoor General Lighting: more efficient Linear Fluorescent Lamp & Ballast installed. Measure includes Code case. Impacts: Linear Fluorescent-based HOU (varies by BldgType) | DEER2014 | D13 v1.2 | 5/23/2014 15:34:31.757 | Com-Iltg-dWatt-LF | DEER | Scaled | Delta | 0 | 12 | None |  | f |  | t | Com | Any | Lighting | InGen-LF | Ltg_Lmp+Blst | LF_LmpBlst |  | ILtg-Lfluor-fix | LF lamp and ballast: LF lamp: T12, 48 inch, 30W, 2600 lm, CRI = 60, rated life = 20000 hours (1): LF Ballast: Standard Magnetic (pre-EPACT), Instant Start, Normal LO (1); Total Fixture Watts = 43 | LF lamp and ballast: LF lamp: T8, 48 inch, 32W, 2970 lm, CRI = 82, rated life = 20000 hours (1): LF Ballast: Electronic, Instant Start, Normal LO (1); Total Fixture Watts = 31 | LF lamp and ballast: LF lamp: T8, 48 inch, 32W, 2970 lm, CRI = 82, rated life = 20000 hours (1): LF Ballast: Electronic, Instant Start, Normal LO (1); Total Fixture Watts = 31 | LFLmpBlst-T12-48in-30w+MagStd-IS-NLO(43w) | LFLmpBlst-T8-48in-32w-2g+El-IS-NLO(31w) | LFLmpBlst-T8-48in-32w-2g+El-IS-NLO(31w) | Review |  | f | f | DEER Lighting measure | ErRul |  | ILtg-Lfluor-fix |  | DEER1316-Ltg-Com-LF | 1/1/2013 |  | DEER2016 HOU Update | FALSE | FALSE |  |  | FALSE | FALSE | FALSE | FALSE | FALSE | FALSE | FALSE | FALSE | FALSE
2190 | Com-Lighting-InGen_T12-48in-41w_T8-48in-32w-A_T8-48in-31w-D | Commercial Indoor General Lighting: more efficient Linear Fluorescent Lamp & Ballast installed. Measure includes Code case. Impacts: Linear Fluorescent-based HOU (varies by BldgType) | DEER2011 | D11 v4.01 | 5/23/2014 15:34:31.757 | Com-Iltg-dWatt-LF | DEER | Scaled | Delta | 0 | 0 | None |  | t | Com-InLtg-LF | t | Com | Any | Lighting | InGen-LF | Ltg_Lmp+Blst | LF_LmpBlst |  | ILtg-Lfluor-fix | LF lamp and ballast: LF lamp: T12, 48 inch, 39W, 2750 lm, CRI = 60, rated life = 20000 hours (1): LF Ballast: Hybrid, Instant Start, Normal LO (1); Total Fixture Watts = 41 | LF lamp and ballast: LF lamp: T8, 48 inch, 32W, 2710 lm, CRI = 75, rated life = 15000 hours (1): LF Ballast: Electronic, Rapid Start, Normal LO (1); Total Fixture Watts = 32 | LF lamp and ballast: LF lamp: T8, 48 inch, 32W, 2970 lm, CRI = 82, rated life = 20000 hours (1): LF Ballast: Electronic, Instant Start, Normal LO (1); Total Fixture Watts = 31 | LFLmpBlst-T12-48in-39w+Hyb-IS-NLO(41w) | LFLmpBlst-T8-48in-32w-1g+El-RS-NLO(32w) | LFLmpBlst-T8-48in-32w-2g+El-IS-NLO(31w) | Standard | Code Technology base on: Minor Retrofit Only | f | f | DEER Lighting measure | ErRobNc |  | ILtg-Lfluor-fix |  | None | 1/1/2013 | 6/30/2014 |  | FALSE | FALSE |  |  | FALSE | FALSE | FALSE | FALSE | FALSE | FALSE | FALSE | FALSE | FALSE
2191 | Com-Lighting-InGen_T12-48in-48w_T8-48in-31w-D_T8-48in-31w-D | Commercial Indoor General Lighting: more efficient Linear Fluorescent Lamp & Ballast installed. Measure includes Code case. Impacts: Linear Fluorescent-based HOU (varies by BldgType) | DEER2014 | D13 v1.2 | 5/23/2014 15:34:31.757 | Com-Iltg-dWatt-LF | DEER | Scaled | Delta | 0 | 17 | None |  | f |  | t | Com | Any | Lighting | InGen-LF | Ltg_Lmp+Blst | LF_LmpBlst |  | ILtg-Lfluor-fix | LF lamp and ballast: LF lamp: T12, 48 inch, 39W, 2750 lm, CRI = 60, rated life = 20000 hours (1): LF Ballast: Standard Magnetic (pre-EPACT), Instant Start, Normal LO (1); Total Fixture Watts = 48 | LF lamp and ballast: LF lamp: T8, 48 inch, 32W, 2970 lm, CRI = 82, rated life = 20000 hours (1): LF Ballast: Electronic, Instant Start, Normal LO (1); Total Fixture Watts = 31 | LF lamp and ballast: LF lamp: T8, 48 inch, 32W, 2970 lm, CRI = 82, rated life = 20000 hours (1): LF Ballast: Electronic, Instant Start, Normal LO (1); Total Fixture Watts = 31 | LFLmpBlst-T12-48in-39w+MagStd-IS-NLO(48w) | LFLmpBlst-T8-48in-32w-2g+El-IS-NLO(31w) | LFLmpBlst-T8-48in-32w-2g+El-IS-NLO(31w) | Review |  | f | f | DEER Lighting measure | ErRul |  | ILtg-Lfluor-fix |  | DEER1316-Ltg-Com-LF | 1/1/2013 |  | DEER2016 HOU Update | FALSE | FALSE |  |  | FALSE | FALSE | FALSE | FALSE | FALSE | FALSE | FALSE | FALSE | FALSE
2192 | Com-Lighting-InGen_T12-48in-43w-A_T8-48in-32w-A_T8-48in-31w-D | Commercial Indoor General Lighting: more efficient Linear Fluorescent Lamp & Ballast installed. Measure includes Code case. Impacts: Linear Fluorescent-based HOU (varies by BldgType) | DEER2011 | D11 v4.01 | 5/23/2014 15:34:31.757 | Com-Iltg-dWatt-LF | DEER | Scaled | Delta | 0 | 0 | None |  | t | Com-InLtg-LF | t | Com | Any | Lighting | InGen-LF | Ltg_Lmp+Blst | LF_LmpBlst |  | ILtg-Lfluor-fix | LF lamp and ballast: LF lamp: T12, 48 inch, 34W, 2475 lm, CRI = 60, rated life = 20000 hours (1): LF Ballast: Energy Saver Magnetic (EPACT compliant), Rapid Start, Normal LO (1); Total Fixture Watts = 43 | LF lamp and ballast: LF lamp: T8, 48 inch, 32W, 2710 lm, CRI = 75, rated life = 15000 hours (1): LF Ballast: Electronic, Rapid Start, Normal LO (1); Total Fixture Watts = 32 | LF lamp and ballast: LF lamp: T8, 48 inch, 32W, 2970 lm, CRI = 82, rated life = 20000 hours (1): LF Ballast: Electronic, Instant Start, Normal LO (1); Total Fixture Watts = 31 | LFLmpBlst-T12-48in-34w+MagES-RS-NLO(43w) | LFLmpBlst-T8-48in-32w-1g+El-RS-NLO(32w) | LFLmpBlst-T8-48in-32w-2g+El-IS-NLO(31w) | Standard | Code Technology base on: Minor Retrofit Only | f | f | DEER Lighting measure | ErRobNc |  | ILtg-Lfluor-fix | D08-NE-ILtg-LFluor-Prim-Rtr-48in34wT12ESMg43w-48in2g32wT8ISNEl31w | None | 1/1/2013 | 6/30/2014 |  | FALSE | FALSE |  |  | FALSE | FALSE | FALSE | FALSE | FALSE | FALSE | FALSE | FALSE | FALSE
2193 | Com-Lighting-InGen_T12-48in-68w_T8-48in-60w-B_T8-48in-54w-B | Commercial Indoor General Lighting: more efficient Linear Fluorescent Lamp & Ballast installed. Measure includes Code case. Impacts: Linear Fluorescent-based HOU (varies by BldgType) | DEER2014 | D13 v1.2 | 5/23/2014 15:34:31.757 | Com-Iltg-dWatt-LF | DEER | Scaled | Delta | 6 | 14 | None |  | f |  | t | Com | Any | Lighting | InGen-LF | Ltg_Lmp+Blst | LF_LmpBlst |  | ILtg-Lfluor-fix | LF lamp and ballast: LF lamp: T12, 48 inch, 34W, 2475 lm, CRI = 60, rated life = 20000 hours (2): LF Ballast: Hybrid, Rapid Start, Normal LO (1); Total Fixture Watts = 68 | LF lamp and ballast: LF lamp: T8, 48 inch, 32W, 2970 lm, CRI = 82, rated life = 20000 hours (2): LF Ballast: Electronic, Rapid Start, Normal LO (1); Total Fixture Watts = 60 | LF lamp and ballast: LF lamp: T8, 48 inch, 32W, 2970 lm, CRI = 82, rated life = 20000 hours (2): LF Ballast: Electronic, Rapid Start, Reduced LO (1); Total Fixture Watts = 54 | LFLmpBlst-T12-48in-34w+Hyb-RS-NLO(68w) | LFLmpBlst-T8-48in-32w-2g+El-RS-NLO(60w) | LFLmpBlst-T8-48in-32w-2g+El-RS-RLO(54w) | Review |  | f | f | DEER Lighting measure | ErRobNc |  | ILtg-Lfluor-fix |  | DEER1316-Ltg-Com-LF | 1/1/2013 |  | DEER2016 HOU Update | FALSE | FALSE |  |  | FALSE | FALSE | FALSE | FALSE | FALSE | FALSE | FALSE | FALSE | FALSE
2194 | Com-Lighting-InGen_T12-48in-43w-C_T8-48in-32w-A_T8-48in-31w-D | Commercial Indoor General Lighting: more efficient Linear Fluorescent Lamp & Ballast installed. Measure includes Code case. Impacts: Linear Fluorescent-based HOU (varies by BldgType) | DEER2011 | D11 v4.01 | 5/23/2014 15:34:31.757 | Com-Iltg-dWatt-LF | DEER | Scaled | Delta | 0 | 0 | None |  | t | Com-InLtg-LF | t | Com | Any | Lighting | InGen-LF | Ltg_Lmp+Blst | LF_LmpBlst |  | ILtg-Lfluor-fix | LF lamp and ballast: LF lamp: T12, 48 inch, 30W, 2600 lm, CRI = 60, rated life = 20000 hours (1): LF Ballast: Standard Magnetic (pre-EPACT), Instant Start, Normal LO (1); Total Fixture Watts = 43 | LF lamp and ballast: LF lamp: T8, 48 inch, 32W, 2710 lm, CRI = 75, rated life = 15000 hours (1): LF Ballast: Electronic, Rapid Start, Normal LO (1); Total Fixture Watts = 32 | LF lamp and ballast: LF lamp: T8, 48 inch, 32W, 2970 lm, CRI = 82, rated life = 20000 hours (1): LF Ballast: Electronic, Instant Start, Normal LO (1); Total Fixture Watts = 31 | LFLmpBlst-T12-48in-30w+MagStd-IS-NLO(43w) | LFLmpBlst-T8-48in-32w-1g+El-RS-NLO(32w) | LFLmpBlst-T8-48in-32w-2g+El-IS-NLO(31w) | Standard | Code Technology base on: Minor Retrofit Only | f | f | DEER Lighting measure | ErRobNc |  | ILtg-Lfluor-fix | D08-NE-ILtg-LFluor-Prim-Rpl-48in34wT12ESMg43w-48in2g32wT8ISNEl31w | None | 1/1/2013 | 6/30/2014 |  | FALSE | FALSE |  |  | FALSE | FALSE | FALSE | FALSE | FALSE | FALSE | FALSE | FALSE | FALSE
2195 | Com-Lighting-InGen_T12-48in-72w-A_T8-48in-41w-B_T8-48in-41w-B | Commercial Indoor General Lighting: more efficient Linear Fluorescent Lamp & Ballast installed. Measure includes Code case. Impacts: Linear Fluorescent-based HOU (varies by BldgType) | DEER2014 | D13 v1.2 | 5/23/2014 15:34:31.757 | Com-Iltg-dWatt-LF | DEER | Scaled | Delta | 0 | 31 | None |  | f |  | t | Com | Any | Lighting | InGen-LF | Ltg_Lmp+Blst | LF_LmpBlst |  | ILtg-Lfluor-fix | LF lamp and ballast: LF lamp: T12, 48 inch, 34W, 2475 lm, CRI = 60, rated life = 20000 hours (2): LF Ballast: Energy Saver Magnetic (EPACT compliant), Rapid Start, Normal LO (1); Total Fixture Watts = 72 | LF lamp and ballast: LF lamp: T8, 48 inch, 32W, 2970 lm, CRI = 82, rated life = 20000 hours (1): LF Ballast: Electronic, Instant Start, Very High LO (1); Total Fixture Watts = 41 | LF lamp and ballast: LF lamp: T8, 48 inch, 32W, 2970 lm, CRI = 82, rated life = 20000 hours (1): LF Ballast: Electronic, Instant Start, Very High LO (1); Total Fixture Watts = 41 | LFLmpBlst-T12-48in-34w+MagES-RS-NLO(72w) | LFLmpBlst-T8-48in-32w-2g+El-IS-VHLO(41w) | LFLmpBlst-T8-48in-32w-2g+El-IS-VHLO(41w) | Review |  | f | f | DEER Lighting measure | ErRul |  | ILtg-Lfluor-fix | D08-NE-ILtg-LFluor-Prim-RplLPD-48in34wT12ESMg72w-48in2g32wT8ISVEl41w | DEER1316-Ltg-Com-LF | 1/1/2013 |  | DEER2016 HOU Update | FALSE | FALSE |  |  | FALSE | FALSE | FALSE | FALSE | FALSE | FALSE | FALSE | FALSE | FALSE
2196 | Com-Lighting-InGen_T12-48in-48w_T8-48in-32w-A_T8-48in-31w-D | Commercial Indoor General Lighting: more efficient Linear Fluorescent Lamp & Ballast installed. Measure includes Code case. Impacts: Linear Fluorescent-based HOU (varies by BldgType) | DEER2011 | D11 v4.01 | 5/23/2014 15:34:31.757 | Com-Iltg-dWatt-LF | DEER | Scaled | Delta | 0 | 0 | None |  | t | Com-InLtg-LF | t | Com | Any | Lighting | InGen-LF | Ltg_Lmp+Blst | LF_LmpBlst |  | ILtg-Lfluor-fix | LF lamp and ballast: LF lamp: T12, 48 inch, 39W, 2750 lm, CRI = 60, rated life = 20000 hours (1): LF Ballast: Standard Magnetic (pre-EPACT), Instant Start, Normal LO (1); Total Fixture Watts = 48 | LF lamp and ballast: LF lamp: T8, 48 inch, 32W, 2710 lm, CRI = 75, rated life = 15000 hours (1): LF Ballast: Electronic, Rapid Start, Normal LO (1); Total Fixture Watts = 32 | LF lamp and ballast: LF lamp: T8, 48 inch, 32W, 2970 lm, CRI = 82, rated life = 20000 hours (1): LF Ballast: Electronic, Instant Start, Normal LO (1); Total Fixture Watts = 31 | LFLmpBlst-T12-48in-39w+MagStd-IS-NLO(48w) | LFLmpBlst-T8-48in-32w-1g+El-RS-NLO(32w) | LFLmpBlst-T8-48in-32w-2g+El-IS-NLO(31w) | Standard | Code Technology base on: Minor Retrofit Only | f | f | DEER Lighting measure | ErRobNc |  | ILtg-Lfluor-fix |  | None | 1/1/2013 | 6/30/2014 |  | FALSE | FALSE |  |  | FALSE | FALSE | FALSE | FALSE | FALSE | FALSE | FALSE | FALSE | FALSE
2197 | Com-Lighting-InGen_T12-48in-72w-A_T8-48in-60w-B_T8-48in-54w-B | Commercial Indoor General Lighting: more efficient Linear Fluorescent Lamp & Ballast installed. Measure includes Code case. Impacts: Linear Fluorescent-based HOU (varies by BldgType) | DEER2014 | D13 v1.2 | 5/23/2014 15:34:31.757 | Com-Iltg-dWatt-LF | DEER | Scaled | Delta | 6 | 18 | None |  | f |  | t | Com | Any | Lighting | InGen-LF | Ltg_Lmp+Blst | LF_LmpBlst |  | ILtg-Lfluor-fix | LF lamp and ballast: LF lamp: T12, 48 inch, 34W, 2475 lm, CRI = 60, rated life = 20000 hours (2): LF Ballast: Energy Saver Magnetic (EPACT compliant), Rapid Start, Normal LO (1); Total Fixture Watts = 72 | LF lamp and ballast: LF lamp: T8, 48 inch, 32W, 2970 lm, CRI = 82, rated life = 20000 hours (2): LF Ballast: Electronic, Rapid Start, Normal LO (1); Total Fixture Watts = 60 | LF lamp and ballast: LF lamp: T8, 48 inch, 32W, 2970 lm, CRI = 82, rated life = 20000 hours (2): LF Ballast: Electronic, Rapid Start, Reduced LO (1); Total Fixture Watts = 54 | LFLmpBlst-T12-48in-34w+MagES-RS-NLO(72w) | LFLmpBlst-T8-48in-32w-2g+El-RS-NLO(60w) | LFLmpBlst-T8-48in-32w-2g+El-RS-RLO(54w) | Review |  | f | f | DEER Lighting measure | ErRobNc |  | ILtg-Lfluor-fix |  | DEER1316-Ltg-Com-LF | 1/1/2013 |  | DEER2016 HOU Update | FALSE | FALSE |  |  | FALSE | FALSE | FALSE | FALSE | FALSE | FALSE | FALSE | FALSE | FALSE
2198 | Com-Lighting-InGen_T12-48in-68w_T8-48in-60w-A_T8-48in-54w-B | Commercial Indoor General Lighting: more efficient Linear Fluorescent Lamp & Ballast installed. Measure includes Code case. Impacts: Linear Fluorescent-based HOU (varies by BldgType) | DEER2011 | D11 v4.01 | 5/23/2014 15:34:31.757 | Com-Iltg-dWatt-LF | DEER | Scaled | Delta | 0 | 0 | None |  | t | Com-InLtg-LF | t | Com | Any | Lighting | InGen-LF | Ltg_Lmp+Blst | LF_LmpBlst |  | ILtg-Lfluor-fix | LF lamp and ballast: LF lamp: T12, 48 inch, 34W, 2475 lm, CRI = 60, rated life = 20000 hours (2): LF Ballast: Hybrid, Rapid Start, Normal LO (1); Total Fixture Watts = 68 | LF lamp and ballast: LF lamp: T8, 48 inch, 32W, 2710 lm, CRI = 75, rated life = 15000 hours (2): LF Ballast: Electronic, Rapid Start, Normal LO (1); Total Fixture Watts = 60 | LF lamp and ballast: LF lamp: T8, 48 inch, 32W, 2970 lm, CRI = 82, rated life = 20000 hours (2): LF Ballast: Electronic, Rapid Start, Reduced LO (1); Total Fixture Watts = 54 | LFLmpBlst-T12-48in-34w+Hyb-RS-NLO(68w) | LFLmpBlst-T8-48in-32w-1g+El-RS-NLO(60w) | LFLmpBlst-T8-48in-32w-2g+El-RS-RLO(54w) | Standard | Code Technology base on: Minor Retrofit Only | f | f | DEER Lighting measure | ErRobNc |  | ILtg-Lfluor-fix |  | None | 1/1/2013 | 6/30/2014 |  | FALSE | FALSE |  |  | FALSE | FALSE | FALSE | FALSE | FALSE | FALSE | FALSE | FALSE | FALSE
2199 | Com-Lighting-InGen_T12-48in-74w-B_T8-48in-60w-B_T8-48in-54w-B | Commercial Indoor General Lighting: more efficient Linear Fluorescent Lamp & Ballast installed. Measure includes Code case. Impacts: Linear Fluorescent-based HOU (varies by BldgType) | DEER2014 | D13 v1.2 | 5/23/2014 15:34:31.757 | Com-Iltg-dWatt-LF | DEER | Scaled | Delta | 6 | 20 | None |  | f |  | t | Com | Any | Lighting | InGen-LF | Ltg_Lmp+Blst | LF_LmpBlst |  | ILtg-Lfluor-fix | LF lamp and ballast: LF lamp: T12, 48 inch, 39W, 2750 lm, CRI = 60, rated life = 20000 hours (2): LF Ballast: Energy Saver Magnetic (EPACT compliant), Instant Start, Normal LO (1); Total Fixture Watts = 74 | LF lamp and ballast: LF lamp: T8, 48 inch, 32W, 2970 lm, CRI = 82, rated life = 20000 hours (2): LF Ballast: Electronic, Rapid Start, Normal LO (1); Total Fixture Watts = 60 | LF lamp and ballast: LF lamp: T8, 48 inch, 32W, 2970 lm, CRI = 82, rated life = 20000 hours (2): LF Ballast: Electronic, Rapid Start, Reduced LO (1); Total Fixture Watts = 54 | LFLmpBlst-T12-48in-39w+MagES-IS-NLO(74w) | LFLmpBlst-T8-48in-32w-2g+El-RS-NLO(60w) | LFLmpBlst-T8-48in-32w-2g+El-RS-RLO(54w) | Review |  | f | f | DEER Lighting measure | ErRobNc |  | ILtg-Lfluor-fix |  | DEER1316-Ltg-Com-LF | 1/1/2013 |  | DEER2016 HOU Update | FALSE | FALSE |  |  | FALSE | FALSE | FALSE | FALSE | FALSE | FALSE | FALSE | FALSE | FALSE
2200 | Com-Lighting-InGen_T12-48in-72w-A_T8-48in-60w-A_T8-48in-41w-B | Commercial Indoor General Lighting: more efficient Linear Fluorescent Lamp & Ballast installed. Measure includes Code case. Impacts: Linear Fluorescent-based HOU (varies by BldgType) | DEER2011 | D11 v4.01 | 5/23/2014 15:34:31.757 | Com-Iltg-dWatt-LF | DEER | Scaled | Delta | 0 | 0 | None |  | t | Com-InLtg-LF | t | Com | Any | Lighting | InGen-LF | Ltg_Lmp+Blst | LF_LmpBlst |  | ILtg-Lfluor-fix | LF lamp and ballast: LF lamp: T12, 48 inch, 34W, 2475 lm, CRI = 60, rated life = 20000 hours (2): LF Ballast: Energy Saver Magnetic (EPACT compliant), Rapid Start, Normal LO (1); Total Fixture Watts = 72 | LF lamp and ballast: LF lamp: T8, 48 inch, 32W, 2710 lm, CRI = 75, rated life = 15000 hours (2): LF Ballast: Electronic, Rapid Start, Normal LO (1); Total Fixture Watts = 60 | LF lamp and ballast: LF lamp: T8, 48 inch, 32W, 2970 lm, CRI = 82, rated life = 20000 hours (1): LF Ballast: Electronic, Instant Start, Very High LO (1); Total Fixture Watts = 41 | LFLmpBlst-T12-48in-34w+MagES-RS-NLO(72w) | LFLmpBlst-T8-48in-32w-1g+El-RS-NLO(60w) | LFLmpBlst-T8-48in-32w-2g+El-IS-VHLO(41w) | Standard | Code Technology base on: Minor Retrofit Only | f | f | DEER Lighting measure | ErRobNc |  | ILtg-Lfluor-fix | D08-NE-ILtg-LFluor-Prim-Rpl-48in34wT12ESMg72w-48in2g32wT8ISVEl41w | None | 1/1/2013 | 6/30/2014 |  | FALSE | FALSE |  |  | FALSE | FALSE | FALSE | FALSE | FALSE | FALSE | FALSE | FALSE | FALSE
2201 | Com-Lighting-InGen_T12-48in-80w-C_T8-48in-60w-B_T8-48in-54w-B | Commercial Indoor General Lighting: more efficient Linear Fluorescent Lamp & Ballast installed. Measure includes Code case. Impacts: Linear Fluorescent-based HOU (varies by BldgType) | DEER2014 | D13 v1.2 | 5/23/2014 15:34:31.757 | Com-Iltg-dWatt-LF | DEER | Scaled | Delta | 6 | 26 | None |  | f |  | t | Com | Any | Lighting | InGen-LF | Ltg_Lmp+Blst | LF_LmpBlst |  | ILtg-Lfluor-fix | LF lamp and ballast: LF lamp: T12, 48 inch, 39W, 2750 lm, CRI = 60, rated life = 20000 hours (2): LF Ballast: Hybrid, Instant Start, Normal LO (1); Total Fixture Watts = 80 | LF lamp and ballast: LF lamp: T8, 48 inch, 32W, 2970 lm, CRI = 82, rated life = 20000 hours (2): LF Ballast: Electronic, Rapid Start, Normal LO (1); Total Fixture Watts = 60 | LF lamp and ballast: LF lamp: T8, 48 inch, 32W, 2970 lm, CRI = 82, rated life = 20000 hours (2): LF Ballast: Electronic, Rapid Start, Reduced LO (1); Total Fixture Watts = 54 | LFLmpBlst-T12-48in-39w+Hyb-IS-NLO(80w) | LFLmpBlst-T8-48in-32w-2g+El-RS-NLO(60w) | LFLmpBlst-T8-48in-32w-2g+El-RS-RLO(54w) | Review |  | f | f | DEER Lighting measure | ErRobNc |  | ILtg-Lfluor-fix |  | DEER1316-Ltg-Com-LF | 1/1/2013 |  | DEER2016 HOU Update | FALSE | FALSE |  |  | FALSE | FALSE | FALSE | FALSE | FALSE | FALSE | FALSE | FALSE | FALSE
2202 | Com-Lighting-InGen_T12-48in-72w-A_T8-48in-60w-A_T8-48in-54w-B | Commercial Indoor General Lighting: more efficient Linear Fluorescent Lamp & Ballast installed. Measure includes Code case. Impacts: Linear Fluorescent-based HOU (varies by BldgType) | DEER2011 | D11 v4.01 | 5/23/2014 15:34:31.757 | Com-Iltg-dWatt-LF | DEER | Scaled | Delta | 0 | 0 | None |  | t | Com-InLtg-LF | t | Com | Any | Lighting | InGen-LF | Ltg_Lmp+Blst | LF_LmpBlst |  | ILtg-Lfluor-fix | LF lamp and ballast: LF lamp: T12, 48 inch, 34W, 2475 lm, CRI = 60, rated life = 20000 hours (2): LF Ballast: Energy Saver Magnetic (EPACT compliant), Rapid Start, Normal LO (1); Total Fixture Watts = 72 | LF lamp and ballast: LF lamp: T8, 48 inch, 32W, 2710 lm, CRI = 75, rated life = 15000 hours (2): LF Ballast: Electronic, Rapid Start, Normal LO (1); Total Fixture Watts = 60 | LF lamp and ballast: LF lamp: T8, 48 inch, 32W, 2970 lm, CRI = 82, rated life = 20000 hours (2): LF Ballast: Electronic, Rapid Start, Reduced LO (1); Total Fixture Watts = 54 | LFLmpBlst-T12-48in-34w+MagES-RS-NLO(72w) | LFLmpBlst-T8-48in-32w-1g+El-RS-NLO(60w) | LFLmpBlst-T8-48in-32w-2g+El-RS-RLO(54w) | Standard | Code Technology base on: Minor Retrofit Only | f | f | DEER Lighting measure | ErRobNc |  | ILtg-Lfluor-fix |  | None | 1/1/2013 | 6/30/2014 |  | FALSE | FALSE |  |  | FALSE | FALSE | FALSE | FALSE | FALSE | FALSE | FALSE | FALSE | FALSE
2203 | Com-Lighting-InGen_T12-48in-72w-B_T8-48in-60w-B_T8-48in-54w-B | Commercial Indoor General Lighting: more efficient Linear Fluorescent Lamp & Ballast installed. Measure includes Code case. Impacts: Linear Fluorescent-based HOU (varies by BldgType) | DEER2014 | D13 v1.2 | 5/23/2014 15:34:31.757 | Com-Iltg-dWatt-LF | DEER | Scaled | Delta | 6 | 18 | None |  | f |  | t | Com | Any | Lighting | InGen-LF | Ltg_Lmp+Blst | LF_LmpBlst |  | ILtg-Lfluor-fix | LF lamp and ballast: LF lamp: T12, 48 inch, 30W, 2600 lm, CRI = 60, rated life = 20000 hours (2): LF Ballast: Standard Magnetic (pre-EPACT), Instant Start, Normal LO (1); Total Fixture Watts = 72 | LF lamp and ballast: LF lamp: T8, 48 inch, 32W, 2970 lm, CRI = 82, rated life = 20000 hours (2): LF Ballast: Electronic, Rapid Start, Normal LO (1); Total Fixture Watts = 60 | LF lamp and ballast: LF lamp: T8, 48 inch, 32W, 2970 lm, CRI = 82, rated life = 20000 hours (2): LF Ballast: Electronic, Rapid Start, Reduced LO (1); Total Fixture Watts = 54 | LFLmpBlst-T12-48in-30w+MagStd-IS-NLO(72w) | LFLmpBlst-T8-48in-32w-2g+El-RS-NLO(60w) | LFLmpBlst-T8-48in-32w-2g+El-RS-RLO(54w) | Review |  | f | f | DEER Lighting measure | ErRobNc |  | ILtg-Lfluor-fix |  | DEER1316-Ltg-Com-LF | 1/1/2013 |  | DEER2016 HOU Update | FALSE | FALSE |  |  | FALSE | FALSE | FALSE | FALSE | FALSE | FALSE | FALSE | FALSE | FALSE
2204 | Com-Lighting-InGen_T12-48in-74w-B_T8-48in-60w-A_T8-48in-54w-B | Commercial Indoor General Lighting: more efficient Linear Fluorescent Lamp & Ballast installed. Measure includes Code case. Impacts: Linear Fluorescent-based HOU (varies by BldgType) | DEER2011 | D11 v4.01 | 5/23/2014 15:34:31.757 | Com-Iltg-dWatt-LF | DEER | Scaled | Delta | 0 | 0 | None |  | t | Com-InLtg-LF | t | Com | Any | Lighting | InGen-LF | Ltg_Lmp+Blst | LF_LmpBlst |  | ILtg-Lfluor-fix | LF lamp and ballast: LF lamp: T12, 48 inch, 39W, 2750 lm, CRI = 60, rated life = 20000 hours (2): LF Ballast: Energy Saver Magnetic (EPACT compliant), Instant Start, Normal LO (1); Total Fixture Watts = 74 | LF lamp and ballast: LF lamp: T8, 48 inch, 32W, 2710 lm, CRI = 75, rated life = 15000 hours (2): LF Ballast: Electronic, Rapid Start, Normal LO (1); Total Fixture Watts = 60 | LF lamp and ballast: LF lamp: T8, 48 inch, 32W, 2970 lm, CRI = 82, rated life = 20000 hours (2): LF Ballast: Electronic, Rapid Start, Reduced LO (1); Total Fixture Watts = 54 | LFLmpBlst-T12-48in-39w+MagES-IS-NLO(74w) | LFLmpBlst-T8-48in-32w-1g+El-RS-NLO(60w) | LFLmpBlst-T8-48in-32w-2g+El-RS-RLO(54w) | Standard | Code Technology base on: Minor Retrofit Only | f | f | DEER Lighting measure | ErRobNc |  | ILtg-Lfluor-fix |  | None | 1/1/2013 | 6/30/2014 |  | FALSE | FALSE |  |  | FALSE | FALSE | FALSE | FALSE | FALSE | FALSE | FALSE | FALSE | FALSE
2205 | Com-Lighting-InGen_T12-48in-74w-C_T8-48in-60w-B_T8-48in-54w-B | Commercial Indoor General Lighting: more efficient Linear Fluorescent Lamp & Ballast installed. Measure includes Code case. Impacts: Linear Fluorescent-based HOU (varies by BldgType) | DEER2014 | D13 v1.2 | 5/23/2014 15:34:31.757 | Com-Iltg-dWatt-LF | DEER | Scaled | Delta | 6 | 20 | None |  | f |  | t | Com | Any | Lighting | InGen-LF | Ltg_Lmp+Blst | LF_LmpBlst |  | ILtg-Lfluor-fix | LF lamp and ballast: LF lamp: T12, 48 inch, 39W, 2750 lm, CRI = 60, rated life = 20000 hours (2): LF Ballast: Standard Magnetic (pre-EPACT), Instant Start, Normal LO (1); Total Fixture Watts = 74 | LF lamp and ballast: LF lamp: T8, 48 inch, 32W, 2970 lm, CRI = 82, rated life = 20000 hours (2): LF Ballast: Electronic, Rapid Start, Normal LO (1); Total Fixture Watts = 60 | LF lamp and ballast: LF lamp: T8, 48 inch, 32W, 2970 lm, CRI = 82, rated life = 20000 hours (2): LF Ballast: Electronic, Rapid Start, Reduced LO (1); Total Fixture Watts = 54 | LFLmpBlst-T12-48in-39w+MagStd-IS-NLO(74w) | LFLmpBlst-T8-48in-32w-2g+El-RS-NLO(60w) | LFLmpBlst-T8-48in-32w-2g+El-RS-RLO(54w) | Review |  | f | f | DEER Lighting measure | ErRobNc |  | ILtg-Lfluor-fix |  | DEER1316-Ltg-Com-LF | 1/1/2013 |  | DEER2016 HOU Update | FALSE | FALSE |  |  | FALSE | FALSE | FALSE | FALSE | FALSE | FALSE | FALSE | FALSE | FALSE
2206 | Com-Lighting-InGen_T12-48in-80w-C_T8-48in-60w-A_T8-48in-54w-B | Commercial Indoor General Lighting: more efficient Linear Fluorescent Lamp & Ballast installed. Measure includes Code case. Impacts: Linear Fluorescent-based HOU (varies by BldgType) | DEER2011 | D11 v4.01 | 5/23/2014 15:34:31.757 | Com-Iltg-dWatt-LF | DEER | Scaled | Delta | 0 | 0 | None |  | t | Com-InLtg-LF | t | Com | Any | Lighting | InGen-LF | Ltg_Lmp+Blst | LF_LmpBlst |  | ILtg-Lfluor-fix | LF lamp and ballast: LF lamp: T12, 48 inch, 39W, 2750 lm, CRI = 60, rated life = 20000 hours (2): LF Ballast: Hybrid, Instant Start, Normal LO (1); Total Fixture Watts = 80 | LF lamp and ballast: LF lamp: T8, 48 inch, 32W, 2710 lm, CRI = 75, rated life = 15000 hours (2): LF Ballast: Electronic, Rapid Start, Normal LO (1); Total Fixture Watts = 60 | LF lamp and ballast: LF lamp: T8, 48 inch, 32W, 2970 lm, CRI = 82, rated life = 20000 hours (2): LF Ballast: Electronic, Rapid Start, Reduced LO (1); Total Fixture Watts = 54 | LFLmpBlst-T12-48in-39w+Hyb-IS-NLO(80w) | LFLmpBlst-T8-48in-32w-1g+El-RS-NLO(60w) | LFLmpBlst-T8-48in-32w-2g+El-RS-RLO(54w) | Standard | Code Technology base on: Minor Retrofit Only | f | f | DEER Lighting measure | ErRobNc |  | ILtg-Lfluor-fix |  | None | 1/1/2013 | 6/30/2014 |  | FALSE | FALSE |  |  | FALSE | FALSE | FALSE | FALSE | FALSE | FALSE | FALSE | FALSE | FALSE
2207 | Com-Lighting-InGen_T12-48in-102w_T8-48in-89w-B_T8-48in-78w-B | Commercial Indoor General Lighting: more efficient Linear Fluorescent Lamp & Ballast installed. Measure includes Code case. Impacts: Linear Fluorescent-based HOU (varies by BldgType) | DEER2014 | D13 v1.2 | 5/23/2014 15:34:31.757 | Com-Iltg-dWatt-LF | DEER | Scaled | Delta | 11 | 24 | None |  | f |  | t | Com | Any | Lighting | InGen-LF | Ltg_Lmp+Blst | LF_LmpBlst |  | ILtg-Lfluor-fix | LF lamp and ballast: LF lamp: T12, 48 inch, 34W, 2475 lm, CRI = 60, rated life = 20000 hours (3): LF Ballast: Hybrid, Rapid Start, Normal LO (1.5); Total Fixture Watts = 102 | LF lamp and ballast: LF lamp: T8, 48 inch, 32W, 2970 lm, CRI = 82, rated life = 20000 hours (3): LF Ballast: Electronic, Instant Start, Normal LO (1); Total Fixture Watts = 89 | LF lamp and ballast: LF lamp: T8, 48 inch, 32W, 2970 lm, CRI = 82, rated life = 20000 hours (3): LF Ballast: Electronic, Instant Start, Reduced LO (1); Total Fixture Watts = 78 | LFLmpBlst-T12-48in-34w+Hyb-RS-NLO(102w) | LFLmpBlst-T8-48in-32w-2g+El-IS-NLO(89w) | LFLmpBlst-T8-48in-32w-2g+El-IS-RLO(78w) | Review |  | f | f | DEER Lighting measure | ErRobNc |  | ILtg-Lfluor-fix |  | DEER1316-Ltg-Com-LF | 1/1/2013 |  | DEER2016 HOU Update | FALSE | FALSE |  |  | FALSE | FALSE | FALSE | FALSE | FALSE | FALSE | FALSE | FALSE | FALSE
2208 | Com-Lighting-InGen_T12-48in-72w-B_T8-48in-60w-A_T8-48in-54w-B | Commercial Indoor General Lighting: more efficient Linear Fluorescent Lamp & Ballast installed. Measure includes Code case. Impacts: Linear Fluorescent-based HOU (varies by BldgType) | DEER2011 | D11 v4.01 | 5/23/2014 15:34:31.757 | Com-Iltg-dWatt-LF | DEER | Scaled | Delta | 0 | 0 | None |  | t | Com-InLtg-LF | t | Com | Any | Lighting | InGen-LF | Ltg_Lmp+Blst | LF_LmpBlst |  | ILtg-Lfluor-fix | LF lamp and ballast: LF lamp: T12, 48 inch, 30W, 2600 lm, CRI = 60, rated life = 20000 hours (2): LF Ballast: Standard Magnetic (pre-EPACT), Instant Start, Normal LO (1); Total Fixture Watts = 72 | LF lamp and ballast: LF lamp: T8, 48 inch, 32W, 2710 lm, CRI = 75, rated life = 15000 hours (2): LF Ballast: Electronic, Rapid Start, Normal LO (1); Total Fixture Watts = 60 | LF lamp and ballast: LF lamp: T8, 48 inch, 32W, 2970 lm, CRI = 82, rated life = 20000 hours (2): LF Ballast: Electronic, Rapid Start, Reduced LO (1); Total Fixture Watts = 54 | LFLmpBlst-T12-48in-30w+MagStd-IS-NLO(72w) | LFLmpBlst-T8-48in-32w-1g+El-RS-NLO(60w) | LFLmpBlst-T8-48in-32w-2g+El-RS-RLO(54w) | Standard | Code Technology base on: Minor Retrofit Only | f | f | DEER Lighting measure | ErRobNc |  | ILtg-Lfluor-fix |  | None | 1/1/2013 | 6/30/2014 |  | FALSE | FALSE |  |  | FALSE | FALSE | FALSE | FALSE | FALSE | FALSE | FALSE | FALSE | FALSE
2209 | Com-Lighting-InGen_T12-48in-115w_T8-48in-89w-B_T8-48in-78w-B | Commercial Indoor General Lighting: more efficient Linear Fluorescent Lamp & Ballast installed. Measure includes Code case. Impacts: Linear Fluorescent-based HOU (varies by BldgType) | DEER2014 | D13 v1.2 | 5/23/2014 15:34:31.757 | Com-Iltg-dWatt-LF | DEER | Scaled | Delta | 11 | 37 | None |  | f |  | t | Com | Any | Lighting | InGen-LF | Ltg_Lmp+Blst | LF_LmpBlst |  | ILtg-Lfluor-fix | LF lamp and ballast: LF lamp: T12, 48 inch, 34W, 2475 lm, CRI = 60, rated life = 20000 hours (3): LF Ballast: Energy Saver Magnetic (EPACT compliant), Rapid Start, Normal LO (1); Total Fixture Watts = 115 | LF lamp and ballast: LF lamp: T8, 48 inch, 32W, 2970 lm, CRI = 82, rated life = 20000 hours (3): LF Ballast: Electronic, Instant Start, Normal LO (1); Total Fixture Watts = 89 | LF lamp and ballast: LF lamp: T8, 48 inch, 32W, 2970 lm, CRI = 82, rated life = 20000 hours (3): LF Ballast: Electronic, Instant Start, Reduced LO (1); Total Fixture Watts = 78 | LFLmpBlst-T12-48in-34w+MagES-RS-NLO(115w) | LFLmpBlst-T8-48in-32w-2g+El-IS-NLO(89w) | LFLmpBlst-T8-48in-32w-2g+El-IS-RLO(78w) | Review |  | f | f | DEER Lighting measure | ErRobNc |  | ILtg-Lfluor-fix | D08-NE-ILtg-LFluor-Prim-RplLPD-48in34wT12ESMg115w-48in2g32wT8ISREl78w | DEER1316-Ltg-Com-LF | 1/1/2013 |  | DEER2016 HOU Update | FALSE | FALSE |  |  | FALSE | FALSE | FALSE | FALSE | FALSE | FALSE | FALSE | FALSE | FALSE
2210 | Com-Lighting-InGen_T12-48in-74w-C_T8-48in-60w-A_T8-48in-54w-B | Commercial Indoor General Lighting: more efficient Linear Fluorescent Lamp & Ballast installed. Measure includes Code case. Impacts: Linear Fluorescent-based HOU (varies by BldgType) | DEER2011 | D11 v4.01 | 5/23/2014 15:34:31.757 | Com-Iltg-dWatt-LF | DEER | Scaled | Delta | 0 | 0 | None |  | t | Com-InLtg-LF | t | Com | Any | Lighting | InGen-LF | Ltg_Lmp+Blst | LF_LmpBlst |  | ILtg-Lfluor-fix | LF lamp and ballast: LF lamp: T12, 48 inch, 39W, 2750 lm, CRI = 60, rated life = 20000 hours (2): LF Ballast: Standard Magnetic (pre-EPACT), Instant Start, Normal LO (1); Total Fixture Watts = 74 | LF lamp and ballast: LF lamp: T8, 48 inch, 32W, 2710 lm, CRI = 75, rated life = 15000 hours (2): LF Ballast: Electronic, Rapid Start, Normal LO (1); Total Fixture Watts = 60 | LF lamp and ballast: LF lamp: T8, 48 inch, 32W, 2970 lm, CRI = 82, rated life = 20000 hours (2): LF Ballast: Electronic, Rapid Start, Reduced LO (1); Total Fixture Watts = 54 | LFLmpBlst-T12-48in-39w+MagStd-IS-NLO(74w) | LFLmpBlst-T8-48in-32w-1g+El-RS-NLO(60w) | LFLmpBlst-T8-48in-32w-2g+El-RS-RLO(54w) | Standard | Code Technology base on: Minor Retrofit Only | f | f | DEER Lighting measure | ErRobNc |  | ILtg-Lfluor-fix |  | None | 1/1/2013 | 6/30/2014 |  | FALSE | FALSE |  |  | FALSE | FALSE | FALSE | FALSE | FALSE | FALSE | FALSE | FALSE | FALSE
2211 | Com-Lighting-InGen_T12-48in-120w-C_T8-48in-89w-B_T8-48in-78w-B | Commercial Indoor General Lighting: more efficient Linear Fluorescent Lamp & Ballast installed. Measure includes Code case. Impacts: Linear Fluorescent-based HOU (varies by BldgType) | DEER2014 | D13 v1.2 | 5/23/2014 15:34:31.757 | Com-Iltg-dWatt-LF | DEER | Scaled | Delta | 11 | 42 | None |  | f |  | t | Com | Any | Lighting | InGen-LF | Ltg_Lmp+Blst | LF_LmpBlst |  | ILtg-Lfluor-fix | LF lamp and ballast: LF lamp: T12, 48 inch, 39W, 2750 lm, CRI = 60, rated life = 20000 hours (3): LF Ballast: Hybrid, Instant Start, Normal LO (1.5); Total Fixture Watts = 120 | LF lamp and ballast: LF lamp: T8, 48 inch, 32W, 2970 lm, CRI = 82, rated life = 20000 hours (3): LF Ballast: Electronic, Instant Start, Normal LO (1); Total Fixture Watts = 89 | LF lamp and ballast: LF lamp: T8, 48 inch, 32W, 2970 lm, CRI = 82, rated life = 20000 hours (3): LF Ballast: Electronic, Instant Start, Reduced LO (1); Total Fixture Watts = 78 | LFLmpBlst-T12-48in-39w+Hyb-IS-NLO(120w) | LFLmpBlst-T8-48in-32w-2g+El-IS-NLO(89w) | LFLmpBlst-T8-48in-32w-2g+El-IS-RLO(78w) | Review |  | f | f | DEER Lighting measure | ErRobNc |  | ILtg-Lfluor-fix |  | DEER1316-Ltg-Com-LF | 1/1/2013 |  | DEER2016 HOU Update | FALSE | FALSE |  |  | FALSE | FALSE | FALSE | FALSE | FALSE | FALSE | FALSE | FALSE | FALSE
2212 | Com-Lighting-InGen_T12-48in-102w_T8-48in-93w-B_T8-48in-78w-B | Commercial Indoor General Lighting: more efficient Linear Fluorescent Lamp & Ballast installed. Measure includes Code case. Impacts: Linear Fluorescent-based HOU (varies by BldgType) | DEER2011 | D11 v4.01 | 5/23/2014 15:34:31.757 | Com-Iltg-dWatt-LF | DEER | Scaled | Delta | 0 | 0 | None |  | t | Com-InLtg-LF | t | Com | Any | Lighting | InGen-LF | Ltg_Lmp+Blst | LF_LmpBlst |  | ILtg-Lfluor-fix | LF lamp and ballast: LF lamp: T12, 48 inch, 34W, 2475 lm, CRI = 60, rated life = 20000 hours (3): LF Ballast: Hybrid, Rapid Start, Normal LO (1.5); Total Fixture Watts = 102 | LF lamp and ballast: LF lamp: T8, 48 inch, 32W, 2710 lm, CRI = 75, rated life = 15000 hours (3): LF Ballast: Electronic, Rapid Start, Normal LO (1); Total Fixture Watts = 93 | LF lamp and ballast: LF lamp: T8, 48 inch, 32W, 2970 lm, CRI = 82, rated life = 20000 hours (3): LF Ballast: Electronic, Instant Start, Reduced LO (1); Total Fixture Watts = 78 | LFLmpBlst-T12-48in-34w+Hyb-RS-NLO(102w) | LFLmpBlst-T8-48in-32w-1g+El-RS-NLO(93w) | LFLmpBlst-T8-48in-32w-2g+El-IS-RLO(78w) | Standard | Code Technology base on: Minor Retrofit Only | f | f | DEER Lighting measure | ErRobNc |  | ILtg-Lfluor-fix |  | None | 1/1/2013 | 6/30/2014 |  | FALSE | FALSE |  |  | FALSE | FALSE | FALSE | FALSE | FALSE | FALSE | FALSE | FALSE | FALSE
2213 | Com-Lighting-InGen_T12-48in-109w_T8-48in-89w-B_T8-48in-78w-B | Commercial Indoor General Lighting: more efficient Linear Fluorescent Lamp & Ballast installed. Measure includes Code case. Impacts: Linear Fluorescent-based HOU (varies by BldgType) | DEER2014 | D13 v1.2 | 5/23/2014 15:34:31.757 | Com-Iltg-dWatt-LF | DEER | Scaled | Delta | 11 | 31 | None |  | f |  | t | Com | Any | Lighting | InGen-LF | Ltg_Lmp+Blst | LF_LmpBlst |  | ILtg-Lfluor-fix | LF lamp and ballast: LF lamp: T12, 48 inch, 30W, 2600 lm, CRI = 60, rated life = 20000 hours (3): LF Ballast: Standard Magnetic (pre-EPACT), Instant Start, Normal LO (1); Total Fixture Watts = 109 | LF lamp and ballast: LF lamp: T8, 48 inch, 32W, 2970 lm, CRI = 82, rated life = 20000 hours (3): LF Ballast: Electronic, Instant Start, Normal LO (1); Total Fixture Watts = 89 | LF lamp and ballast: LF lamp: T8, 48 inch, 32W, 2970 lm, CRI = 82, rated life = 20000 hours (3): LF Ballast: Electronic, Instant Start, Reduced LO (1); Total Fixture Watts = 78 | LFLmpBlst-T12-48in-30w+MagStd-IS-NLO(109w) | LFLmpBlst-T8-48in-32w-2g+El-IS-NLO(89w) | LFLmpBlst-T8-48in-32w-2g+El-IS-RLO(78w) | Review |  | f | f | DEER Lighting measure | ErRobNc |  | ILtg-Lfluor-fix |  | DEER1316-Ltg-Com-LF | 1/1/2013 |  | DEER2016 HOU Update | FALSE | FALSE |  |  | FALSE | FALSE | FALSE | FALSE | FALSE | FALSE | FALSE | FALSE | FALSE
2214 | Com-Lighting-InGen_T12-48in-115w_T8-48in-93w-B_T8-48in-78w-B | Commercial Indoor General Lighting: more efficient Linear Fluorescent Lamp & Ballast installed. Measure includes Code case. Impacts: Linear Fluorescent-based HOU (varies by BldgType) | DEER2011 | D11 v4.01 | 5/23/2014 15:34:31.757 | Com-Iltg-dWatt-LF | DEER | Scaled | Delta | 0 | 0 | None |  | t | Com-InLtg-LF | t | Com | Any | Lighting | InGen-LF | Ltg_Lmp+Blst | LF_LmpBlst |  | ILtg-Lfluor-fix | LF lamp and ballast: LF lamp: T12, 48 inch, 34W, 2475 lm, CRI = 60, rated life = 20000 hours (3): LF Ballast: Energy Saver Magnetic (EPACT compliant), Rapid Start, Normal LO (1); Total Fixture Watts = 115 | LF lamp and ballast: LF lamp: T8, 48 inch, 32W, 2710 lm, CRI = 75, rated life = 15000 hours (3): LF Ballast: Electronic, Rapid Start, Normal LO (1); Total Fixture Watts = 93 | LF lamp and ballast: LF lamp: T8, 48 inch, 32W, 2970 lm, CRI = 82, rated life = 20000 hours (3): LF Ballast: Electronic, Instant Start, Reduced LO (1); Total Fixture Watts = 78 | LFLmpBlst-T12-48in-34w+MagES-RS-NLO(115w) | LFLmpBlst-T8-48in-32w-1g+El-RS-NLO(93w) | LFLmpBlst-T8-48in-32w-2g+El-IS-RLO(78w) | Standard | Code Technology base on: Minor Retrofit Only | f | f | DEER Lighting measure | ErRobNc |  | ILtg-Lfluor-fix |  | None | 1/1/2013 | 6/30/2014 |  | FALSE | FALSE |  |  | FALSE | FALSE | FALSE | FALSE | FALSE | FALSE | FALSE | FALSE | FALSE
2215 | Com-Lighting-InGen_T12-48in-112w_T8-48in-89w-B_T8-48in-78w-B | Commercial Indoor General Lighting: more efficient Linear Fluorescent Lamp & Ballast installed. Measure includes Code case. Impacts: Linear Fluorescent-based HOU (varies by BldgType) | DEER2014 | D13 v1.2 | 5/23/2014 15:34:31.757 | Com-Iltg-dWatt-LF | DEER | Scaled | Delta | 11 | 34 | None |  | f |  | t | Com | Any | Lighting | InGen-LF | Ltg_Lmp+Blst | LF_LmpBlst |  | ILtg-Lfluor-fix | LF lamp and ballast: LF lamp: T12, 48 inch, 39W, 2750 lm, CRI = 60, rated life = 20000 hours (3): LF Ballast: Standard Magnetic (pre-EPACT), Instant Start, Normal LO (1); Total Fixture Watts = 112 | LF lamp and ballast: LF lamp: T8, 48 inch, 32W, 2970 lm, CRI = 82, rated life = 20000 hours (3): LF Ballast: Electronic, Instant Start, Normal LO (1); Total Fixture Watts = 89 | LF lamp and ballast: LF lamp: T8, 48 inch, 32W, 2970 lm, CRI = 82, rated life = 20000 hours (3): LF Ballast: Electronic, Instant Start, Reduced LO (1); Total Fixture Watts = 78 | LFLmpBlst-T12-48in-39w+MagStd-IS-NLO(112w) | LFLmpBlst-T8-48in-32w-2g+El-IS-NLO(89w) | LFLmpBlst-T8-48in-32w-2g+El-IS-RLO(78w) | Review |  | f | f | DEER Lighting measure | ErRobNc |  | ILtg-Lfluor-fix |  | DEER1316-Ltg-Com-LF | 1/1/2013 |  | DEER2016 HOU Update | FALSE | FALSE |  |  | FALSE | FALSE | FALSE | FALSE | FALSE | FALSE | FALSE | FALSE | FALSE
2216 | Com-Lighting-InGen_T12-48in-120w-C_T8-48in-93w-B_T8-48in-78w-B | Commercial Indoor General Lighting: more efficient Linear Fluorescent Lamp & Ballast installed. Measure includes Code case. Impacts: Linear Fluorescent-based HOU (varies by BldgType) | DEER2011 | D11 v4.01 | 5/23/2014 15:34:31.757 | Com-Iltg-dWatt-LF | DEER | Scaled | Delta | 0 | 0 | None |  | t | Com-InLtg-LF | t | Com | Any | Lighting | InGen-LF | Ltg_Lmp+Blst | LF_LmpBlst |  | ILtg-Lfluor-fix | LF lamp and ballast: LF lamp: T12, 48 inch, 39W, 2750 lm, CRI = 60, rated life = 20000 hours (3): LF Ballast: Hybrid, Instant Start, Normal LO (1.5); Total Fixture Watts = 120 | LF lamp and ballast: LF lamp: T8, 48 inch, 32W, 2710 lm, CRI = 75, rated life = 15000 hours (3): LF Ballast: Electronic, Rapid Start, Normal LO (1); Total Fixture Watts = 93 | LF lamp and ballast: LF lamp: T8, 48 inch, 32W, 2970 lm, CRI = 82, rated life = 20000 hours (3): LF Ballast: Electronic, Instant Start, Reduced LO (1); Total Fixture Watts = 78 | LFLmpBlst-T12-48in-39w+Hyb-IS-NLO(120w) | LFLmpBlst-T8-48in-32w-1g+El-RS-NLO(93w) | LFLmpBlst-T8-48in-32w-2g+El-IS-RLO(78w) | Standard | Code Technology base on: Minor Retrofit Only | f | f | DEER Lighting measure | ErRobNc |  | ILtg-Lfluor-fix |  | None | 1/1/2013 | 6/30/2014 |  | FALSE | FALSE |  |  | FALSE | FALSE | FALSE | FALSE | FALSE | FALSE | FALSE | FALSE | FALSE
2217 | Com-Lighting-InGen_T12-48in-136w_T8-48in-112w-D_T8-48in-102w-B | Commercial Indoor General Lighting: more efficient Linear Fluorescent Lamp & Ballast installed. Measure includes Code case. Impacts: Linear Fluorescent-based HOU (varies by BldgType) | DEER2014 | D13 v1.2 | 5/23/2014 15:34:31.757 | Com-Iltg-dWatt-LF | DEER | Scaled | Delta | 10 | 34 | None |  | f |  | t | Com | Any | Lighting | InGen-LF | Ltg_Lmp+Blst | LF_LmpBlst |  | ILtg-Lfluor-fix | LF lamp and ballast: LF lamp: T12, 48 inch, 34W, 2475 lm, CRI = 60, rated life = 20000 hours (4): LF Ballast: Hybrid, Rapid Start, Normal LO (2); Total Fixture Watts = 136 | LF lamp and ballast: LF lamp: T8, 48 inch, 32W, 2970 lm, CRI = 82, rated life = 20000 hours (4): LF Ballast: Electronic, Instant Start, Normal LO (1); Total Fixture Watts = 112 | LF lamp and ballast: LF lamp: T8, 48 inch, 32W, 2970 lm, CRI = 82, rated life = 20000 hours (4): LF Ballast: Electronic, Instant Start, Reduced LO (1); Total Fixture Watts = 102 | LFLmpBlst-T12-48in-34w+Hyb-RS-NLO(136w) | LFLmpBlst-T8-48in-32w-2g+El-IS-NLO(112w) | LFLmpBlst-T8-48in-32w-2g+El-IS-RLO(102w) | Review |  | f | f | DEER Lighting measure | ErRobNc |  | ILtg-Lfluor-fix |  | DEER1316-Ltg-Com-LF | 1/1/2013 |  | DEER2016 HOU Update | FALSE | FALSE |  |  | FALSE | FALSE | FALSE | FALSE | FALSE | FALSE | FALSE | FALSE | FALSE
2218 | Com-Lighting-InGen_T12-48in-109w_T8-48in-93w-B_T8-48in-78w-B | Commercial Indoor General Lighting: more efficient Linear Fluorescent Lamp & Ballast installed. Measure includes Code case. Impacts: Linear Fluorescent-based HOU (varies by BldgType) | DEER2011 | D11 v4.01 | 5/23/2014 15:34:31.757 | Com-Iltg-dWatt-LF | DEER | Scaled | Delta | 0 | 0 | None |  | t | Com-InLtg-LF | t | Com | Any | Lighting | InGen-LF | Ltg_Lmp+Blst | LF_LmpBlst |  | ILtg-Lfluor-fix | LF lamp and ballast: LF lamp: T12, 48 inch, 30W, 2600 lm, CRI = 60, rated life = 20000 hours (3): LF Ballast: Standard Magnetic (pre-EPACT), Instant Start, Normal LO (1); Total Fixture Watts = 109 | LF lamp and ballast: LF lamp: T8, 48 inch, 32W, 2710 lm, CRI = 75, rated life = 15000 hours (3): LF Ballast: Electronic, Rapid Start, Normal LO (1); Total Fixture Watts = 93 | LF lamp and ballast: LF lamp: T8, 48 inch, 32W, 2970 lm, CRI = 82, rated life = 20000 hours (3): LF Ballast: Electronic, Instant Start, Reduced LO (1); Total Fixture Watts = 78 | LFLmpBlst-T12-48in-30w+MagStd-IS-NLO(109w) | LFLmpBlst-T8-48in-32w-1g+El-RS-NLO(93w) | LFLmpBlst-T8-48in-32w-2g+El-IS-RLO(78w) | Standard | Code Technology base on: Minor Retrofit Only | f | f | DEER Lighting measure | ErRobNc |  | ILtg-Lfluor-fix |  | None | 1/1/2013 | 6/30/2014 |  | FALSE | FALSE |  |  | FALSE | FALSE | FALSE | FALSE | FALSE | FALSE | FALSE | FALSE | FALSE
2219 | Com-Lighting-InGen_T12-48in-112w_T8-48in-93w-B_T8-48in-78w-B | Commercial Indoor General Lighting: more efficient Linear Fluorescent Lamp & Ballast installed. Measure includes Code case. Impacts: Linear Fluorescent-based HOU (varies by BldgType) | DEER2011 | D11 v4.01 | 5/23/2014 15:34:31.757 | Com-Iltg-dWatt-LF | DEER | Scaled | Delta | 0 | 0 | None |  | t | Com-InLtg-LF | t | Com | Any | Lighting | InGen-LF | Ltg_Lmp+Blst | LF_LmpBlst |  | ILtg-Lfluor-fix | LF lamp and ballast: LF lamp: T12, 48 inch, 39W, 2750 lm, CRI = 60, rated life = 20000 hours (3): LF Ballast: Standard Magnetic (pre-EPACT), Instant Start, Normal LO (1); Total Fixture Watts = 112 | LF lamp and ballast: LF lamp: T8, 48 inch, 32W, 2710 lm, CRI = 75, rated life = 15000 hours (3): LF Ballast: Electronic, Rapid Start, Normal LO (1); Total Fixture Watts = 93 | LF lamp and ballast: LF lamp: T8, 48 inch, 32W, 2970 lm, CRI = 82, rated life = 20000 hours (3): LF Ballast: Electronic, Instant Start, Reduced LO (1); Total Fixture Watts = 78 | LFLmpBlst-T12-48in-39w+MagStd-IS-NLO(112w) | LFLmpBlst-T8-48in-32w-1g+El-RS-NLO(93w) | LFLmpBlst-T8-48in-32w-2g+El-IS-RLO(78w) | Standard | Code Technology base on: Minor Retrofit Only | f | f | DEER Lighting measure | ErRobNc |  | ILtg-Lfluor-fix |  | None | 1/1/2013 | 6/30/2014 |  | FALSE | FALSE |  |  | FALSE | FALSE | FALSE | FALSE | FALSE | FALSE | FALSE | FALSE | FALSE
2220 | Com-Lighting-InGen_T12-48in-144w-A_T8-48in-79w-B_T8-48in-79w-B | Commercial Indoor General Lighting: more efficient Linear Fluorescent Lamp & Ballast installed. Measure includes Code case. Impacts: Linear Fluorescent-based HOU (varies by BldgType) | DEER2014 | D13 v1.2 | 5/23/2014 15:34:31.757 | Com-Iltg-dWatt-LF | DEER | Scaled | Delta | 0 | 65 | None |  | f |  | t | Com | Any | Lighting | InGen-LF | Ltg_Lmp+Blst | LF_LmpBlst |  | ILtg-Lfluor-fix | LF lamp and ballast: LF lamp: T12, 48 inch, 34W, 2475 lm, CRI = 60, rated life = 20000 hours (4): LF Ballast: Energy Saver Magnetic (EPACT compliant), Rapid Start, Normal LO (2); Total Fixture Watts = 144 | LF lamp and ballast: LF lamp: T8, 48 inch, 32W, 2970 lm, CRI = 82, rated life = 20000 hours (2): LF Ballast: Electronic, Instant Start, Very High LO (1); Total Fixture Watts = 79 | LF lamp and ballast: LF lamp: T8, 48 inch, 32W, 2970 lm, CRI = 82, rated life = 20000 hours (2): LF Ballast: Electronic, Instant Start, Very High LO (1); Total Fixture Watts = 79 | LFLmpBlst-T12-48in-34w+MagES-RS-NLO(144w) | LFLmpBlst-T8-48in-32w-2g+El-IS-VHLO(79w) | LFLmpBlst-T8-48in-32w-2g+El-IS-VHLO(79w) | Review |  | f | f | DEER Lighting measure | ErRul |  | ILtg-Lfluor-fix | D08-NE-ILtg-LFluor-Prim-Rpl-48in34wT12ESMg144w-48in2g32wT8ISVEl79w | DEER1316-Ltg-Com-LF | 1/1/2013 |  | DEER2016 HOU Update | FALSE | FALSE |  |  | FALSE | FALSE | FALSE | FALSE | FALSE | FALSE | FALSE | FALSE | FALSE
2221 | Com-Lighting-InGen_T12-48in-144w-A_T8-48in-112w-D_T8-48in-102w-B | Commercial Indoor General Lighting: more efficient Linear Fluorescent Lamp & Ballast installed. Measure includes Code case. Impacts: Linear Fluorescent-based HOU (varies by BldgType) | DEER2014 | D13 v1.2 | 5/23/2014 15:34:31.757 | Com-Iltg-dWatt-LF | DEER | Scaled | Delta | 10 | 42 | None |  | f |  | t | Com | Any | Lighting | InGen-LF | Ltg_Lmp+Blst | LF_LmpBlst |  | ILtg-Lfluor-fix | LF lamp and ballast: LF lamp: T12, 48 inch, 34W, 2475 lm, CRI = 60, rated life = 20000 hours (4): LF Ballast: Energy Saver Magnetic (EPACT compliant), Rapid Start, Normal LO (2); Total Fixture Watts = 144 | LF lamp and ballast: LF lamp: T8, 48 inch, 32W, 2970 lm, CRI = 82, rated life = 20000 hours (4): LF Ballast: Electronic, Instant Start, Normal LO (1); Total Fixture Watts = 112 | LF lamp and ballast: LF lamp: T8, 48 inch, 32W, 2970 lm, CRI = 82, rated life = 20000 hours (4): LF Ballast: Electronic, Instant Start, Reduced LO (1); Total Fixture Watts = 102 | LFLmpBlst-T12-48in-34w+MagES-RS-NLO(144w) | LFLmpBlst-T8-48in-32w-2g+El-IS-NLO(112w) | LFLmpBlst-T8-48in-32w-2g+El-IS-RLO(102w) | Review |  | f | f | DEER Lighting measure | ErRobNc |  | ILtg-Lfluor-fix | D08-NE-ILtg-LFluor-Prim-RplLPD-48in34wT12ESMg144w-48in2g32wT8ISREl102w | DEER1316-Ltg-Com-LF | 1/1/2013 |  | DEER2016 HOU Update | FALSE | FALSE |  |  | FALSE | FALSE | FALSE | FALSE | FALSE | FALSE | FALSE | FALSE | FALSE
2222 | Com-Lighting-InGen_T12-48in-136w_T8-48in-118w-B_T8-48in-102w-B | Commercial Indoor General Lighting: more efficient Linear Fluorescent Lamp & Ballast installed. Measure includes Code case. Impacts: Linear Fluorescent-based HOU (varies by BldgType) | DEER2011 | D11 v4.01 | 5/23/2014 15:34:31.757 | Com-Iltg-dWatt-LF | DEER | Scaled | Delta | 0 | 0 | None |  | t | Com-InLtg-LF | t | Com | Any | Lighting | InGen-LF | Ltg_Lmp+Blst | LF_LmpBlst |  | ILtg-Lfluor-fix | LF lamp and ballast: LF lamp: T12, 48 inch, 34W, 2475 lm, CRI = 60, rated life = 20000 hours (4): LF Ballast: Hybrid, Rapid Start, Normal LO (2); Total Fixture Watts = 136 | LF lamp and ballast: LF lamp: T8, 48 inch, 32W, 2710 lm, CRI = 75, rated life = 15000 hours (4): LF Ballast: Electronic, Rapid Start, Normal LO (1); Total Fixture Watts = 118 | LF lamp and ballast: LF lamp: T8, 48 inch, 32W, 2970 lm, CRI = 82, rated life = 20000 hours (4): LF Ballast: Electronic, Instant Start, Reduced LO (1); Total Fixture Watts = 102 | LFLmpBlst-T12-48in-34w+Hyb-RS-NLO(136w) | LFLmpBlst-T8-48in-32w-1g+El-RS-NLO(118w) | LFLmpBlst-T8-48in-32w-2g+El-IS-RLO(102w) | Standard | Code Technology base on: Minor Retrofit Only | f | f | DEER Lighting measure | ErRobNc |  | ILtg-Lfluor-fix |  | None | 1/1/2013 | 6/30/2014 |  | FALSE | FALSE |  |  | FALSE | FALSE | FALSE | FALSE | FALSE | FALSE | FALSE | FALSE | FALSE
2223 | Com-Lighting-InGen_T12-48in-160w_T8-48in-112w-D_T8-48in-102w-B | Commercial Indoor General Lighting: more efficient Linear Fluorescent Lamp & Ballast installed. Measure includes Code case. Impacts: Linear Fluorescent-based HOU (varies by BldgType) | DEER2014 | D13 v1.2 | 5/23/2014 15:34:31.757 | Com-Iltg-dWatt-LF | DEER | Scaled | Delta | 10 | 58 | None |  | f |  | t | Com | Any | Lighting | InGen-LF | Ltg_Lmp+Blst | LF_LmpBlst |  | ILtg-Lfluor-fix | LF lamp and ballast: LF lamp: T12, 48 inch, 39W, 2750 lm, CRI = 60, rated life = 20000 hours (4): LF Ballast: Hybrid, Instant Start, Normal LO (2); Total Fixture Watts = 160 | LF lamp and ballast: LF lamp: T8, 48 inch, 32W, 2970 lm, CRI = 82, rated life = 20000 hours (4): LF Ballast: Electronic, Instant Start, Normal LO (1); Total Fixture Watts = 112 | LF lamp and ballast: LF lamp: T8, 48 inch, 32W, 2970 lm, CRI = 82, rated life = 20000 hours (4): LF Ballast: Electronic, Instant Start, Reduced LO (1); Total Fixture Watts = 102 | LFLmpBlst-T12-48in-39w+Hyb-IS-NLO(160w) | LFLmpBlst-T8-48in-32w-2g+El-IS-NLO(112w) | LFLmpBlst-T8-48in-32w-2g+El-IS-RLO(102w) | Review |  | f | f | DEER Lighting measure | ErRobNc |  | ILtg-Lfluor-fix |  | DEER1316-Ltg-Com-LF | 1/1/2013 |  | DEER2016 HOU Update | FALSE | FALSE |  |  | FALSE | FALSE | FALSE | FALSE | FALSE | FALSE | FALSE | FALSE | FALSE
2224 | Com-Lighting-InGen_T12-48in-144w-A_T8-48in-93w-B_T8-48in-79w-B | Commercial Indoor General Lighting: more efficient Linear Fluorescent Lamp & Ballast installed. Measure includes Code case. Impacts: Linear Fluorescent-based HOU (varies by BldgType) | DEER2011 | D11 v4.01 | 5/23/2014 15:34:31.757 | Com-Iltg-dWatt-LF | DEER | Scaled | Delta | 0 | 0 | None |  | t | Com-InLtg-LF | t | Com | Any | Lighting | InGen-LF | Ltg_Lmp+Blst | LF_LmpBlst |  | ILtg-Lfluor-fix | LF lamp and ballast: LF lamp: T12, 48 inch, 34W, 2475 lm, CRI = 60, rated life = 20000 hours (4): LF Ballast: Energy Saver Magnetic (EPACT compliant), Rapid Start, Normal LO (2); Total Fixture Watts = 144 | LF lamp and ballast: LF lamp: T8, 48 inch, 32W, 2710 lm, CRI = 75, rated life = 15000 hours (3): LF Ballast: Electronic, Rapid Start, Normal LO (1); Total Fixture Watts = 93 | LF lamp and ballast: LF lamp: T8, 48 inch, 32W, 2970 lm, CRI = 82, rated life = 20000 hours (2): LF Ballast: Electronic, Instant Start, Very High LO (1); Total Fixture Watts = 79 | LFLmpBlst-T12-48in-34w+MagES-RS-NLO(144w) | LFLmpBlst-T8-48in-32w-1g+El-RS-NLO(93w) | LFLmpBlst-T8-48in-32w-2g+El-IS-VHLO(79w) | Standard | Code Technology base on: Minor Retrofit Only | f | f | DEER Lighting measure | ErRobNc |  | ILtg-Lfluor-fix | D08-NE-ILtg-LFluor-Prim-RplLPD-48in34wT12ESMg144w-48in2g32wT8ISVEl79w | None | 1/1/2013 | 6/30/2014 |  | FALSE | FALSE |  |  | FALSE | FALSE | FALSE | FALSE | FALSE | FALSE | FALSE | FALSE | FALSE
2225 | Com-Lighting-InGen_T12-48in-144w-A_T8-48in-118w-B_T8-48in-102w-B | Commercial Indoor General Lighting: more efficient Linear Fluorescent Lamp & Ballast installed. Measure includes Code case. Impacts: Linear Fluorescent-based HOU (varies by BldgType) | DEER2011 | D11 v4.01 | 5/23/2014 15:34:31.757 | Com-Iltg-dWatt-LF | DEER | Scaled | Delta | 0 | 0 | None |  | t | Com-InLtg-LF | t | Com | Any | Lighting | InGen-LF | Ltg_Lmp+Blst | LF_LmpBlst |  | ILtg-Lfluor-fix | LF lamp and ballast: LF lamp: T12, 48 inch, 34W, 2475 lm, CRI = 60, rated life = 20000 hours (4): LF Ballast: Energy Saver Magnetic (EPACT compliant), Rapid Start, Normal LO (2); Total Fixture Watts = 144 | LF lamp and ballast: LF lamp: T8, 48 inch, 32W, 2710 lm, CRI = 75, rated life = 15000 hours (4): LF Ballast: Electronic, Rapid Start, Normal LO (1); Total Fixture Watts = 118 | LF lamp and ballast: LF lamp: T8, 48 inch, 32W, 2970 lm, CRI = 82, rated life = 20000 hours (4): LF Ballast: Electronic, Instant Start, Reduced LO (1); Total Fixture Watts = 102 | LFLmpBlst-T12-48in-34w+MagES-RS-NLO(144w) | LFLmpBlst-T8-48in-32w-1g+El-RS-NLO(118w) | LFLmpBlst-T8-48in-32w-2g+El-IS-RLO(102w) | Standard | Code Technology base on: Minor Retrofit Only | f | f | DEER Lighting measure | ErRobNc |  | ILtg-Lfluor-fix |  | None | 1/1/2013 | 6/30/2014 |  | FALSE | FALSE |  |  | FALSE | FALSE | FALSE | FALSE | FALSE | FALSE | FALSE | FALSE | FALSE
2226 | Com-Lighting-InGen_T12-48in-168w_T8-48in-112w-D_T8-48in-102w-B | Commercial Indoor General Lighting: more efficient Linear Fluorescent Lamp & Ballast installed. Measure includes Code case. Impacts: Linear Fluorescent-based HOU (varies by BldgType) | DEER2014 | D13 v1.2 | 5/23/2014 15:34:31.757 | Com-Iltg-dWatt-LF | DEER | Scaled | Delta | 10 | 66 | None |  | f |  | t | Com | Any | Lighting | InGen-LF | Ltg_Lmp+Blst | LF_LmpBlst |  | ILtg-Lfluor-fix | LF lamp and ballast: LF lamp: T12, 48 inch, 39W, 2750 lm, CRI = 60, rated life = 20000 hours (4): LF Ballast: Standard Magnetic (pre-EPACT), Instant Start, Normal LO (1); Total Fixture Watts = 168 | LF lamp and ballast: LF lamp: T8, 48 inch, 32W, 2970 lm, CRI = 82, rated life = 20000 hours (4): LF Ballast: Electronic, Instant Start, Normal LO (1); Total Fixture Watts = 112 | LF lamp and ballast: LF lamp: T8, 48 inch, 32W, 2970 lm, CRI = 82, rated life = 20000 hours (4): LF Ballast: Electronic, Instant Start, Reduced LO (1); Total Fixture Watts = 102 | LFLmpBlst-T12-48in-39w+MagStd-IS-NLO(168w) | LFLmpBlst-T8-48in-32w-2g+El-IS-NLO(112w) | LFLmpBlst-T8-48in-32w-2g+El-IS-RLO(102w) | Review |  | f | f | DEER Lighting measure | ErRobNc |  | ILtg-Lfluor-fix |  | DEER1316-Ltg-Com-LF | 1/1/2013 |  | DEER2016 HOU Update | FALSE | FALSE |  |  | FALSE | FALSE | FALSE | FALSE | FALSE | FALSE | FALSE | FALSE | FALSE
2227 | Com-Lighting-InGen_T12-96in-62w-A_T8-48in-60w-B_T8-48in-54w-B | Commercial Indoor General Lighting: more efficient Linear Fluorescent Lamp & Ballast installed. Measure includes Code case. Impacts: Linear Fluorescent-based HOU (varies by BldgType) | DEER2014 | D13 v1.2 | 5/23/2014 15:34:31.757 | Com-Iltg-dWatt-LF | DEER | Scaled | Delta | 6 | 8 | None |  | f |  | t | Com | Any | Lighting | InGen-LF | Ltg_Lmp+Blst | LF_LmpBlst |  | ILtg-Lfluor-fix | LF lamp and ballast: LF lamp: T12, 96 inch, 60W, 4750 lm, CRI = 60, rated life = 12000 hours (1): LF Ballast: Energy Saver Magnetic (EPACT compliant), Rapid Start, Normal LO (0.5); Total Fixture Watts = 62 | LF lamp and ballast: LF lamp: T8, 48 inch, 32W, 2970 lm, CRI = 82, rated life = 20000 hours (2): LF Ballast: Electronic, Rapid Start, Normal LO (1); Total Fixture Watts = 60 | LF lamp and ballast: LF lamp: T8, 48 inch, 32W, 2970 lm, CRI = 82, rated life = 20000 hours (2): LF Ballast: Electronic, Rapid Start, Reduced LO (1); Total Fixture Watts = 54 | LFLmpBlst-T12-96in-60w+MagES-RS-NLO(62w) | LFLmpBlst-T8-48in-32w-2g+El-RS-NLO(60w) | LFLmpBlst-T8-48in-32w-2g+El-RS-RLO(54w) | Review |  | f | f | DEER Lighting measure | ErRobNc |  | ILtg-Lfluor-fix | D08-NE-ILtg-LFluor-Prim-RplLPD-96in60wT12ESMg62w-48in1g32wT8ISREl52w | DEER1316-Ltg-Com-LF | 1/1/2013 |  | DEER2016 HOU Update | FALSE | FALSE |  |  | FALSE | FALSE | FALSE | FALSE | FALSE | FALSE | FALSE | FALSE | FALSE
2228 | Com-Lighting-InGen_T12-48in-160w_T8-48in-118w-B_T8-48in-102w-B | Commercial Indoor General Lighting: more efficient Linear Fluorescent Lamp & Ballast installed. Measure includes Code case. Impacts: Linear Fluorescent-based HOU (varies by BldgType) | DEER2011 | D11 v4.01 | 5/23/2014 15:34:31.757 | Com-Iltg-dWatt-LF | DEER | Scaled | Delta | 0 | 0 | None |  | t | Com-InLtg-LF | t | Com | Any | Lighting | InGen-LF | Ltg_Lmp+Blst | LF_LmpBlst |  | ILtg-Lfluor-fix | LF lamp and ballast: LF lamp: T12, 48 inch, 39W, 2750 lm, CRI = 60, rated life = 20000 hours (4): LF Ballast: Hybrid, Instant Start, Normal LO (2); Total Fixture Watts = 160 | LF lamp and ballast: LF lamp: T8, 48 inch, 32W, 2710 lm, CRI = 75, rated life = 15000 hours (4): LF Ballast: Electronic, Rapid Start, Normal LO (1); Total Fixture Watts = 118 | LF lamp and ballast: LF lamp: T8, 48 inch, 32W, 2970 lm, CRI = 82, rated life = 20000 hours (4): LF Ballast: Electronic, Instant Start, Reduced LO (1); Total Fixture Watts = 102 | LFLmpBlst-T12-48in-39w+Hyb-IS-NLO(160w) | LFLmpBlst-T8-48in-32w-1g+El-RS-NLO(118w) | LFLmpBlst-T8-48in-32w-2g+El-IS-RLO(102w) | Standard | Code Technology base on: Minor Retrofit Only | f | f | DEER Lighting measure | ErRobNc |  | ILtg-Lfluor-fix |  | None | 1/1/2013 | 6/30/2014 |  | FALSE | FALSE |  |  | FALSE | FALSE | FALSE | FALSE | FALSE | FALSE | FALSE | FALSE | FALSE
2229 | Com-Lighting-InGen_T12-96in-123w-A_T8-48in-112w-D_T8-48in-102w-B | Commercial Indoor General Lighting: more efficient Linear Fluorescent Lamp & Ballast installed. Measure includes Code case. Impacts: Linear Fluorescent-based HOU (varies by BldgType) | DEER2014 | D13 v1.2 | 5/23/2014 15:34:31.757 | Com-Iltg-dWatt-LF | DEER | Scaled | Delta | 10 | 21 | None |  | f |  | t | Com | Any | Lighting | InGen-LF | Ltg_Lmp+Blst | LF_LmpBlst |  | ILtg-Lfluor-fix | LF lamp and ballast: LF lamp: T12, 96 inch, 60W, 4750 lm, CRI = 60, rated life = 12000 hours (2): LF Ballast: Energy Saver Magnetic (EPACT compliant), Rapid Start, Normal LO (1); Total Fixture Watts = 123 | LF lamp and ballast: LF lamp: T8, 48 inch, 32W, 2970 lm, CRI = 82, rated life = 20000 hours (4): LF Ballast: Electronic, Instant Start, Normal LO (1); Total Fixture Watts = 112 | LF lamp and ballast: LF lamp: T8, 48 inch, 32W, 2970 lm, CRI = 82, rated life = 20000 hours (4): LF Ballast: Electronic, Instant Start, Reduced LO (1); Total Fixture Watts = 102 | LFLmpBlst-T12-96in-60w+MagES-RS-NLO(123w) | LFLmpBlst-T8-48in-32w-2g+El-IS-NLO(112w) | LFLmpBlst-T8-48in-32w-2g+El-IS-RLO(102w) | Review |  | f | f | DEER Lighting measure | ErRobNc |  | ILtg-Lfluor-fix | D08-NE-ILtg-LFluor-Prim-RplLPD-96in60wT12ESMg123w-48in2g32wT8ISREl102w | DEER1316-Ltg-Com-LF | 1/1/2013 |  | DEER2016 HOU Update | FALSE | FALSE |  |  | FALSE | FALSE | FALSE | FALSE | FALSE | FALSE | FALSE | FALSE | FALSE
2230 | Com-Lighting-InGen_T12-48in-168w_T8-48in-118w-B_T8-48in-102w-B | Commercial Indoor General Lighting: more efficient Linear Fluorescent Lamp & Ballast installed. Measure includes Code case. Impacts: Linear Fluorescent-based HOU (varies by BldgType) | DEER2011 | D11 v4.01 | 5/23/2014 15:34:31.757 | Com-Iltg-dWatt-LF | DEER | Scaled | Delta | 0 | 0 | None |  | t | Com-InLtg-LF | t | Com | Any | Lighting | InGen-LF | Ltg_Lmp+Blst | LF_LmpBlst |  | ILtg-Lfluor-fix | LF lamp and ballast: LF lamp: T12, 48 inch, 39W, 2750 lm, CRI = 60, rated life = 20000 hours (4): LF Ballast: Standard Magnetic (pre-EPACT), Instant Start, Normal LO (1); Total Fixture Watts = 168 | LF lamp and ballast: LF lamp: T8, 48 inch, 32W, 2710 lm, CRI = 75, rated life = 15000 hours (4): LF Ballast: Electronic, Rapid Start, Normal LO (1); Total Fixture Watts = 118 | LF lamp and ballast: LF lamp: T8, 48 inch, 32W, 2970 lm, CRI = 82, rated life = 20000 hours (4): LF Ballast: Electronic, Instant Start, Reduced LO (1); Total Fixture Watts = 102 | LFLmpBlst-T12-48in-39w+MagStd-IS-NLO(168w) | LFLmpBlst-T8-48in-32w-1g+El-RS-NLO(118w) | LFLmpBlst-T8-48in-32w-2g+El-IS-RLO(102w) | Standard | Code Technology base on: Minor Retrofit Only | f | f | DEER Lighting measure | ErRobNc |  | ILtg-Lfluor-fix |  | None | 1/1/2013 | 6/30/2014 |  | FALSE | FALSE |  |  | FALSE | FALSE | FALSE | FALSE | FALSE | FALSE | FALSE | FALSE | FALSE
2231 | Com-Lighting-InGen_T12-96in-210w_T8-48in-175w-B_T8-48in-156w-B | Commercial Indoor General Lighting: more efficient Linear Fluorescent Lamp & Ballast installed. Measure includes Code case. Impacts: Linear Fluorescent-based HOU (varies by BldgType) | DEER2014 | D13 v1.2 | 5/23/2014 15:34:31.757 | Com-Iltg-dWatt-LF | DEER | Scaled | Delta | 19 | 54 | None |  | f |  | t | Com | Any | Lighting | InGen-LF | Ltg_Lmp+Blst | LF_LmpBlst |  | ILtg-Lfluor-fix | LF lamp and ballast: LF lamp: T12, 96 inch, 60W, 4750 lm, CRI = 60, rated life = 12000 hours (3): LF Ballast: Energy Saver Magnetic (EPACT compliant), Rapid Start, Normal LO (2); Total Fixture Watts = 210 | LF lamp and ballast: LF lamp: T8, 48 inch, 32W, 2970 lm, CRI = 82, rated life = 20000 hours (6): LF Ballast: Electronic, Instant Start, Normal LO (2); Total Fixture Watts = 175 | LF lamp and ballast: LF lamp: T8, 48 inch, 32W, 2970 lm, CRI = 82, rated life = 20000 hours (6): LF Ballast: Electronic, Instant Start, Reduced LO (2); Total Fixture Watts = 156 | LFLmpBlst-T12-96in-60w+MagES-RS-NLO(210w) | LFLmpBlst-T8-48in-32w-2g+El-IS-NLO(175w) | LFLmpBlst-T8-48in-32w-2g+El-IS-RLO(156w) | Review |  | f | f | DEER Lighting measure | ErRobNc |  | ILtg-Lfluor-fix | D08-NE-ILtg-LFluor-Prim-Rpl-96in60wT12ESMg210w-48in2g32wT8ISREl156w | DEER1316-Ltg-Com-LF | 1/1/2013 |  | DEER2016 HOU Update | FALSE | FALSE |  |  | FALSE | FALSE | FALSE | FALSE | FALSE | FALSE | FALSE | FALSE | FALSE
2232 | Com-Lighting-InGen_T12-96in-62w-A_T8-48in-54w-A_T8-48in-54w-B | Commercial Indoor General Lighting: more efficient Linear Fluorescent Lamp & Ballast installed. Measure includes Code case. Impacts: Linear Fluorescent-based HOU (varies by BldgType) | DEER2011 | D11 v4.01 | 5/23/2014 15:34:31.757 | Com-Iltg-dWatt-LF | DEER | Scaled | Delta | 0 | 0 | None |  | t | Com-InLtg-LF | t | Com | Any | Lighting | InGen-LF | Ltg_Lmp+Blst | LF_LmpBlst |  | ILtg-Lfluor-fix | LF lamp and ballast: LF lamp: T12, 96 inch, 60W, 4750 lm, CRI = 60, rated life = 12000 hours (1): LF Ballast: Energy Saver Magnetic (EPACT compliant), Rapid Start, Normal LO (0.5); Total Fixture Watts = 62 | LF lamp and ballast: LF lamp: T8, 48 inch, 32W, 2710 lm, CRI = 75, rated life = 15000 hours (2): LF Ballast: Electronic, Rapid Start, Reduced LO (1); Total Fixture Watts = 54 | LF lamp and ballast: LF lamp: T8, 48 inch, 32W, 2970 lm, CRI = 82, rated life = 20000 hours (2): LF Ballast: Electronic, Rapid Start, Reduced LO (1); Total Fixture Watts = 54 | LFLmpBlst-T12-96in-60w+MagES-RS-NLO(62w) | LFLmpBlst-T8-48in-32w-1g+El-RS-RLO(54w) | LFLmpBlst-T8-48in-32w-2g+El-RS-RLO(54w) | Standard | Code Technology base on: Minor Retrofit Only | f | f | DEER Lighting measure | ErRobNc |  | ILtg-Lfluor-fix | D08-NE-ILtg-LFluor-Prim-Rtr-96in60wT12ESMg62w-48in1g32wT8ISREl52w | None | 1/1/2013 | 6/30/2014 |  | FALSE | FALSE |  |  | FALSE | FALSE | FALSE | FALSE | FALSE | FALSE | FALSE | FALSE | FALSE
2233 | Com-Lighting-InGen_T12-96in-246w-A_T8-48in-175w-B_T8-48in-175w-B | Commercial Indoor General Lighting: more efficient Linear Fluorescent Lamp & Ballast installed. Measure includes Code case. Impacts: Linear Fluorescent-based HOU (varies by BldgType) | DEER2014 | D13 v1.2 | 5/23/2014 15:34:31.757 | Com-Iltg-dWatt-LF | DEER | Scaled | Delta | 0 | 71 | None |  | f |  | t | Com | Any | Lighting | InGen-LF | Ltg_Lmp+Blst | LF_LmpBlst |  | ILtg-Lfluor-fix | LF lamp and ballast: LF lamp: T12, 96 inch, 60W, 4750 lm, CRI = 60, rated life = 12000 hours (4): LF Ballast: Energy Saver Magnetic (EPACT compliant), Rapid Start, Normal LO (2); Total Fixture Watts = 246 | LF lamp and ballast: LF lamp: T8, 48 inch, 32W, 2970 lm, CRI = 82, rated life = 20000 hours (6): LF Ballast: Electronic, Instant Start, Normal LO (2); Total Fixture Watts = 175 | LF lamp and ballast: LF lamp: T8, 48 inch, 32W, 2970 lm, CRI = 82, rated life = 20000 hours (6): LF Ballast: Electronic, Instant Start, Normal LO (2); Total Fixture Watts = 175 | LFLmpBlst-T12-96in-60w+MagES-RS-NLO(246w) | LFLmpBlst-T8-48in-32w-2g+El-IS-NLO(175w) | LFLmpBlst-T8-48in-32w-2g+El-IS-NLO(175w) | Review |  | f | f | DEER Lighting measure | ErRul |  | ILtg-Lfluor-fix | D08-NE-ILtg-LFluor-Prim-RplLPD-96in60wT12ESMg246w-48in2g32wT8ISNEl175w | DEER1316-Ltg-Com-LF | 1/1/2013 |  | DEER2016 HOU Update | FALSE | FALSE |  |  | FALSE | FALSE | FALSE | FALSE | FALSE | FALSE | FALSE | FALSE | FALSE
2234 | Com-Lighting-InGen_T8-48in-52w-B_T8-48in-41w-B_T8-48in-41w-B | Commercial Indoor General Lighting: more efficient Linear Fluorescent Lamp & Ballast installed. Measure includes Code case. Impacts: Linear Fluorescent-based HOU (varies by BldgType) | DEER2014 | D13 v1.2 | 5/23/2014 15:34:31.757 | Com-Iltg-dWatt-LF | DEER | Scaled | Delta | 0 | 11 | None |  | f |  | t | Com | Any | Lighting | InGen-LF | Ltg_Lmp+Blst | LF_LmpBlst |  | ILtg-Lfluor-fix | LF lamp and ballast: LF lamp: T8, 48 inch, 32W, 2970 lm, CRI = 82, rated life = 20000 hours (2): LF Ballast: Electronic, Instant Start, Reduced LO (1); Total Fixture Watts = 52 | LF lamp and ballast: LF lamp: T8, 48 inch, 32W, 2970 lm, CRI = 82, rated life = 20000 hours (1): LF Ballast: Electronic, Instant Start, Very High LO (1); Total Fixture Watts = 41 | LF lamp and ballast: LF lamp: T8, 48 inch, 32W, 2970 lm, CRI = 82, rated life = 20000 hours (1): LF Ballast: Electronic, Instant Start, Very High LO (1); Total Fixture Watts = 41 | LFLmpBlst-T8-48in-32w-2g+El-IS-RLO(52w) | LFLmpBlst-T8-48in-32w-2g+El-IS-VHLO(41w) | LFLmpBlst-T8-48in-32w-2g+El-IS-VHLO(41w) | Review |  | f | f | DEER Lighting measure | ErRul |  | ILtg-Lfluor-fix |  | DEER1316-Ltg-Com-LF | 1/1/2013 |  | DEER2016 HOU Update | FALSE | FALSE |  |  | FALSE | FALSE | FALSE | FALSE | FALSE | FALSE | FALSE | FALSE | FALSE
2235 | Com-Lighting-InGen_T12-96in-123w-A_T8-48in-118w-B_T8-48in-102w-B | Commercial Indoor General Lighting: more efficient Linear Fluorescent Lamp & Ballast installed. Measure includes Code case. Impacts: Linear Fluorescent-based HOU (varies by BldgType) | DEER2011 | D11 v4.01 | 5/23/2014 15:34:31.757 | Com-Iltg-dWatt-LF | DEER | Scaled | Delta | 0 | 0 | None |  | t | Com-InLtg-LF | t | Com | Any | Lighting | InGen-LF | Ltg_Lmp+Blst | LF_LmpBlst |  | ILtg-Lfluor-fix | LF lamp and ballast: LF lamp: T12, 96 inch, 60W, 4750 lm, CRI = 60, rated life = 12000 hours (2): LF Ballast: Energy Saver Magnetic (EPACT compliant), Rapid Start, Normal LO (1); Total Fixture Watts = 123 | LF lamp and ballast: LF lamp: T8, 48 inch, 32W, 2710 lm, CRI = 75, rated life = 15000 hours (4): LF Ballast: Electronic, Rapid Start, Normal LO (1); Total Fixture Watts = 118 | LF lamp and ballast: LF lamp: T8, 48 inch, 32W, 2970 lm, CRI = 82, rated life = 20000 hours (4): LF Ballast: Electronic, Instant Start, Reduced LO (1); Total Fixture Watts = 102 | LFLmpBlst-T12-96in-60w+MagES-RS-NLO(123w) | LFLmpBlst-T8-48in-32w-1g+El-RS-NLO(118w) | LFLmpBlst-T8-48in-32w-2g+El-IS-RLO(102w) | Standard | Code Technology base on: Minor Retrofit Only | f | f | DEER Lighting measure | ErRobNc |  | ILtg-Lfluor-fix | D08-NE-ILtg-LFluor-Prim-Rtr-96in60wT12ESMg123w-48in2g32wT8ISREl102w | None | 1/1/2013 | 6/30/2014 |  | FALSE | FALSE |  |  | FALSE | FALSE | FALSE | FALSE | FALSE | FALSE | FALSE | FALSE | FALSE
2236 | Com-Lighting-InGen_T12-96in-210w_T8-48in-182w-A_T8-48in-156w-B | Commercial Indoor General Lighting: more efficient Linear Fluorescent Lamp & Ballast installed. Measure includes Code case. Impacts: Linear Fluorescent-based HOU (varies by BldgType) | DEER2011 | D11 v4.01 | 5/23/2014 15:34:31.757 | Com-Iltg-dWatt-LF | DEER | Scaled | Delta | 0 | 0 | None |  | t | Com-InLtg-LF | t | Com | Any | Lighting | InGen-LF | Ltg_Lmp+Blst | LF_LmpBlst |  | ILtg-Lfluor-fix | LF lamp and ballast: LF lamp: T12, 96 inch, 60W, 4750 lm, CRI = 60, rated life = 12000 hours (3): LF Ballast: Energy Saver Magnetic (EPACT compliant), Rapid Start, Normal LO (2); Total Fixture Watts = 210 | LF lamp and ballast: LF lamp: T8, 48 inch, 32W, 2710 lm, CRI = 75, rated life = 15000 hours (6): LF Ballast: Electronic, Rapid Start, Normal LO (2); Total Fixture Watts = 182 | LF lamp and ballast: LF lamp: T8, 48 inch, 32W, 2970 lm, CRI = 82, rated life = 20000 hours (6): LF Ballast: Electronic, Instant Start, Reduced LO (2); Total Fixture Watts = 156 | LFLmpBlst-T12-96in-60w+MagES-RS-NLO(210w) | LFLmpBlst-T8-48in-32w-1g+El-RS-NLO(182w) | LFLmpBlst-T8-48in-32w-2g+El-IS-RLO(156w) | Standard | Code Technology base on: Minor Retrofit Only | f | f | DEER Lighting measure | ErRobNc |  | ILtg-Lfluor-fix | D08-NE-ILtg-LFluor-Prim-RplLPD-96in60wT12ESMg210w-48in2g32wT8ISREl156w | None | 1/1/2013 | 6/30/2014 |  | FALSE | FALSE |  |  | FALSE | FALSE | FALSE | FALSE | FALSE | FALSE | FALSE | FALSE | FALSE
2237 | Com-Lighting-InGen_T12-48in-36w-B_T8-48in-31w-D_T8-48in-24w | Commercial Indoor General Lighting: more efficient Linear Fluorescent Lamp & Ballast installed. Measure includes Code case. Impacts: Linear Fluorescent-based HOU (varies by BldgType) | DEER2014 | D13 v1.2 | 5/23/2014 15:34:31.757 | Com-Iltg-dWatt-LF | DEER | Scaled | Delta | 7 | 12 | None |  | f |  | t | Com | Any | Lighting | InGen-LF | Ltg_Lmp+Blst | LF_LmpBlst |  | ILtg-Lfluor-fix | LF lamp and ballast: LF lamp: T12, 48 inch, 34W, 2475 lm, CRI = 60, rated life = 20000 hours (1): LF Ballast: Hybrid, Rapid Start, Normal LO (1); Total Fixture Watts = 36 | LF lamp and ballast: LF lamp: T8, 48 inch, 32W, 2970 lm, CRI = 82, rated life = 20000 hours (1): LF Ballast: Electronic, Instant Start, Normal LO (1); Total Fixture Watts = 31 | LF lamp and ballast: LF lamp: T8, 48 inch, 30W, 2750 lm, CRI = 85, rated life = 24000 hours (1): LF Ballast: Electronic, Instant Start, Reduced LO (1); Total Fixture Watts = 24 | LFLmpBlst-T12-48in-34w+Hyb-RS-NLO(36w) | LFLmpBlst-T8-48in-32w-2g+El-IS-NLO(31w) | LFLmpBlst-T8-48in-30w+El-IS-RLO(24w) | Review |  | f | f | DEER Lighting measure | ErRobNc |  | ILtg-Lfluor-fix |  | DEER1316-Ltg-Com-LF | 1/1/2013 |  | DEER2016 HOU Update | FALSE | FALSE |  |  | FALSE | FALSE | FALSE | FALSE | FALSE | FALSE | FALSE | FALSE | FALSE
2238 | Com-Lighting-InGen_T12-48in-36w-B_T8-48in-31w-D_T8-48in-25w-C | Commercial Indoor General Lighting: more efficient Linear Fluorescent Lamp & Ballast installed. Measure includes Code case. Impacts: Linear Fluorescent-based HOU (varies by BldgType) | DEER2014 | D13 v1.2 | 5/23/2014 15:34:31.757 | Com-Iltg-dWatt-LF | DEER | Scaled | Delta | 6 | 11 | None |  | f |  | t | Com | Any | Lighting | InGen-LF | Ltg_Lmp+Blst | LF_LmpBlst |  | ILtg-Lfluor-fix | LF lamp and ballast: LF lamp: T12, 48 inch, 34W, 2475 lm, CRI = 60, rated life = 20000 hours (1): LF Ballast: Hybrid, Rapid Start, Normal LO (1); Total Fixture Watts = 36 | LF lamp and ballast: LF lamp: T8, 48 inch, 32W, 2970 lm, CRI = 82, rated life = 20000 hours (1): LF Ballast: Electronic, Instant Start, Normal LO (1); Total Fixture Watts = 31 | LF lamp and ballast: LF lamp: T8, 48 inch, 32W, 2970 lm, CRI = 85, rated life = 24000 hours (1): LF Ballast: Electronic, Instant Start, Reduced LO (1); Total Fixture Watts = 25 | LFLmpBlst-T12-48in-34w+Hyb-RS-NLO(36w) | LFLmpBlst-T8-48in-32w-2g+El-IS-NLO(31w) | LFLmpBlst-T8-48in-32w-3g+El-IS-RLO(25w) | Review |  | f | f | DEER Lighting measure | ErRobNc |  | ILtg-Lfluor-fix |  | DEER1316-Ltg-Com-LF | 1/1/2013 |  | DEER2016 HOU Update | FALSE | FALSE |  |  | FALSE | FALSE | FALSE | FALSE | FALSE | FALSE | FALSE | FALSE | FALSE
2239 | Com-Lighting-InGen_T12-48in-36w-B_T8-48in-27w-B_T8-48in-24w | Commercial Indoor General Lighting: more efficient Linear Fluorescent Lamp & Ballast installed. Measure includes Code case. Impacts: Linear Fluorescent-based HOU (varies by BldgType) | DEER2011 | D11 v4.01 | 5/23/2014 15:34:31.757 | Com-Iltg-dWatt-LF | DEER | Scaled | Delta | 0 | 0 | None |  | t | Com-InLtg-LF | t | Com | Any | Lighting | InGen-LF | Ltg_Lmp+Blst | LF_LmpBlst |  | ILtg-Lfluor-fix | LF lamp and ballast: LF lamp: T12, 48 inch, 34W, 2475 lm, CRI = 60, rated life = 20000 hours (1): LF Ballast: Hybrid, Rapid Start, Normal LO (1); Total Fixture Watts = 36 | LF lamp and ballast: LF lamp: T8, 48 inch, 32W, 2710 lm, CRI = 75, rated life = 15000 hours (1): LF Ballast: Electronic, Rapid Start, Reduced LO (1); Total Fixture Watts = 27 | LF lamp and ballast: LF lamp: T8, 48 inch, 30W, 2750 lm, CRI = 85, rated life = 24000 hours (1): LF Ballast: Electronic, Instant Start, Reduced LO (1); Total Fixture Watts = 24 | LFLmpBlst-T12-48in-34w+Hyb-RS-NLO(36w) | LFLmpBlst-T8-48in-32w-1g+El-RS-RLO-2(27w) | LFLmpBlst-T8-48in-30w+El-IS-RLO(24w) | Standard | Code Technology base on: Minor Retrofit Only | f | f | DEER Lighting measure | ErRobNc |  | ILtg-Lfluor-fix |  | None | 1/1/2013 | 6/30/2014 |  | FALSE | FALSE |  |  | FALSE | FALSE | FALSE | FALSE | FALSE | FALSE | FALSE | FALSE | FALSE
2240 | Com-Lighting-InGen_T12-48in-36w-B_T8-48in-31w-D_T8-48in-27w-E | Commercial Indoor General Lighting: more efficient Linear Fluorescent Lamp & Ballast installed. Measure includes Code case. Impacts: Linear Fluorescent-based HOU (varies by BldgType) | DEER2014 | D13 v1.2 | 5/23/2014 15:34:31.757 | Com-Iltg-dWatt-LF | DEER | Scaled | Delta | 4 | 9 | None |  | f |  | t | Com | Any | Lighting | InGen-LF | Ltg_Lmp+Blst | LF_LmpBlst |  | ILtg-Lfluor-fix | LF lamp and ballast: LF lamp: T12, 48 inch, 34W, 2475 lm, CRI = 60, rated life = 20000 hours (1): LF Ballast: Hybrid, Rapid Start, Normal LO (1); Total Fixture Watts = 36 | LF lamp and ballast: LF lamp: T8, 48 inch, 32W, 2970 lm, CRI = 82, rated life = 20000 hours (1): LF Ballast: Electronic, Instant Start, Normal LO (1); Total Fixture Watts = 31 | LF lamp and ballast: LF lamp: T8, 48 inch, 30W, 2750 lm, CRI = 85, rated life = 24000 hours (1): LF Ballast: Electronic, Instant Start, Normal LO (1); Total Fixture Watts = 27 | LFLmpBlst-T12-48in-34w+Hyb-RS-NLO(36w) | LFLmpBlst-T8-48in-32w-2g+El-IS-NLO(31w) | LFLmpBlst-T8-48in-30w+El-IS-NLO(27w) | Review |  | f | f | DEER Lighting measure | ErRobNc |  | ILtg-Lfluor-fix |  | DEER1316-Ltg-Com-LF | 1/1/2013 |  | DEER2016 HOU Update | FALSE | FALSE |  |  | FALSE | FALSE | FALSE | FALSE | FALSE | FALSE | FALSE | FALSE | FALSE
2241 | Com-Lighting-InGen_T12-48in-36w-B_T8-48in-31w-D_T8-48in-28w-C | Commercial Indoor General Lighting: more efficient Linear Fluorescent Lamp & Ballast installed. Measure includes Code case. Impacts: Linear Fluorescent-based HOU (varies by BldgType) | DEER2014 | D13 v1.2 | 5/23/2014 15:34:31.757 | Com-Iltg-dWatt-LF | DEER | Scaled | Delta | 3 | 8 | None |  | f |  | t | Com | Any | Lighting | InGen-LF | Ltg_Lmp+Blst | LF_LmpBlst |  | ILtg-Lfluor-fix | LF lamp and ballast: LF lamp: T12, 48 inch, 34W, 2475 lm, CRI = 60, rated life = 20000 hours (1): LF Ballast: Hybrid, Rapid Start, Normal LO (1); Total Fixture Watts = 36 | LF lamp and ballast: LF lamp: T8, 48 inch, 32W, 2970 lm, CRI = 82, rated life = 20000 hours (1): LF Ballast: Electronic, Instant Start, Normal LO (1); Total Fixture Watts = 31 | LF lamp and ballast: LF lamp: T8, 48 inch, 32W, 2970 lm, CRI = 85, rated life = 24000 hours (1): LF Ballast: Electronic, Instant Start, Normal LO (1); Total Fixture Watts = 28 | LFLmpBlst-T12-48in-34w+Hyb-RS-NLO(36w) | LFLmpBlst-T8-48in-32w-2g+El-IS-NLO(31w) | LFLmpBlst-T8-48in-32w-3g+El-IS-NLO(28w) | Review |  | f | f | DEER Lighting measure | ErRobNc |  | ILtg-Lfluor-fix |  | DEER1316-Ltg-Com-LF | 1/1/2013 |  | DEER2016 HOU Update | FALSE | FALSE |  |  | FALSE | FALSE | FALSE | FALSE | FALSE | FALSE | FALSE | FALSE | FALSE
2242 | Com-Lighting-InGen_T12-48in-36w-B_T8-48in-27w-B_T8-48in-25w-C | Commercial Indoor General Lighting: more efficient Linear Fluorescent Lamp & Ballast installed. Measure includes Code case. Impacts: Linear Fluorescent-based HOU (varies by BldgType) | DEER2011 | D11 v4.01 | 5/23/2014 15:34:31.757 | Com-Iltg-dWatt-LF | DEER | Scaled | Delta | 0 | 0 | None |  | t | Com-InLtg-LF | t | Com | Any | Lighting | InGen-LF | Ltg_Lmp+Blst | LF_LmpBlst |  | ILtg-Lfluor-fix | LF lamp and ballast: LF lamp: T12, 48 inch, 34W, 2475 lm, CRI = 60, rated life = 20000 hours (1): LF Ballast: Hybrid, Rapid Start, Normal LO (1); Total Fixture Watts = 36 | LF lamp and ballast: LF lamp: T8, 48 inch, 32W, 2710 lm, CRI = 75, rated life = 15000 hours (1): LF Ballast: Electronic, Rapid Start, Reduced LO (1); Total Fixture Watts = 27 | LF lamp and ballast: LF lamp: T8, 48 inch, 32W, 2970 lm, CRI = 85, rated life = 24000 hours (1): LF Ballast: Electronic, Instant Start, Reduced LO (1); Total Fixture Watts = 25 | LFLmpBlst-T12-48in-34w+Hyb-RS-NLO(36w) | LFLmpBlst-T8-48in-32w-1g+El-RS-RLO-2(27w) | LFLmpBlst-T8-48in-32w-3g+El-IS-RLO(25w) | Standard | Code Technology base on: Minor Retrofit Only | f | f | DEER Lighting measure | ErRobNc |  | ILtg-Lfluor-fix |  | None | 1/1/2013 | 6/30/2014 |  | FALSE | FALSE |  |  | FALSE | FALSE | FALSE | FALSE | FALSE | FALSE | FALSE | FALSE | FALSE
2243 | Com-Lighting-InGen_T12-48in-36w-B_T8-48in-32w-A_T8-48in-27w-E | Commercial Indoor General Lighting: more efficient Linear Fluorescent Lamp & Ballast installed. Measure includes Code case. Impacts: Linear Fluorescent-based HOU (varies by BldgType) | DEER2011 | D11 v4.01 | 5/23/2014 15:34:31.757 | Com-Iltg-dWatt-LF | DEER | Scaled | Delta | 0 | 0 | None |  | t | Com-InLtg-LF | t | Com | Any | Lighting | InGen-LF | Ltg_Lmp+Blst | LF_LmpBlst |  | ILtg-Lfluor-fix | LF lamp and ballast: LF lamp: T12, 48 inch, 34W, 2475 lm, CRI = 60, rated life = 20000 hours (1): LF Ballast: Hybrid, Rapid Start, Normal LO (1); Total Fixture Watts = 36 | LF lamp and ballast: LF lamp: T8, 48 inch, 32W, 2710 lm, CRI = 75, rated life = 15000 hours (1): LF Ballast: Electronic, Rapid Start, Normal LO (1); Total Fixture Watts = 32 | LF lamp and ballast: LF lamp: T8, 48 inch, 30W, 2750 lm, CRI = 85, rated life = 24000 hours (1): LF Ballast: Electronic, Instant Start, Normal LO (1); Total Fixture Watts = 27 | LFLmpBlst-T12-48in-34w+Hyb-RS-NLO(36w) | LFLmpBlst-T8-48in-32w-1g+El-RS-NLO(32w) | LFLmpBlst-T8-48in-30w+El-IS-NLO(27w) | Standard | Code Technology base on: Minor Retrofit Only | f | f | DEER Lighting measure | ErRobNc |  | ILtg-Lfluor-fix |  | None | 1/1/2013 | 6/30/2014 |  | FALSE | FALSE |  |  | FALSE | FALSE | FALSE | FALSE | FALSE | FALSE | FALSE | FALSE | FALSE
2244 | Com-Lighting-InGen_T12-48in-36w-B_T8-48in-32w-A_T8-48in-28w-C | Commercial Indoor General Lighting: more efficient Linear Fluorescent Lamp & Ballast installed. Measure includes Code case. Impacts: Linear Fluorescent-based HOU (varies by BldgType) | DEER2011 | D11 v4.01 | 5/23/2014 15:34:31.757 | Com-Iltg-dWatt-LF | DEER | Scaled | Delta | 0 | 0 | None |  | t | Com-InLtg-LF | t | Com | Any | Lighting | InGen-LF | Ltg_Lmp+Blst | LF_LmpBlst |  | ILtg-Lfluor-fix | LF lamp and ballast: LF lamp: T12, 48 inch, 34W, 2475 lm, CRI = 60, rated life = 20000 hours (1): LF Ballast: Hybrid, Rapid Start, Normal LO (1); Total Fixture Watts = 36 | LF lamp and ballast: LF lamp: T8, 48 inch, 32W, 2710 lm, CRI = 75, rated life = 15000 hours (1): LF Ballast: Electronic, Rapid Start, Normal LO (1); Total Fixture Watts = 32 | LF lamp and ballast: LF lamp: T8, 48 inch, 32W, 2970 lm, CRI = 85, rated life = 24000 hours (1): LF Ballast: Electronic, Instant Start, Normal LO (1); Total Fixture Watts = 28 | LFLmpBlst-T12-48in-34w+Hyb-RS-NLO(36w) | LFLmpBlst-T8-48in-32w-1g+El-RS-NLO(32w) | LFLmpBlst-T8-48in-32w-3g+El-IS-NLO(28w) | Standard | Code Technology base on: Minor Retrofit Only | f | f | DEER Lighting measure | ErRobNc |  | ILtg-Lfluor-fix |  | None | 1/1/2013 | 6/30/2014 |  | FALSE | FALSE |  |  | FALSE | FALSE | FALSE | FALSE | FALSE | FALSE | FALSE | FALSE | FALSE
2245 | Com-Lighting-InGen_T12-48in-41w_T8-48in-31w-D_T8-48in-24w | Commercial Indoor General Lighting: more efficient Linear Fluorescent Lamp & Ballast installed. Measure includes Code case. Impacts: Linear Fluorescent-based HOU (varies by BldgType) | DEER2014 | D13 v1.2 | 5/23/2014 15:34:31.757 | Com-Iltg-dWatt-LF | DEER | Scaled | Delta | 7 | 17 | None |  | f |  | t | Com | Any | Lighting | InGen-LF | Ltg_Lmp+Blst | LF_LmpBlst |  | ILtg-Lfluor-fix | LF lamp and ballast: LF lamp: T12, 48 inch, 39W, 2750 lm, CRI = 60, rated life = 20000 hours (1): LF Ballast: Hybrid, Instant Start, Normal LO (1); Total Fixture Watts = 41 | LF lamp and ballast: LF lamp: T8, 48 inch, 32W, 2970 lm, CRI = 82, rated life = 20000 hours (1): LF Ballast: Electronic, Instant Start, Normal LO (1); Total Fixture Watts = 31 | LF lamp and ballast: LF lamp: T8, 48 inch, 30W, 2750 lm, CRI = 85, rated life = 24000 hours (1): LF Ballast: Electronic, Instant Start, Reduced LO (1); Total Fixture Watts = 24 | LFLmpBlst-T12-48in-39w+Hyb-IS-NLO(41w) | LFLmpBlst-T8-48in-32w-2g+El-IS-NLO(31w) | LFLmpBlst-T8-48in-30w+El-IS-RLO(24w) | Review |  | f | f | DEER Lighting measure | ErRobNc |  | ILtg-Lfluor-fix |  | DEER1316-Ltg-Com-LF | 1/1/2013 |  | DEER2016 HOU Update | FALSE | FALSE |  |  | FALSE | FALSE | FALSE | FALSE | FALSE | FALSE | FALSE | FALSE | FALSE
2246 | Com-Lighting-InGen_T12-48in-41w_T8-48in-31w-D_T8-48in-25w-C | Commercial Indoor General Lighting: more efficient Linear Fluorescent Lamp & Ballast installed. Measure includes Code case. Impacts: Linear Fluorescent-based HOU (varies by BldgType) | DEER2014 | D13 v1.2 | 5/23/2014 15:34:31.757 | Com-Iltg-dWatt-LF | DEER | Scaled | Delta | 6 | 16 | None |  | f |  | t | Com | Any | Lighting | InGen-LF | Ltg_Lmp+Blst | LF_LmpBlst |  | ILtg-Lfluor-fix | LF lamp and ballast: LF lamp: T12, 48 inch, 39W, 2750 lm, CRI = 60, rated life = 20000 hours (1): LF Ballast: Hybrid, Instant Start, Normal LO (1); Total Fixture Watts = 41 | LF lamp and ballast: LF lamp: T8, 48 inch, 32W, 2970 lm, CRI = 82, rated life = 20000 hours (1): LF Ballast: Electronic, Instant Start, Normal LO (1); Total Fixture Watts = 31 | LF lamp and ballast: LF lamp: T8, 48 inch, 32W, 2970 lm, CRI = 85, rated life = 24000 hours (1): LF Ballast: Electronic, Instant Start, Reduced LO (1); Total Fixture Watts = 25 | LFLmpBlst-T12-48in-39w+Hyb-IS-NLO(41w) | LFLmpBlst-T8-48in-32w-2g+El-IS-NLO(31w) | LFLmpBlst-T8-48in-32w-3g+El-IS-RLO(25w) | Review |  | f | f | DEER Lighting measure | ErRobNc |  | ILtg-Lfluor-fix |  | DEER1316-Ltg-Com-LF | 1/1/2013 |  | DEER2016 HOU Update | FALSE | FALSE |  |  | FALSE | FALSE | FALSE | FALSE | FALSE | FALSE | FALSE | FALSE | FALSE
2247 | Com-Lighting-InGen_T12-48in-41w_T8-48in-31w-D_T8-48in-27w-E | Commercial Indoor General Lighting: more efficient Linear Fluorescent Lamp & Ballast installed. Measure includes Code case. Impacts: Linear Fluorescent-based HOU (varies by BldgType) | DEER2014 | D13 v1.2 | 5/23/2014 15:34:31.757 | Com-Iltg-dWatt-LF | DEER | Scaled | Delta | 4 | 14 | None |  | f |  | t | Com | Any | Lighting | InGen-LF | Ltg_Lmp+Blst | LF_LmpBlst |  | ILtg-Lfluor-fix | LF lamp and ballast: LF lamp: T12, 48 inch, 39W, 2750 lm, CRI = 60, rated life = 20000 hours (1): LF Ballast: Hybrid, Instant Start, Normal LO (1); Total Fixture Watts = 41 | LF lamp and ballast: LF lamp: T8, 48 inch, 32W, 2970 lm, CRI = 82, rated life = 20000 hours (1): LF Ballast: Electronic, Instant Start, Normal LO (1); Total Fixture Watts = 31 | LF lamp and ballast: LF lamp: T8, 48 inch, 30W, 2750 lm, CRI = 85, rated life = 24000 hours (1): LF Ballast: Electronic, Instant Start, Normal LO (1); Total Fixture Watts = 27 | LFLmpBlst-T12-48in-39w+Hyb-IS-NLO(41w) | LFLmpBlst-T8-48in-32w-2g+El-IS-NLO(31w) | LFLmpBlst-T8-48in-30w+El-IS-NLO(27w) | Review |  | f | f | DEER Lighting measure | ErRobNc |  | ILtg-Lfluor-fix |  | DEER1316-Ltg-Com-LF | 1/1/2013 |  | DEER2016 HOU Update | FALSE | FALSE |  |  | FALSE | FALSE | FALSE | FALSE | FALSE | FALSE | FALSE | FALSE | FALSE
2248 | Com-Lighting-InGen_T12-48in-41w_T8-48in-27w-B_T8-48in-24w | Commercial Indoor General Lighting: more efficient Linear Fluorescent Lamp & Ballast installed. Measure includes Code case. Impacts: Linear Fluorescent-based HOU (varies by BldgType) | DEER2011 | D11 v4.01 | 5/23/2014 15:34:31.757 | Com-Iltg-dWatt-LF | DEER | Scaled | Delta | 0 | 0 | None |  | t | Com-InLtg-LF | t | Com | Any | Lighting | InGen-LF | Ltg_Lmp+Blst | LF_LmpBlst |  | ILtg-Lfluor-fix | LF lamp and ballast: LF lamp: T12, 48 inch, 39W, 2750 lm, CRI = 60, rated life = 20000 hours (1): LF Ballast: Hybrid, Instant Start, Normal LO (1); Total Fixture Watts = 41 | LF lamp and ballast: LF lamp: T8, 48 inch, 32W, 2710 lm, CRI = 75, rated life = 15000 hours (1): LF Ballast: Electronic, Rapid Start, Reduced LO (1); Total Fixture Watts = 27 | LF lamp and ballast: LF lamp: T8, 48 inch, 30W, 2750 lm, CRI = 85, rated life = 24000 hours (1): LF Ballast: Electronic, Instant Start, Reduced LO (1); Total Fixture Watts = 24 | LFLmpBlst-T12-48in-39w+Hyb-IS-NLO(41w) | LFLmpBlst-T8-48in-32w-1g+El-RS-RLO-2(27w) | LFLmpBlst-T8-48in-30w+El-IS-RLO(24w) | Standard | Code Technology base on: Minor Retrofit Only | f | f | DEER Lighting measure | ErRobNc |  | ILtg-Lfluor-fix |  | None | 1/1/2013 | 6/30/2014 |  | FALSE | FALSE |  |  | FALSE | FALSE | FALSE | FALSE | FALSE | FALSE | FALSE | FALSE | FALSE
2249 | Com-Lighting-InGen_T12-48in-41w_T8-48in-27w-B_T8-48in-25w-C | Commercial Indoor General Lighting: more efficient Linear Fluorescent Lamp & Ballast installed. Measure includes Code case. Impacts: Linear Fluorescent-based HOU (varies by BldgType) | DEER2011 | D11 v4.01 | 5/23/2014 15:34:31.757 | Com-Iltg-dWatt-LF | DEER | Scaled | Delta | 0 | 0 | None |  | t | Com-InLtg-LF | t | Com | Any | Lighting | InGen-LF | Ltg_Lmp+Blst | LF_LmpBlst |  | ILtg-Lfluor-fix | LF lamp and ballast: LF lamp: T12, 48 inch, 39W, 2750 lm, CRI = 60, rated life = 20000 hours (1): LF Ballast: Hybrid, Instant Start, Normal LO (1); Total Fixture Watts = 41 | LF lamp and ballast: LF lamp: T8, 48 inch, 32W, 2710 lm, CRI = 75, rated life = 15000 hours (1): LF Ballast: Electronic, Rapid Start, Reduced LO (1); Total Fixture Watts = 27 | LF lamp and ballast: LF lamp: T8, 48 inch, 32W, 2970 lm, CRI = 85, rated life = 24000 hours (1): LF Ballast: Electronic, Instant Start, Reduced LO (1); Total Fixture Watts = 25 | LFLmpBlst-T12-48in-39w+Hyb-IS-NLO(41w) | LFLmpBlst-T8-48in-32w-1g+El-RS-RLO-2(27w) | LFLmpBlst-T8-48in-32w-3g+El-IS-RLO(25w) | Standard | Code Technology base on: Minor Retrofit Only | f | f | DEER Lighting measure | ErRobNc |  | ILtg-Lfluor-fix |  | None | 1/1/2013 | 6/30/2014 |  | FALSE | FALSE |  |  | FALSE | FALSE | FALSE | FALSE | FALSE | FALSE | FALSE | FALSE | FALSE
2250 | Com-Lighting-InGen_T12-48in-41w_T8-48in-31w-D_T8-48in-28w-C | Commercial Indoor General Lighting: more efficient Linear Fluorescent Lamp & Ballast installed. Measure includes Code case. Impacts: Linear Fluorescent-based HOU (varies by BldgType) | DEER2014 | D13 v1.2 | 5/23/2014 15:34:31.757 | Com-Iltg-dWatt-LF | DEER | Scaled | Delta | 3 | 13 | None |  | f |  | t | Com | Any | Lighting | InGen-LF | Ltg_Lmp+Blst | LF_LmpBlst |  | ILtg-Lfluor-fix | LF lamp and ballast: LF lamp: T12, 48 inch, 39W, 2750 lm, CRI = 60, rated life = 20000 hours (1): LF Ballast: Hybrid, Instant Start, Normal LO (1); Total Fixture Watts = 41 | LF lamp and ballast: LF lamp: T8, 48 inch, 32W, 2970 lm, CRI = 82, rated life = 20000 hours (1): LF Ballast: Electronic, Instant Start, Normal LO (1); Total Fixture Watts = 31 | LF lamp and ballast: LF lamp: T8, 48 inch, 32W, 2970 lm, CRI = 85, rated life = 24000 hours (1): LF Ballast: Electronic, Instant Start, Normal LO (1); Total Fixture Watts = 28 | LFLmpBlst-T12-48in-39w+Hyb-IS-NLO(41w) | LFLmpBlst-T8-48in-32w-2g+El-IS-NLO(31w) | LFLmpBlst-T8-48in-32w-3g+El-IS-NLO(28w) | Review |  | f | f | DEER Lighting measure | ErRobNc |  | ILtg-Lfluor-fix |  | DEER1316-Ltg-Com-LF | 1/1/2013 |  | DEER2016 HOU Update | FALSE | FALSE |  |  | FALSE | FALSE | FALSE | FALSE | FALSE | FALSE | FALSE | FALSE | FALSE
2251 | Com-Lighting-InGen_T12-48in-41w_T8-48in-32w-A_T8-48in-27w-E | Commercial Indoor General Lighting: more efficient Linear Fluorescent Lamp & Ballast installed. Measure includes Code case. Impacts: Linear Fluorescent-based HOU (varies by BldgType) | DEER2011 | D11 v4.01 | 5/23/2014 15:34:31.757 | Com-Iltg-dWatt-LF | DEER | Scaled | Delta | 0 | 0 | None |  | t | Com-InLtg-LF | t | Com | Any | Lighting | InGen-LF | Ltg_Lmp+Blst | LF_LmpBlst |  | ILtg-Lfluor-fix | LF lamp and ballast: LF lamp: T12, 48 inch, 39W, 2750 lm, CRI = 60, rated life = 20000 hours (1): LF Ballast: Hybrid, Instant Start, Normal LO (1); Total Fixture Watts = 41 | LF lamp and ballast: LF lamp: T8, 48 inch, 32W, 2710 lm, CRI = 75, rated life = 15000 hours (1): LF Ballast: Electronic, Rapid Start, Normal LO (1); Total Fixture Watts = 32 | LF lamp and ballast: LF lamp: T8, 48 inch, 30W, 2750 lm, CRI = 85, rated life = 24000 hours (1): LF Ballast: Electronic, Instant Start, Normal LO (1); Total Fixture Watts = 27 | LFLmpBlst-T12-48in-39w+Hyb-IS-NLO(41w) | LFLmpBlst-T8-48in-32w-1g+El-RS-NLO(32w) | LFLmpBlst-T8-48in-30w+El-IS-NLO(27w) | Standard | Code Technology base on: Minor Retrofit Only | f | f | DEER Lighting measure | ErRobNc |  | ILtg-Lfluor-fix |  | None | 1/1/2013 | 6/30/2014 |  | FALSE | FALSE |  |  | FALSE | FALSE | FALSE | FALSE | FALSE | FALSE | FALSE | FALSE | FALSE
2252 | Com-Lighting-InGen_T12-48in-41w_T8-48in-32w-A_T8-48in-28w-C | Commercial Indoor General Lighting: more efficient Linear Fluorescent Lamp & Ballast installed. Measure includes Code case. Impacts: Linear Fluorescent-based HOU (varies by BldgType) | DEER2011 | D11 v4.01 | 5/23/2014 15:34:31.757 | Com-Iltg-dWatt-LF | DEER | Scaled | Delta | 0 | 0 | None |  | t | Com-InLtg-LF | t | Com | Any | Lighting | InGen-LF | Ltg_Lmp+Blst | LF_LmpBlst |  | ILtg-Lfluor-fix | LF lamp and ballast: LF lamp: T12, 48 inch, 39W, 2750 lm, CRI = 60, rated life = 20000 hours (1): LF Ballast: Hybrid, Instant Start, Normal LO (1); Total Fixture Watts = 41 | LF lamp and ballast: LF lamp: T8, 48 inch, 32W, 2710 lm, CRI = 75, rated life = 15000 hours (1): LF Ballast: Electronic, Rapid Start, Normal LO (1); Total Fixture Watts = 32 | LF lamp and ballast: LF lamp: T8, 48 inch, 32W, 2970 lm, CRI = 85, rated life = 24000 hours (1): LF Ballast: Electronic, Instant Start, Normal LO (1); Total Fixture Watts = 28 | LFLmpBlst-T12-48in-39w+Hyb-IS-NLO(41w) | LFLmpBlst-T8-48in-32w-1g+El-RS-NLO(32w) | LFLmpBlst-T8-48in-32w-3g+El-IS-NLO(28w) | Standard | Code Technology base on: Minor Retrofit Only | f | f | DEER Lighting measure | ErRobNc |  | ILtg-Lfluor-fix |  | None | 1/1/2013 | 6/30/2014 |  | FALSE | FALSE |  |  | FALSE | FALSE | FALSE | FALSE | FALSE | FALSE | FALSE | FALSE | FALSE
2253 | Com-Lighting-InGen_T12-48in-43w-A_T8-48in-31w-D_T8-48in-24w | Commercial Indoor General Lighting: more efficient Linear Fluorescent Lamp & Ballast installed. Measure includes Code case. Impacts: Linear Fluorescent-based HOU (varies by BldgType) | DEER2014 | D13 v1.2 | 5/23/2014 15:34:31.757 | Com-Iltg-dWatt-LF | DEER | Scaled | Delta | 7 | 19 | None |  | f |  | t | Com | Any | Lighting | InGen-LF | Ltg_Lmp+Blst | LF_LmpBlst |  | ILtg-Lfluor-fix | LF lamp and ballast: LF lamp: T12, 48 inch, 34W, 2475 lm, CRI = 60, rated life = 20000 hours (1): LF Ballast: Energy Saver Magnetic (EPACT compliant), Rapid Start, Normal LO (1); Total Fixture Watts = 43 | LF lamp and ballast: LF lamp: T8, 48 inch, 32W, 2970 lm, CRI = 82, rated life = 20000 hours (1): LF Ballast: Electronic, Instant Start, Normal LO (1); Total Fixture Watts = 31 | LF lamp and ballast: LF lamp: T8, 48 inch, 30W, 2750 lm, CRI = 85, rated life = 24000 hours (1): LF Ballast: Electronic, Instant Start, Reduced LO (1); Total Fixture Watts = 24 | LFLmpBlst-T12-48in-34w+MagES-RS-NLO(43w) | LFLmpBlst-T8-48in-32w-2g+El-IS-NLO(31w) | LFLmpBlst-T8-48in-30w+El-IS-RLO(24w) | Review |  | f | f | DEER Lighting measure | ErRobNc |  | ILtg-Lfluor-fix |  | DEER1316-Ltg-Com-LF | 1/1/2013 |  | DEER2016 HOU Update | FALSE | FALSE |  |  | FALSE | FALSE | FALSE | FALSE | FALSE | FALSE | FALSE | FALSE | FALSE
2254 | Com-Lighting-InGen_T12-48in-43w-A_T8-48in-31w-D_T8-48in-25w-C | Commercial Indoor General Lighting: more efficient Linear Fluorescent Lamp & Ballast installed. Measure includes Code case. Impacts: Linear Fluorescent-based HOU (varies by BldgType) | DEER2014 | D13 v1.2 | 5/23/2014 15:34:31.757 | Com-Iltg-dWatt-LF | DEER | Scaled | Delta | 6 | 18 | None |  | f |  | t | Com | Any | Lighting | InGen-LF | Ltg_Lmp+Blst | LF_LmpBlst |  | ILtg-Lfluor-fix | LF lamp and ballast: LF lamp: T12, 48 inch, 34W, 2475 lm, CRI = 60, rated life = 20000 hours (1): LF Ballast: Energy Saver Magnetic (EPACT compliant), Rapid Start, Normal LO (1); Total Fixture Watts = 43 | LF lamp and ballast: LF lamp: T8, 48 inch, 32W, 2970 lm, CRI = 82, rated life = 20000 hours (1): LF Ballast: Electronic, Instant Start, Normal LO (1); Total Fixture Watts = 31 | LF lamp and ballast: LF lamp: T8, 48 inch, 32W, 2970 lm, CRI = 85, rated life = 24000 hours (1): LF Ballast: Electronic, Instant Start, Reduced LO (1); Total Fixture Watts = 25 | LFLmpBlst-T12-48in-34w+MagES-RS-NLO(43w) | LFLmpBlst-T8-48in-32w-2g+El-IS-NLO(31w) | LFLmpBlst-T8-48in-32w-3g+El-IS-RLO(25w) | Review |  | f | f | DEER Lighting measure | ErRobNc |  | ILtg-Lfluor-fix | D08-NE-ILtg-LFluor-Prim-RplLPD-48in34wT12ESMg43w-48in3g32wT8PISREl25w | DEER1316-Ltg-Com-LF | 1/1/2013 |  | DEER2016 HOU Update | FALSE | FALSE |  |  | FALSE | FALSE | FALSE | FALSE | FALSE | FALSE | FALSE | FALSE | FALSE
2255 | Com-Lighting-InGen_T12-48in-43w-A_T8-48in-31w-D_T8-48in-27w-E | Commercial Indoor General Lighting: more efficient Linear Fluorescent Lamp & Ballast installed. Measure includes Code case. Impacts: Linear Fluorescent-based HOU (varies by BldgType) | DEER2014 | D13 v1.2 | 5/23/2014 15:34:31.757 | Com-Iltg-dWatt-LF | DEER | Scaled | Delta | 4 | 16 | None |  | f |  | t | Com | Any | Lighting | InGen-LF | Ltg_Lmp+Blst | LF_LmpBlst |  | ILtg-Lfluor-fix | LF lamp and ballast: LF lamp: T12, 48 inch, 34W, 2475 lm, CRI = 60, rated life = 20000 hours (1): LF Ballast: Energy Saver Magnetic (EPACT compliant), Rapid Start, Normal LO (1); Total Fixture Watts = 43 | LF lamp and ballast: LF lamp: T8, 48 inch, 32W, 2970 lm, CRI = 82, rated life = 20000 hours (1): LF Ballast: Electronic, Instant Start, Normal LO (1); Total Fixture Watts = 31 | LF lamp and ballast: LF lamp: T8, 48 inch, 30W, 2750 lm, CRI = 85, rated life = 24000 hours (1): LF Ballast: Electronic, Instant Start, Normal LO (1); Total Fixture Watts = 27 | LFLmpBlst-T12-48in-34w+MagES-RS-NLO(43w) | LFLmpBlst-T8-48in-32w-2g+El-IS-NLO(31w) | LFLmpBlst-T8-48in-30w+El-IS-NLO(27w) | Review |  | f | f | DEER Lighting measure | ErRobNc |  | ILtg-Lfluor-fix |  | DEER1316-Ltg-Com-LF | 1/1/2013 |  | DEER2016 HOU Update | FALSE | FALSE |  |  | FALSE | FALSE | FALSE | FALSE | FALSE | FALSE | FALSE | FALSE | FALSE
2256 | Com-Lighting-InGen_T12-48in-43w-A_T8-48in-27w-B_T8-48in-24w | Commercial Indoor General Lighting: more efficient Linear Fluorescent Lamp & Ballast installed. Measure includes Code case. Impacts: Linear Fluorescent-based HOU (varies by BldgType) | DEER2011 | D11 v4.01 | 5/23/2014 15:34:31.757 | Com-Iltg-dWatt-LF | DEER | Scaled | Delta | 0 | 0 | None |  | t | Com-InLtg-LF | t | Com | Any | Lighting | InGen-LF | Ltg_Lmp+Blst | LF_LmpBlst |  | ILtg-Lfluor-fix | LF lamp and ballast: LF lamp: T12, 48 inch, 34W, 2475 lm, CRI = 60, rated life = 20000 hours (1): LF Ballast: Energy Saver Magnetic (EPACT compliant), Rapid Start, Normal LO (1); Total Fixture Watts = 43 | LF lamp and ballast: LF lamp: T8, 48 inch, 32W, 2710 lm, CRI = 75, rated life = 15000 hours (1): LF Ballast: Electronic, Rapid Start, Reduced LO (1); Total Fixture Watts = 27 | LF lamp and ballast: LF lamp: T8, 48 inch, 30W, 2750 lm, CRI = 85, rated life = 24000 hours (1): LF Ballast: Electronic, Instant Start, Reduced LO (1); Total Fixture Watts = 24 | LFLmpBlst-T12-48in-34w+MagES-RS-NLO(43w) | LFLmpBlst-T8-48in-32w-1g+El-RS-RLO-2(27w) | LFLmpBlst-T8-48in-30w+El-IS-RLO(24w) | Standard | Code Technology base on: Minor Retrofit Only | f | f | DEER Lighting measure | ErRobNc |  | ILtg-Lfluor-fix |  | None | 1/1/2013 | 6/30/2014 |  | FALSE | FALSE |  |  | FALSE | FALSE | FALSE | FALSE | FALSE | FALSE | FALSE | FALSE | FALSE
2257 | Com-Lighting-InGen_T12-48in-43w-A_T8-48in-27w-B_T8-48in-25w-C | Commercial Indoor General Lighting: more efficient Linear Fluorescent Lamp & Ballast installed. Measure includes Code case. Impacts: Linear Fluorescent-based HOU (varies by BldgType) | DEER2011 | D11 v4.01 | 5/23/2014 15:34:31.757 | Com-Iltg-dWatt-LF | DEER | Scaled | Delta | 0 | 0 | None |  | t | Com-InLtg-LF | t | Com | Any | Lighting | InGen-LF | Ltg_Lmp+Blst | LF_LmpBlst |  | ILtg-Lfluor-fix | LF lamp and ballast: LF lamp: T12, 48 inch, 34W, 2475 lm, CRI = 60, rated life = 20000 hours (1): LF Ballast: Energy Saver Magnetic (EPACT compliant), Rapid Start, Normal LO (1); Total Fixture Watts = 43 | LF lamp and ballast: LF lamp: T8, 48 inch, 32W, 2710 lm, CRI = 75, rated life = 15000 hours (1): LF Ballast: Electronic, Rapid Start, Reduced LO (1); Total Fixture Watts = 27 | LF lamp and ballast: LF lamp: T8, 48 inch, 32W, 2970 lm, CRI = 85, rated life = 24000 hours (1): LF Ballast: Electronic, Instant Start, Reduced LO (1); Total Fixture Watts = 25 | LFLmpBlst-T12-48in-34w+MagES-RS-NLO(43w) | LFLmpBlst-T8-48in-32w-1g+El-RS-RLO-2(27w) | LFLmpBlst-T8-48in-32w-3g+El-IS-RLO(25w) | Standard | Code Technology base on: Minor Retrofit Only | f | f | DEER Lighting measure | ErRobNc |  | ILtg-Lfluor-fix | D08-NE-ILtg-LFluor-Prim-Rtr-48in34wT12ESMg43w-48in3g32wT8PISREl25w | None | 1/1/2013 | 6/30/2014 |  | FALSE | FALSE |  |  | FALSE | FALSE | FALSE | FALSE | FALSE | FALSE | FALSE | FALSE | FALSE
2258 | Com-Lighting-InGen_T12-48in-43w-A_T8-48in-31w-D_T8-48in-28w-C | Commercial Indoor General Lighting: more efficient Linear Fluorescent Lamp & Ballast installed. Measure includes Code case. Impacts: Linear Fluorescent-based HOU (varies by BldgType) | DEER2014 | D13 v1.2 | 5/23/2014 15:34:31.757 | Com-Iltg-dWatt-LF | DEER | Scaled | Delta | 3 | 15 | None |  | f |  | t | Com | Any | Lighting | InGen-LF | Ltg_Lmp+Blst | LF_LmpBlst |  | ILtg-Lfluor-fix | LF lamp and ballast: LF lamp: T12, 48 inch, 34W, 2475 lm, CRI = 60, rated life = 20000 hours (1): LF Ballast: Energy Saver Magnetic (EPACT compliant), Rapid Start, Normal LO (1); Total Fixture Watts = 43 | LF lamp and ballast: LF lamp: T8, 48 inch, 32W, 2970 lm, CRI = 82, rated life = 20000 hours (1): LF Ballast: Electronic, Instant Start, Normal LO (1); Total Fixture Watts = 31 | LF lamp and ballast: LF lamp: T8, 48 inch, 32W, 2970 lm, CRI = 85, rated life = 24000 hours (1): LF Ballast: Electronic, Instant Start, Normal LO (1); Total Fixture Watts = 28 | LFLmpBlst-T12-48in-34w+MagES-RS-NLO(43w) | LFLmpBlst-T8-48in-32w-2g+El-IS-NLO(31w) | LFLmpBlst-T8-48in-32w-3g+El-IS-NLO(28w) | Review |  | f | f | DEER Lighting measure | ErRobNc |  | ILtg-Lfluor-fix |  | DEER1316-Ltg-Com-LF | 1/1/2013 |  | DEER2016 HOU Update | FALSE | FALSE |  |  | FALSE | FALSE | FALSE | FALSE | FALSE | FALSE | FALSE | FALSE | FALSE
2259 | Com-Lighting-InGen_T12-48in-43w-A_T8-48in-32w-A_T8-48in-27w-E | Commercial Indoor General Lighting: more efficient Linear Fluorescent Lamp & Ballast installed. Measure includes Code case. Impacts: Linear Fluorescent-based HOU (varies by BldgType) | DEER2011 | D11 v4.01 | 5/23/2014 15:34:31.757 | Com-Iltg-dWatt-LF | DEER | Scaled | Delta | 0 | 0 | None |  | t | Com-InLtg-LF | t | Com | Any | Lighting | InGen-LF | Ltg_Lmp+Blst | LF_LmpBlst |  | ILtg-Lfluor-fix | LF lamp and ballast: LF lamp: T12, 48 inch, 34W, 2475 lm, CRI = 60, rated life = 20000 hours (1): LF Ballast: Energy Saver Magnetic (EPACT compliant), Rapid Start, Normal LO (1); Total Fixture Watts = 43 | LF lamp and ballast: LF lamp: T8, 48 inch, 32W, 2710 lm, CRI = 75, rated life = 15000 hours (1): LF Ballast: Electronic, Rapid Start, Normal LO (1); Total Fixture Watts = 32 | LF lamp and ballast: LF lamp: T8, 48 inch, 30W, 2750 lm, CRI = 85, rated life = 24000 hours (1): LF Ballast: Electronic, Instant Start, Normal LO (1); Total Fixture Watts = 27 | LFLmpBlst-T12-48in-34w+MagES-RS-NLO(43w) | LFLmpBlst-T8-48in-32w-1g+El-RS-NLO(32w) | LFLmpBlst-T8-48in-30w+El-IS-NLO(27w) | Standard | Code Technology base on: Minor Retrofit Only | f | f | DEER Lighting measure | ErRobNc |  | ILtg-Lfluor-fix |  | None | 1/1/2013 | 6/30/2014 |  | FALSE | FALSE |  |  | FALSE | FALSE | FALSE | FALSE | FALSE | FALSE | FALSE | FALSE | FALSE
2260 | Com-Lighting-InGen_T12-48in-43w-A_T8-48in-32w-A_T8-48in-28w-C | Commercial Indoor General Lighting: more efficient Linear Fluorescent Lamp & Ballast installed. Measure includes Code case. Impacts: Linear Fluorescent-based HOU (varies by BldgType) | DEER2011 | D11 v4.01 | 5/23/2014 15:34:31.757 | Com-Iltg-dWatt-LF | DEER | Scaled | Delta | 0 | 0 | None |  | t | Com-InLtg-LF | t | Com | Any | Lighting | InGen-LF | Ltg_Lmp+Blst | LF_LmpBlst |  | ILtg-Lfluor-fix | LF lamp and ballast: LF lamp: T12, 48 inch, 34W, 2475 lm, CRI = 60, rated life = 20000 hours (1): LF Ballast: Energy Saver Magnetic (EPACT compliant), Rapid Start, Normal LO (1); Total Fixture Watts = 43 | LF lamp and ballast: LF lamp: T8, 48 inch, 32W, 2710 lm, CRI = 75, rated life = 15000 hours (1): LF Ballast: Electronic, Rapid Start, Normal LO (1); Total Fixture Watts = 32 | LF lamp and ballast: LF lamp: T8, 48 inch, 32W, 2970 lm, CRI = 85, rated life = 24000 hours (1): LF Ballast: Electronic, Instant Start, Normal LO (1); Total Fixture Watts = 28 | LFLmpBlst-T12-48in-34w+MagES-RS-NLO(43w) | LFLmpBlst-T8-48in-32w-1g+El-RS-NLO(32w) | LFLmpBlst-T8-48in-32w-3g+El-IS-NLO(28w) | Standard | Code Technology base on: Minor Retrofit Only | f | f | DEER Lighting measure | ErRobNc |  | ILtg-Lfluor-fix |  | None | 1/1/2013 | 6/30/2014 |  | FALSE | FALSE |  |  | FALSE | FALSE | FALSE | FALSE | FALSE | FALSE | FALSE | FALSE | FALSE
2261 | Com-Lighting-InGen_T12-48in-43w-C_T8-48in-31w-D_T8-48in-24w | Commercial Indoor General Lighting: more efficient Linear Fluorescent Lamp & Ballast installed. Measure includes Code case. Impacts: Linear Fluorescent-based HOU (varies by BldgType) | DEER2014 | D13 v1.2 | 5/23/2014 15:34:31.757 | Com-Iltg-dWatt-LF | DEER | Scaled | Delta | 7 | 19 | None |  | f |  | t | Com | Any | Lighting | InGen-LF | Ltg_Lmp+Blst | LF_LmpBlst |  | ILtg-Lfluor-fix | LF lamp and ballast: LF lamp: T12, 48 inch, 30W, 2600 lm, CRI = 60, rated life = 20000 hours (1): LF Ballast: Standard Magnetic (pre-EPACT), Instant Start, Normal LO (1); Total Fixture Watts = 43 | LF lamp and ballast: LF lamp: T8, 48 inch, 32W, 2970 lm, CRI = 82, rated life = 20000 hours (1): LF Ballast: Electronic, Instant Start, Normal LO (1); Total Fixture Watts = 31 | LF lamp and ballast: LF lamp: T8, 48 inch, 30W, 2750 lm, CRI = 85, rated life = 24000 hours (1): LF Ballast: Electronic, Instant Start, Reduced LO (1); Total Fixture Watts = 24 | LFLmpBlst-T12-48in-30w+MagStd-IS-NLO(43w) | LFLmpBlst-T8-48in-32w-2g+El-IS-NLO(31w) | LFLmpBlst-T8-48in-30w+El-IS-RLO(24w) | Review |  | f | f | DEER Lighting measure | ErRobNc |  | ILtg-Lfluor-fix |  | DEER1316-Ltg-Com-LF | 1/1/2013 |  | DEER2016 HOU Update | FALSE | FALSE |  |  | FALSE | FALSE | FALSE | FALSE | FALSE | FALSE | FALSE | FALSE | FALSE
2262 | Com-Lighting-InGen_T12-48in-43w-C_T8-48in-31w-D_T8-48in-25w-C | Commercial Indoor General Lighting: more efficient Linear Fluorescent Lamp & Ballast installed. Measure includes Code case. Impacts: Linear Fluorescent-based HOU (varies by BldgType) | DEER2014 | D13 v1.2 | 5/23/2014 15:34:31.757 | Com-Iltg-dWatt-LF | DEER | Scaled | Delta | 6 | 18 | None |  | f |  | t | Com | Any | Lighting | InGen-LF | Ltg_Lmp+Blst | LF_LmpBlst |  | ILtg-Lfluor-fix | LF lamp and ballast: LF lamp: T12, 48 inch, 30W, 2600 lm, CRI = 60, rated life = 20000 hours (1): LF Ballast: Standard Magnetic (pre-EPACT), Instant Start, Normal LO (1); Total Fixture Watts = 43 | LF lamp and ballast: LF lamp: T8, 48 inch, 32W, 2970 lm, CRI = 82, rated life = 20000 hours (1): LF Ballast: Electronic, Instant Start, Normal LO (1); Total Fixture Watts = 31 | LF lamp and ballast: LF lamp: T8, 48 inch, 32W, 2970 lm, CRI = 85, rated life = 24000 hours (1): LF Ballast: Electronic, Instant Start, Reduced LO (1); Total Fixture Watts = 25 | LFLmpBlst-T12-48in-30w+MagStd-IS-NLO(43w) | LFLmpBlst-T8-48in-32w-2g+El-IS-NLO(31w) | LFLmpBlst-T8-48in-32w-3g+El-IS-RLO(25w) | Review |  | f | f | DEER Lighting measure | ErRobNc |  | ILtg-Lfluor-fix |  | DEER1316-Ltg-Com-LF | 1/1/2013 |  | DEER2016 HOU Update | FALSE | FALSE |  |  | FALSE | FALSE | FALSE | FALSE | FALSE | FALSE | FALSE | FALSE | FALSE
2263 | Com-Lighting-InGen_T12-48in-43w-C_T8-48in-31w-D_T8-48in-27w-E | Commercial Indoor General Lighting: more efficient Linear Fluorescent Lamp & Ballast installed. Measure includes Code case. Impacts: Linear Fluorescent-based HOU (varies by BldgType) | DEER2014 | D13 v1.2 | 5/23/2014 15:34:31.757 | Com-Iltg-dWatt-LF | DEER | Scaled | Delta | 4 | 16 | None |  | f |  | t | Com | Any | Lighting | InGen-LF | Ltg_Lmp+Blst | LF_LmpBlst |  | ILtg-Lfluor-fix | LF lamp and ballast: LF lamp: T12, 48 inch, 30W, 2600 lm, CRI = 60, rated life = 20000 hours (1): LF Ballast: Standard Magnetic (pre-EPACT), Instant Start, Normal LO (1); Total Fixture Watts = 43 | LF lamp and ballast: LF lamp: T8, 48 inch, 32W, 2970 lm, CRI = 82, rated life = 20000 hours (1): LF Ballast: Electronic, Instant Start, Normal LO (1); Total Fixture Watts = 31 | LF lamp and ballast: LF lamp: T8, 48 inch, 30W, 2750 lm, CRI = 85, rated life = 24000 hours (1): LF Ballast: Electronic, Instant Start, Normal LO (1); Total Fixture Watts = 27 | LFLmpBlst-T12-48in-30w+MagStd-IS-NLO(43w) | LFLmpBlst-T8-48in-32w-2g+El-IS-NLO(31w) | LFLmpBlst-T8-48in-30w+El-IS-NLO(27w) | Review |  | f | f | DEER Lighting measure | ErRobNc |  | ILtg-Lfluor-fix |  | DEER1316-Ltg-Com-LF | 1/1/2013 |  | DEER2016 HOU Update | FALSE | FALSE |  |  | FALSE | FALSE | FALSE | FALSE | FALSE | FALSE | FALSE | FALSE | FALSE
2264 | Com-Lighting-InGen_T12-48in-43w-C_T8-48in-27w-B_T8-48in-24w | Commercial Indoor General Lighting: more efficient Linear Fluorescent Lamp & Ballast installed. Measure includes Code case. Impacts: Linear Fluorescent-based HOU (varies by BldgType) | DEER2011 | D11 v4.01 | 5/23/2014 15:34:31.757 | Com-Iltg-dWatt-LF | DEER | Scaled | Delta | 0 | 0 | None |  | t | Com-InLtg-LF | t | Com | Any | Lighting | InGen-LF | Ltg_Lmp+Blst | LF_LmpBlst |  | ILtg-Lfluor-fix | LF lamp and ballast: LF lamp: T12, 48 inch, 30W, 2600 lm, CRI = 60, rated life = 20000 hours (1): LF Ballast: Standard Magnetic (pre-EPACT), Instant Start, Normal LO (1); Total Fixture Watts = 43 | LF lamp and ballast: LF lamp: T8, 48 inch, 32W, 2710 lm, CRI = 75, rated life = 15000 hours (1): LF Ballast: Electronic, Rapid Start, Reduced LO (1); Total Fixture Watts = 27 | LF lamp and ballast: LF lamp: T8, 48 inch, 30W, 2750 lm, CRI = 85, rated life = 24000 hours (1): LF Ballast: Electronic, Instant Start, Reduced LO (1); Total Fixture Watts = 24 | LFLmpBlst-T12-48in-30w+MagStd-IS-NLO(43w) | LFLmpBlst-T8-48in-32w-1g+El-RS-RLO-2(27w) | LFLmpBlst-T8-48in-30w+El-IS-RLO(24w) | Standard | Code Technology base on: Minor Retrofit Only | f | f | DEER Lighting measure | ErRobNc |  | ILtg-Lfluor-fix |  | None | 1/1/2013 | 6/30/2014 |  | FALSE | FALSE |  |  | FALSE | FALSE | FALSE | FALSE | FALSE | FALSE | FALSE | FALSE | FALSE
2265 | Com-Lighting-InGen_T12-48in-43w-C_T8-48in-31w-D_T8-48in-28w-C | Commercial Indoor General Lighting: more efficient Linear Fluorescent Lamp & Ballast installed. Measure includes Code case. Impacts: Linear Fluorescent-based HOU (varies by BldgType) | DEER2014 | D13 v1.2 | 5/23/2014 15:34:31.757 | Com-Iltg-dWatt-LF | DEER | Scaled | Delta | 3 | 15 | None |  | f |  | t | Com | Any | Lighting | InGen-LF | Ltg_Lmp+Blst | LF_LmpBlst |  | ILtg-Lfluor-fix | LF lamp and ballast: LF lamp: T12, 48 inch, 30W, 2600 lm, CRI = 60, rated life = 20000 hours (1): LF Ballast: Standard Magnetic (pre-EPACT), Instant Start, Normal LO (1); Total Fixture Watts = 43 | LF lamp and ballast: LF lamp: T8, 48 inch, 32W, 2970 lm, CRI = 82, rated life = 20000 hours (1): LF Ballast: Electronic, Instant Start, Normal LO (1); Total Fixture Watts = 31 | LF lamp and ballast: LF lamp: T8, 48 inch, 32W, 2970 lm, CRI = 85, rated life = 24000 hours (1): LF Ballast: Electronic, Instant Start, Normal LO (1); Total Fixture Watts = 28 | LFLmpBlst-T12-48in-30w+MagStd-IS-NLO(43w) | LFLmpBlst-T8-48in-32w-2g+El-IS-NLO(31w) | LFLmpBlst-T8-48in-32w-3g+El-IS-NLO(28w) | Review |  | f | f | DEER Lighting measure | ErRobNc |  | ILtg-Lfluor-fix |  | DEER1316-Ltg-Com-LF | 1/1/2013 |  | DEER2016 HOU Update | FALSE | FALSE |  |  | FALSE | FALSE | FALSE | FALSE | FALSE | FALSE | FALSE | FALSE | FALSE
2266 | Com-Lighting-InGen_T12-48in-43w-C_T8-48in-27w-B_T8-48in-25w-C | Commercial Indoor General Lighting: more efficient Linear Fluorescent Lamp & Ballast installed. Measure includes Code case. Impacts: Linear Fluorescent-based HOU (varies by BldgType) | DEER2011 | D11 v4.01 | 5/23/2014 15:34:31.757 | Com-Iltg-dWatt-LF | DEER | Scaled | Delta | 0 | 0 | None |  | t | Com-InLtg-LF | t | Com | Any | Lighting | InGen-LF | Ltg_Lmp+Blst | LF_LmpBlst |  | ILtg-Lfluor-fix | LF lamp and ballast: LF lamp: T12, 48 inch, 30W, 2600 lm, CRI = 60, rated life = 20000 hours (1): LF Ballast: Standard Magnetic (pre-EPACT), Instant Start, Normal LO (1); Total Fixture Watts = 43 | LF lamp and ballast: LF lamp: T8, 48 inch, 32W, 2710 lm, CRI = 75, rated life = 15000 hours (1): LF Ballast: Electronic, Rapid Start, Reduced LO (1); Total Fixture Watts = 27 | LF lamp and ballast: LF lamp: T8, 48 inch, 32W, 2970 lm, CRI = 85, rated life = 24000 hours (1): LF Ballast: Electronic, Instant Start, Reduced LO (1); Total Fixture Watts = 25 | LFLmpBlst-T12-48in-30w+MagStd-IS-NLO(43w) | LFLmpBlst-T8-48in-32w-1g+El-RS-RLO-2(27w) | LFLmpBlst-T8-48in-32w-3g+El-IS-RLO(25w) | Standard | Code Technology base on: Minor Retrofit Only | f | f | DEER Lighting measure | ErRobNc |  | ILtg-Lfluor-fix |  | None | 1/1/2013 | 6/30/2014 |  | FALSE | FALSE |  |  | FALSE | FALSE | FALSE | FALSE | FALSE | FALSE | FALSE | FALSE | FALSE
2267 | Com-Lighting-InGen_T12-48in-43w-C_T8-48in-32w-A_T8-48in-27w-E | Commercial Indoor General Lighting: more efficient Linear Fluorescent Lamp & Ballast installed. Measure includes Code case. Impacts: Linear Fluorescent-based HOU (varies by BldgType) | DEER2011 | D11 v4.01 | 5/23/2014 15:34:31.757 | Com-Iltg-dWatt-LF | DEER | Scaled | Delta | 0 | 0 | None |  | t | Com-InLtg-LF | t | Com | Any | Lighting | InGen-LF | Ltg_Lmp+Blst | LF_LmpBlst |  | ILtg-Lfluor-fix | LF lamp and ballast: LF lamp: T12, 48 inch, 30W, 2600 lm, CRI = 60, rated life = 20000 hours (1): LF Ballast: Standard Magnetic (pre-EPACT), Instant Start, Normal LO (1); Total Fixture Watts = 43 | LF lamp and ballast: LF lamp: T8, 48 inch, 32W, 2710 lm, CRI = 75, rated life = 15000 hours (1): LF Ballast: Electronic, Rapid Start, Normal LO (1); Total Fixture Watts = 32 | LF lamp and ballast: LF lamp: T8, 48 inch, 30W, 2750 lm, CRI = 85, rated life = 24000 hours (1): LF Ballast: Electronic, Instant Start, Normal LO (1); Total Fixture Watts = 27 | LFLmpBlst-T12-48in-30w+MagStd-IS-NLO(43w) | LFLmpBlst-T8-48in-32w-1g+El-RS-NLO(32w) | LFLmpBlst-T8-48in-30w+El-IS-NLO(27w) | Standard | Code Technology base on: Minor Retrofit Only | f | f | DEER Lighting measure | ErRobNc |  | ILtg-Lfluor-fix |  | None | 1/1/2013 | 6/30/2014 |  | FALSE | FALSE |  |  | FALSE | FALSE | FALSE | FALSE | FALSE | FALSE | FALSE | FALSE | FALSE
2268 | Com-Lighting-InGen_T12-48in-43w-C_T8-48in-32w-A_T8-48in-28w-C | Commercial Indoor General Lighting: more efficient Linear Fluorescent Lamp & Ballast installed. Measure includes Code case. Impacts: Linear Fluorescent-based HOU (varies by BldgType) | DEER2011 | D11 v4.01 | 5/23/2014 15:34:31.757 | Com-Iltg-dWatt-LF | DEER | Scaled | Delta | 0 | 0 | None |  | t | Com-InLtg-LF | t | Com | Any | Lighting | InGen-LF | Ltg_Lmp+Blst | LF_LmpBlst |  | ILtg-Lfluor-fix | LF lamp and ballast: LF lamp: T12, 48 inch, 30W, 2600 lm, CRI = 60, rated life = 20000 hours (1): LF Ballast: Standard Magnetic (pre-EPACT), Instant Start, Normal LO (1); Total Fixture Watts = 43 | LF lamp and ballast: LF lamp: T8, 48 inch, 32W, 2710 lm, CRI = 75, rated life = 15000 hours (1): LF Ballast: Electronic, Rapid Start, Normal LO (1); Total Fixture Watts = 32 | LF lamp and ballast: LF lamp: T8, 48 inch, 32W, 2970 lm, CRI = 85, rated life = 24000 hours (1): LF Ballast: Electronic, Instant Start, Normal LO (1); Total Fixture Watts = 28 | LFLmpBlst-T12-48in-30w+MagStd-IS-NLO(43w) | LFLmpBlst-T8-48in-32w-1g+El-RS-NLO(32w) | LFLmpBlst-T8-48in-32w-3g+El-IS-NLO(28w) | Standard | Code Technology base on: Minor Retrofit Only | f | f | DEER Lighting measure | ErRobNc |  | ILtg-Lfluor-fix |  | None | 1/1/2013 | 6/30/2014 |  | FALSE | FALSE |  |  | FALSE | FALSE | FALSE | FALSE | FALSE | FALSE | FALSE | FALSE | FALSE
2269 | Com-Lighting-InGen_T12-48in-48w_T8-48in-31w-D_T8-48in-24w | Commercial Indoor General Lighting: more efficient Linear Fluorescent Lamp & Ballast installed. Measure includes Code case. Impacts: Linear Fluorescent-based HOU (varies by BldgType) | DEER2014 | D13 v1.2 | 5/23/2014 15:34:31.757 | Com-Iltg-dWatt-LF | DEER | Scaled | Delta | 7 | 24 | None |  | f |  | t | Com | Any | Lighting | InGen-LF | Ltg_Lmp+Blst | LF_LmpBlst |  | ILtg-Lfluor-fix | LF lamp and ballast: LF lamp: T12, 48 inch, 39W, 2750 lm, CRI = 60, rated life = 20000 hours (1): LF Ballast: Standard Magnetic (pre-EPACT), Instant Start, Normal LO (1); Total Fixture Watts = 48 | LF lamp and ballast: LF lamp: T8, 48 inch, 32W, 2970 lm, CRI = 82, rated life = 20000 hours (1): LF Ballast: Electronic, Instant Start, Normal LO (1); Total Fixture Watts = 31 | LF lamp and ballast: LF lamp: T8, 48 inch, 30W, 2750 lm, CRI = 85, rated life = 24000 hours (1): LF Ballast: Electronic, Instant Start, Reduced LO (1); Total Fixture Watts = 24 | LFLmpBlst-T12-48in-39w+MagStd-IS-NLO(48w) | LFLmpBlst-T8-48in-32w-2g+El-IS-NLO(31w) | LFLmpBlst-T8-48in-30w+El-IS-RLO(24w) | Review |  | f | f | DEER Lighting measure | ErRobNc |  | ILtg-Lfluor-fix |  | DEER1316-Ltg-Com-LF | 1/1/2013 |  | DEER2016 HOU Update | FALSE | FALSE |  |  | FALSE | FALSE | FALSE | FALSE | FALSE | FALSE | FALSE | FALSE | FALSE
2270 | Com-Lighting-InGen_T12-48in-48w_T8-48in-31w-D_T8-48in-25w-C | Commercial Indoor General Lighting: more efficient Linear Fluorescent Lamp & Ballast installed. Measure includes Code case. Impacts: Linear Fluorescent-based HOU (varies by BldgType) | DEER2014 | D13 v1.2 | 5/23/2014 15:34:31.757 | Com-Iltg-dWatt-LF | DEER | Scaled | Delta | 6 | 23 | None |  | f |  | t | Com | Any | Lighting | InGen-LF | Ltg_Lmp+Blst | LF_LmpBlst |  | ILtg-Lfluor-fix | LF lamp and ballast: LF lamp: T12, 48 inch, 39W, 2750 lm, CRI = 60, rated life = 20000 hours (1): LF Ballast: Standard Magnetic (pre-EPACT), Instant Start, Normal LO (1); Total Fixture Watts = 48 | LF lamp and ballast: LF lamp: T8, 48 inch, 32W, 2970 lm, CRI = 82, rated life = 20000 hours (1): LF Ballast: Electronic, Instant Start, Normal LO (1); Total Fixture Watts = 31 | LF lamp and ballast: LF lamp: T8, 48 inch, 32W, 2970 lm, CRI = 85, rated life = 24000 hours (1): LF Ballast: Electronic, Instant Start, Reduced LO (1); Total Fixture Watts = 25 | LFLmpBlst-T12-48in-39w+MagStd-IS-NLO(48w) | LFLmpBlst-T8-48in-32w-2g+El-IS-NLO(31w) | LFLmpBlst-T8-48in-32w-3g+El-IS-RLO(25w) | Review |  | f | f | DEER Lighting measure | ErRobNc |  | ILtg-Lfluor-fix |  | DEER1316-Ltg-Com-LF | 1/1/2013 |  | DEER2016 HOU Update | FALSE | FALSE |  |  | FALSE | FALSE | FALSE | FALSE | FALSE | FALSE | FALSE | FALSE | FALSE
2271 | Com-Lighting-InGen_T12-48in-48w_T8-48in-31w-D_T8-48in-27w-E | Commercial Indoor General Lighting: more efficient Linear Fluorescent Lamp & Ballast installed. Measure includes Code case. Impacts: Linear Fluorescent-based HOU (varies by BldgType) | DEER2014 | D13 v1.2 | 5/23/2014 15:34:31.757 | Com-Iltg-dWatt-LF | DEER | Scaled | Delta | 4 | 21 | None |  | f |  | t | Com | Any | Lighting | InGen-LF | Ltg_Lmp+Blst | LF_LmpBlst |  | ILtg-Lfluor-fix | LF lamp and ballast: LF lamp: T12, 48 inch, 39W, 2750 lm, CRI = 60, rated life = 20000 hours (1): LF Ballast: Standard Magnetic (pre-EPACT), Instant Start, Normal LO (1); Total Fixture Watts = 48 | LF lamp and ballast: LF lamp: T8, 48 inch, 32W, 2970 lm, CRI = 82, rated life = 20000 hours (1): LF Ballast: Electronic, Instant Start, Normal LO (1); Total Fixture Watts = 31 | LF lamp and ballast: LF lamp: T8, 48 inch, 30W, 2750 lm, CRI = 85, rated life = 24000 hours (1): LF Ballast: Electronic, Instant Start, Normal LO (1); Total Fixture Watts = 27 | LFLmpBlst-T12-48in-39w+MagStd-IS-NLO(48w) | LFLmpBlst-T8-48in-32w-2g+El-IS-NLO(31w) | LFLmpBlst-T8-48in-30w+El-IS-NLO(27w) | Review |  | f | f | DEER Lighting measure | ErRobNc |  | ILtg-Lfluor-fix |  | DEER1316-Ltg-Com-LF | 1/1/2013 |  | DEER2016 HOU Update | FALSE | FALSE |  |  | FALSE | FALSE | FALSE | FALSE | FALSE | FALSE | FALSE | FALSE | FALSE
2272 | Com-Lighting-InGen_T12-48in-48w_T8-48in-27w-B_T8-48in-24w | Commercial Indoor General Lighting: more efficient Linear Fluorescent Lamp & Ballast installed. Measure includes Code case. Impacts: Linear Fluorescent-based HOU (varies by BldgType) | DEER2011 | D11 v4.01 | 5/23/2014 15:34:31.757 | Com-Iltg-dWatt-LF | DEER | Scaled | Delta | 0 | 0 | None |  | t | Com-InLtg-LF | t | Com | Any | Lighting | InGen-LF | Ltg_Lmp+Blst | LF_LmpBlst |  | ILtg-Lfluor-fix | LF lamp and ballast: LF lamp: T12, 48 inch, 39W, 2750 lm, CRI = 60, rated life = 20000 hours (1): LF Ballast: Standard Magnetic (pre-EPACT), Instant Start, Normal LO (1); Total Fixture Watts = 48 | LF lamp and ballast: LF lamp: T8, 48 inch, 32W, 2710 lm, CRI = 75, rated life = 15000 hours (1): LF Ballast: Electronic, Rapid Start, Reduced LO (1); Total Fixture Watts = 27 | LF lamp and ballast: LF lamp: T8, 48 inch, 30W, 2750 lm, CRI = 85, rated life = 24000 hours (1): LF Ballast: Electronic, Instant Start, Reduced LO (1); Total Fixture Watts = 24 | LFLmpBlst-T12-48in-39w+MagStd-IS-NLO(48w) | LFLmpBlst-T8-48in-32w-1g+El-RS-RLO-2(27w) | LFLmpBlst-T8-48in-30w+El-IS-RLO(24w) | Standard | Code Technology base on: Minor Retrofit Only | f | f | DEER Lighting measure | ErRobNc |  | ILtg-Lfluor-fix |  | None | 1/1/2013 | 6/30/2014 |  | FALSE | FALSE |  |  | FALSE | FALSE | FALSE | FALSE | FALSE | FALSE | FALSE | FALSE | FALSE
2273 | Com-Lighting-InGen_T12-48in-48w_T8-48in-27w-B_T8-48in-25w-C | Commercial Indoor General Lighting: more efficient Linear Fluorescent Lamp & Ballast installed. Measure includes Code case. Impacts: Linear Fluorescent-based HOU (varies by BldgType) | DEER2011 | D11 v4.01 | 5/23/2014 15:34:31.757 | Com-Iltg-dWatt-LF | DEER | Scaled | Delta | 0 | 0 | None |  | t | Com-InLtg-LF | t | Com | Any | Lighting | InGen-LF | Ltg_Lmp+Blst | LF_LmpBlst |  | ILtg-Lfluor-fix | LF lamp and ballast: LF lamp: T12, 48 inch, 39W, 2750 lm, CRI = 60, rated life = 20000 hours (1): LF Ballast: Standard Magnetic (pre-EPACT), Instant Start, Normal LO (1); Total Fixture Watts = 48 | LF lamp and ballast: LF lamp: T8, 48 inch, 32W, 2710 lm, CRI = 75, rated life = 15000 hours (1): LF Ballast: Electronic, Rapid Start, Reduced LO (1); Total Fixture Watts = 27 | LF lamp and ballast: LF lamp: T8, 48 inch, 32W, 2970 lm, CRI = 85, rated life = 24000 hours (1): LF Ballast: Electronic, Instant Start, Reduced LO (1); Total Fixture Watts = 25 | LFLmpBlst-T12-48in-39w+MagStd-IS-NLO(48w) | LFLmpBlst-T8-48in-32w-1g+El-RS-RLO-2(27w) | LFLmpBlst-T8-48in-32w-3g+El-IS-RLO(25w) | Standard | Code Technology base on: Minor Retrofit Only | f | f | DEER Lighting measure | ErRobNc |  | ILtg-Lfluor-fix |  | None | 1/1/2013 | 6/30/2014 |  | FALSE | FALSE |  |  | FALSE | FALSE | FALSE | FALSE | FALSE | FALSE | FALSE | FALSE | FALSE
2274 | Com-Lighting-InGen_T12-48in-48w_T8-48in-31w-D_T8-48in-28w-C | Commercial Indoor General Lighting: more efficient Linear Fluorescent Lamp & Ballast installed. Measure includes Code case. Impacts: Linear Fluorescent-based HOU (varies by BldgType) | DEER2014 | D13 v1.2 | 5/23/2014 15:34:31.757 | Com-Iltg-dWatt-LF | DEER | Scaled | Delta | 3 | 20 | None |  | f |  | t | Com | Any | Lighting | InGen-LF | Ltg_Lmp+Blst | LF_LmpBlst |  | ILtg-Lfluor-fix | LF lamp and ballast: LF lamp: T12, 48 inch, 39W, 2750 lm, CRI = 60, rated life = 20000 hours (1): LF Ballast: Standard Magnetic (pre-EPACT), Instant Start, Normal LO (1); Total Fixture Watts = 48 | LF lamp and ballast: LF lamp: T8, 48 inch, 32W, 2970 lm, CRI = 82, rated life = 20000 hours (1): LF Ballast: Electronic, Instant Start, Normal LO (1); Total Fixture Watts = 31 | LF lamp and ballast: LF lamp: T8, 48 inch, 32W, 2970 lm, CRI = 85, rated life = 24000 hours (1): LF Ballast: Electronic, Instant Start, Normal LO (1); Total Fixture Watts = 28 | LFLmpBlst-T12-48in-39w+MagStd-IS-NLO(48w) | LFLmpBlst-T8-48in-32w-2g+El-IS-NLO(31w) | LFLmpBlst-T8-48in-32w-3g+El-IS-NLO(28w) | Review |  | f | f | DEER Lighting measure | ErRobNc |  | ILtg-Lfluor-fix |  | DEER1316-Ltg-Com-LF | 1/1/2013 |  | DEER2016 HOU Update | FALSE | FALSE |  |  | FALSE | FALSE | FALSE | FALSE | FALSE | FALSE | FALSE | FALSE | FALSE
2275 | Com-Lighting-InGen_T12-48in-48w_T8-48in-32w-A_T8-48in-27w-E | Commercial Indoor General Lighting: more efficient Linear Fluorescent Lamp & Ballast installed. Measure includes Code case. Impacts: Linear Fluorescent-based HOU (varies by BldgType) | DEER2011 | D11 v4.01 | 5/23/2014 15:34:31.757 | Com-Iltg-dWatt-LF | DEER | Scaled | Delta | 0 | 0 | None |  | t | Com-InLtg-LF | t | Com | Any | Lighting | InGen-LF | Ltg_Lmp+Blst | LF_LmpBlst |  | ILtg-Lfluor-fix | LF lamp and ballast: LF lamp: T12, 48 inch, 39W, 2750 lm, CRI = 60, rated life = 20000 hours (1): LF Ballast: Standard Magnetic (pre-EPACT), Instant Start, Normal LO (1); Total Fixture Watts = 48 | LF lamp and ballast: LF lamp: T8, 48 inch, 32W, 2710 lm, CRI = 75, rated life = 15000 hours (1): LF Ballast: Electronic, Rapid Start, Normal LO (1); Total Fixture Watts = 32 | LF lamp and ballast: LF lamp: T8, 48 inch, 30W, 2750 lm, CRI = 85, rated life = 24000 hours (1): LF Ballast: Electronic, Instant Start, Normal LO (1); Total Fixture Watts = 27 | LFLmpBlst-T12-48in-39w+MagStd-IS-NLO(48w) | LFLmpBlst-T8-48in-32w-1g+El-RS-NLO(32w) | LFLmpBlst-T8-48in-30w+El-IS-NLO(27w) | Standard | Code Technology base on: Minor Retrofit Only | f | f | DEER Lighting measure | ErRobNc |  | ILtg-Lfluor-fix |  | None | 1/1/2013 | 6/30/2014 |  | FALSE | FALSE |  |  | FALSE | FALSE | FALSE | FALSE | FALSE | FALSE | FALSE | FALSE | FALSE
2276 | Com-Lighting-InGen_T12-48in-48w_T8-48in-32w-A_T8-48in-28w-C | Commercial Indoor General Lighting: more efficient Linear Fluorescent Lamp & Ballast installed. Measure includes Code case. Impacts: Linear Fluorescent-based HOU (varies by BldgType) | DEER2011 | D11 v4.01 | 5/23/2014 15:34:31.757 | Com-Iltg-dWatt-LF | DEER | Scaled | Delta | 0 | 0 | None |  | t | Com-InLtg-LF | t | Com | Any | Lighting | InGen-LF | Ltg_Lmp+Blst | LF_LmpBlst |  | ILtg-Lfluor-fix | LF lamp and ballast: LF lamp: T12, 48 inch, 39W, 2750 lm, CRI = 60, rated life = 20000 hours (1): LF Ballast: Standard Magnetic (pre-EPACT), Instant Start, Normal LO (1); Total Fixture Watts = 48 | LF lamp and ballast: LF lamp: T8, 48 inch, 32W, 2710 lm, CRI = 75, rated life = 15000 hours (1): LF Ballast: Electronic, Rapid Start, Normal LO (1); Total Fixture Watts = 32 | LF lamp and ballast: LF lamp: T8, 48 inch, 32W, 2970 lm, CRI = 85, rated life = 24000 hours (1): LF Ballast: Electronic, Instant Start, Normal LO (1); Total Fixture Watts = 28 | LFLmpBlst-T12-48in-39w+MagStd-IS-NLO(48w) | LFLmpBlst-T8-48in-32w-1g+El-RS-NLO(32w) | LFLmpBlst-T8-48in-32w-3g+El-IS-NLO(28w) | Standard | Code Technology base on: Minor Retrofit Only | f | f | DEER Lighting measure | ErRobNc |  | ILtg-Lfluor-fix |  | None | 1/1/2013 | 6/30/2014 |  | FALSE | FALSE |  |  | FALSE | FALSE | FALSE | FALSE | FALSE | FALSE | FALSE | FALSE | FALSE
2277 | Com-Lighting-InGen_T12-48in-68w_T8-48in-52w-B_T8-48in-45w | Commercial Indoor General Lighting: more efficient Linear Fluorescent Lamp & Ballast installed. Measure includes Code case. Impacts: Linear Fluorescent-based HOU (varies by BldgType) | DEER2014 | D13 v1.2 | 5/23/2014 15:34:31.757 | Com-Iltg-dWatt-LF | DEER | Scaled | Delta | 7 | 23 | None |  | f |  | t | Com | Any | Lighting | InGen-LF | Ltg_Lmp+Blst | LF_LmpBlst |  | ILtg-Lfluor-fix | LF lamp and ballast: LF lamp: T12, 48 inch, 34W, 2475 lm, CRI = 60, rated life = 20000 hours (2): LF Ballast: Hybrid, Rapid Start, Normal LO (1); Total Fixture Watts = 68 | LF lamp and ballast: LF lamp: T8, 48 inch, 32W, 2970 lm, CRI = 82, rated life = 20000 hours (2): LF Ballast: Electronic, Instant Start, Reduced LO (1); Total Fixture Watts = 52 | LF lamp and ballast: LF lamp: T8, 48 inch, 30W, 2750 lm, CRI = 85, rated life = 24000 hours (2): LF Ballast: Electronic, Instant Start, Reduced LO (1); Total Fixture Watts = 45 | LFLmpBlst-T12-48in-34w+Hyb-RS-NLO(68w) | LFLmpBlst-T8-48in-32w-2g+El-IS-RLO(52w) | LFLmpBlst-T8-48in-30w+El-IS-RLO(45w) | Review |  | f | f | DEER Lighting measure | ErRobNc |  | ILtg-Lfluor-fix |  | DEER1316-Ltg-Com-LF | 1/1/2013 |  | DEER2016 HOU Update | FALSE | FALSE |  |  | FALSE | FALSE | FALSE | FALSE | FALSE | FALSE | FALSE | FALSE | FALSE
2278 | Com-Lighting-InGen_T12-48in-68w_T8-48in-52w-B_T8-48in-48w | Commercial Indoor General Lighting: more efficient Linear Fluorescent Lamp & Ballast installed. Measure includes Code case. Impacts: Linear Fluorescent-based HOU (varies by BldgType) | DEER2014 | D13 v1.2 | 5/23/2014 15:34:31.757 | Com-Iltg-dWatt-LF | DEER | Scaled | Delta | 4 | 20 | None |  | f |  | t | Com | Any | Lighting | InGen-LF | Ltg_Lmp+Blst | LF_LmpBlst |  | ILtg-Lfluor-fix | LF lamp and ballast: LF lamp: T12, 48 inch, 34W, 2475 lm, CRI = 60, rated life = 20000 hours (2): LF Ballast: Hybrid, Rapid Start, Normal LO (1); Total Fixture Watts = 68 | LF lamp and ballast: LF lamp: T8, 48 inch, 32W, 2970 lm, CRI = 82, rated life = 20000 hours (2): LF Ballast: Electronic, Instant Start, Reduced LO (1); Total Fixture Watts = 52 | LF lamp and ballast: LF lamp: T8, 48 inch, 32W, 2970 lm, CRI = 85, rated life = 24000 hours (2): LF Ballast: Electronic, Instant Start, Reduced LO (1); Total Fixture Watts = 48 | LFLmpBlst-T12-48in-34w+Hyb-RS-NLO(68w) | LFLmpBlst-T8-48in-32w-2g+El-IS-RLO(52w) | LFLmpBlst-T8-48in-32w-3g+El-IS-RLO(48w) | Review |  | f | f | DEER Lighting measure | ErRobNc |  | ILtg-Lfluor-fix |  | DEER1316-Ltg-Com-LF | 1/1/2013 |  | DEER2016 HOU Update | FALSE | FALSE |  |  | FALSE | FALSE | FALSE | FALSE | FALSE | FALSE | FALSE | FALSE | FALSE
2279 | Com-Lighting-InGen_T12-48in-68w_T8-48in-59w-C_T8-48in-51w-C | Commercial Indoor General Lighting: more efficient Linear Fluorescent Lamp & Ballast installed. Measure includes Code case. Impacts: Linear Fluorescent-based HOU (varies by BldgType) | DEER2014 | D13 v1.2 | 5/23/2014 15:34:31.757 | Com-Iltg-dWatt-LF | DEER | Scaled | Delta | 8 | 17 | None |  | f |  | t | Com | Any | Lighting | InGen-LF | Ltg_Lmp+Blst | LF_LmpBlst |  | ILtg-Lfluor-fix | LF lamp and ballast: LF lamp: T12, 48 inch, 34W, 2475 lm, CRI = 60, rated life = 20000 hours (2): LF Ballast: Hybrid, Rapid Start, Normal LO (1); Total Fixture Watts = 68 | LF lamp and ballast: LF lamp: T8, 48 inch, 32W, 2970 lm, CRI = 82, rated life = 20000 hours (2): LF Ballast: Electronic, Instant Start, Normal LO (1); Any type of reflector; Total Fixture Watts = 59 | LF lamp and ballast: LF lamp: T8, 48 inch, 30W, 2750 lm, CRI = 85, rated life = 24000 hours (2): LF Ballast: Electronic, Instant Start, Normal LO (1); Total Fixture Watts = 51 | LFLmpBlst-T12-48in-34w+Hyb-RS-NLO(68w) | LFLmpBlst-T8-48in-32w-2g+El-IS-NLO+Refl(59w) | LFLmpBlst-T8-48in-30w+El-IS-NLO(51w) | Review |  | f | f | DEER Lighting measure | ErRobNc |  | ILtg-Lfluor-fix |  | DEER1316-Ltg-Com-LF | 1/1/2013 |  | DEER2016 HOU Update | FALSE | FALSE |  |  | FALSE | FALSE | FALSE | FALSE | FALSE | FALSE | FALSE | FALSE | FALSE
2280 | Com-Lighting-InGen_T12-48in-68w_T8-48in-52w-A_T8-48in-45w | Commercial Indoor General Lighting: more efficient Linear Fluorescent Lamp & Ballast installed. Measure includes Code case. Impacts: Linear Fluorescent-based HOU (varies by BldgType) | DEER2011 | D11 v4.01 | 5/23/2014 15:34:31.757 | Com-Iltg-dWatt-LF | DEER | Scaled | Delta | 0 | 0 | None |  | t | Com-InLtg-LF | t | Com | Any | Lighting | InGen-LF | Ltg_Lmp+Blst | LF_LmpBlst |  | ILtg-Lfluor-fix | LF lamp and ballast: LF lamp: T12, 48 inch, 34W, 2475 lm, CRI = 60, rated life = 20000 hours (2): LF Ballast: Hybrid, Rapid Start, Normal LO (1); Total Fixture Watts = 68 | LF lamp and ballast: LF lamp: T8, 48 inch, 32W, 2710 lm, CRI = 75, rated life = 15000 hours (2): LF Ballast: Electronic, Instant Start, Reduced LO (1); Total Fixture Watts = 52 | LF lamp and ballast: LF lamp: T8, 48 inch, 30W, 2750 lm, CRI = 85, rated life = 24000 hours (2): LF Ballast: Electronic, Instant Start, Reduced LO (1); Total Fixture Watts = 45 | LFLmpBlst-T12-48in-34w+Hyb-RS-NLO(68w) | LFLmpBlst-T8-48in-32w-1g+El-IS-RLO(52w) | LFLmpBlst-T8-48in-30w+El-IS-RLO(45w) | Standard | Code Technology base on: Minor Retrofit Only | f | f | DEER Lighting measure | ErRobNc |  | ILtg-Lfluor-fix |  | None | 1/1/2013 | 6/30/2014 |  | FALSE | FALSE |  |  | FALSE | FALSE | FALSE | FALSE | FALSE | FALSE | FALSE | FALSE | FALSE
2281 | Com-Lighting-InGen_T12-48in-68w_T8-48in-59w-C_T8-48in-54w-C | Commercial Indoor General Lighting: more efficient Linear Fluorescent Lamp & Ballast installed. Measure includes Code case. Impacts: Linear Fluorescent-based HOU (varies by BldgType) | DEER2014 | D13 v1.2 | 5/23/2014 15:34:31.757 | Com-Iltg-dWatt-LF | DEER | Scaled | Delta | 5 | 14 | None |  | f |  | t | Com | Any | Lighting | InGen-LF | Ltg_Lmp+Blst | LF_LmpBlst |  | ILtg-Lfluor-fix | LF lamp and ballast: LF lamp: T12, 48 inch, 34W, 2475 lm, CRI = 60, rated life = 20000 hours (2): LF Ballast: Hybrid, Rapid Start, Normal LO (1); Total Fixture Watts = 68 | LF lamp and ballast: LF lamp: T8, 48 inch, 32W, 2970 lm, CRI = 82, rated life = 20000 hours (2): LF Ballast: Electronic, Instant Start, Normal LO (1); Any type of reflector; Total Fixture Watts = 59 | LF lamp and ballast: LF lamp: T8, 48 inch, 32W, 2970 lm, CRI = 85, rated life = 24000 hours (2): LF Ballast: Electronic, Instant Start, Normal LO (1); Total Fixture Watts = 54 | LFLmpBlst-T12-48in-34w+Hyb-RS-NLO(68w) | LFLmpBlst-T8-48in-32w-2g+El-IS-NLO+Refl(59w) | LFLmpBlst-T8-48in-32w-3g+El-IS-NLO(54w) | Review |  | f | f | DEER Lighting measure | ErRobNc |  | ILtg-Lfluor-fix |  | DEER1316-Ltg-Com-LF | 1/1/2013 |  | DEER2016 HOU Update | FALSE | FALSE |  |  | FALSE | FALSE | FALSE | FALSE | FALSE | FALSE | FALSE | FALSE | FALSE
2282 | Com-Lighting-InGen_T12-48in-68w_T8-48in-60w-A_T8-48in-48w | Commercial Indoor General Lighting: more efficient Linear Fluorescent Lamp & Ballast installed. Measure includes Code case. Impacts: Linear Fluorescent-based HOU (varies by BldgType) | DEER2011 | D11 v4.01 | 5/23/2014 15:34:31.757 | Com-Iltg-dWatt-LF | DEER | Scaled | Delta | 0 | 0 | None |  | t | Com-InLtg-LF | t | Com | Any | Lighting | InGen-LF | Ltg_Lmp+Blst | LF_LmpBlst |  | ILtg-Lfluor-fix | LF lamp and ballast: LF lamp: T12, 48 inch, 34W, 2475 lm, CRI = 60, rated life = 20000 hours (2): LF Ballast: Hybrid, Rapid Start, Normal LO (1); Total Fixture Watts = 68 | LF lamp and ballast: LF lamp: T8, 48 inch, 32W, 2710 lm, CRI = 75, rated life = 15000 hours (2): LF Ballast: Electronic, Rapid Start, Normal LO (1); Total Fixture Watts = 60 | LF lamp and ballast: LF lamp: T8, 48 inch, 32W, 2970 lm, CRI = 85, rated life = 24000 hours (2): LF Ballast: Electronic, Instant Start, Reduced LO (1); Total Fixture Watts = 48 | LFLmpBlst-T12-48in-34w+Hyb-RS-NLO(68w) | LFLmpBlst-T8-48in-32w-1g+El-RS-NLO(60w) | LFLmpBlst-T8-48in-32w-3g+El-IS-RLO(48w) | Standard | Code Technology base on: Minor Retrofit Only | f | f | DEER Lighting measure | ErRobNc |  | ILtg-Lfluor-fix |  | None | 1/1/2013 | 6/30/2014 |  | FALSE | FALSE |  |  | FALSE | FALSE | FALSE | FALSE | FALSE | FALSE | FALSE | FALSE | FALSE
2283 | Com-Lighting-InGen_T12-48in-68w_T8-48in-60w-A_T8-48in-51w-C | Commercial Indoor General Lighting: more efficient Linear Fluorescent Lamp & Ballast installed. Measure includes Code case. Impacts: Linear Fluorescent-based HOU (varies by BldgType) | DEER2011 | D11 v4.01 | 5/23/2014 15:34:31.757 | Com-Iltg-dWatt-LF | DEER | Scaled | Delta | 0 | 0 | None |  | t | Com-InLtg-LF | t | Com | Any | Lighting | InGen-LF | Ltg_Lmp+Blst | LF_LmpBlst |  | ILtg-Lfluor-fix | LF lamp and ballast: LF lamp: T12, 48 inch, 34W, 2475 lm, CRI = 60, rated life = 20000 hours (2): LF Ballast: Hybrid, Rapid Start, Normal LO (1); Total Fixture Watts = 68 | LF lamp and ballast: LF lamp: T8, 48 inch, 32W, 2710 lm, CRI = 75, rated life = 15000 hours (2): LF Ballast: Electronic, Rapid Start, Normal LO (1); Total Fixture Watts = 60 | LF lamp and ballast: LF lamp: T8, 48 inch, 30W, 2750 lm, CRI = 85, rated life = 24000 hours (2): LF Ballast: Electronic, Instant Start, Normal LO (1); Total Fixture Watts = 51 | LFLmpBlst-T12-48in-34w+Hyb-RS-NLO(68w) | LFLmpBlst-T8-48in-32w-1g+El-RS-NLO(60w) | LFLmpBlst-T8-48in-30w+El-IS-NLO(51w) | Standard | Code Technology base on: Minor Retrofit Only | f | f | DEER Lighting measure | ErRobNc |  | ILtg-Lfluor-fix |  | None | 1/1/2013 | 6/30/2014 |  | FALSE | FALSE |  |  | FALSE | FALSE | FALSE | FALSE | FALSE | FALSE | FALSE | FALSE | FALSE
2284 | Com-Lighting-InGen_T12-48in-68w_T8-48in-70w-A_T8-48in-54w-C | Commercial Indoor General Lighting: more efficient Linear Fluorescent Lamp & Ballast installed. Measure includes Code case. Impacts: Linear Fluorescent-based HOU (varies by BldgType) | DEER2011 | D11 v4.01 | 5/23/2014 15:34:31.757 | Com-Iltg-dWatt-LF | DEER | Scaled | Delta | 0 | 0 | None |  | t | Com-InLtg-LF | t | Com | Any | Lighting | InGen-LF | Ltg_Lmp+Blst | LF_LmpBlst |  | ILtg-Lfluor-fix | LF lamp and ballast: LF lamp: T12, 48 inch, 34W, 2475 lm, CRI = 60, rated life = 20000 hours (2): LF Ballast: Hybrid, Rapid Start, Normal LO (1); Total Fixture Watts = 68 | LF lamp and ballast: LF lamp: T8, 48 inch, 32W, 2710 lm, CRI = 75, rated life = 15000 hours (2): LF Ballast: Electronic, Rapid Start, High LO (1); Total Fixture Watts = 70 | LF lamp and ballast: LF lamp: T8, 48 inch, 32W, 2970 lm, CRI = 85, rated life = 24000 hours (2): LF Ballast: Electronic, Instant Start, Normal LO (1); Total Fixture Watts = 54 | LFLmpBlst-T12-48in-34w+Hyb-RS-NLO(68w) | LFLmpBlst-T8-48in-32w-1g+El-RS-HLO(70w) | LFLmpBlst-T8-48in-32w-3g+El-IS-NLO(54w) | Standard | Code Technology base on: Minor Retrofit Only | f | f | DEER Lighting measure | ErRobNc |  | ILtg-Lfluor-fix |  | None | 1/1/2013 | 6/30/2014 |  | FALSE | FALSE |  |  | FALSE | FALSE | FALSE | FALSE | FALSE | FALSE | FALSE | FALSE | FALSE
2285 | Com-Lighting-InGen_T12-48in-72w-A_T8-48in-59w-C_T8-48in-45w | Commercial Indoor General Lighting: more efficient Linear Fluorescent Lamp & Ballast installed. Measure includes Code case. Impacts: Linear Fluorescent-based HOU (varies by BldgType) | DEER2014 | D13 v1.2 | 5/23/2014 15:34:31.757 | Com-Iltg-dWatt-LF | DEER | Scaled | Delta | 14 | 27 | None |  | f |  | t | Com | Any | Lighting | InGen-LF | Ltg_Lmp+Blst | LF_LmpBlst |  | ILtg-Lfluor-fix | LF lamp and ballast: LF lamp: T12, 48 inch, 34W, 2475 lm, CRI = 60, rated life = 20000 hours (2): LF Ballast: Energy Saver Magnetic (EPACT compliant), Rapid Start, Normal LO (1); Total Fixture Watts = 72 | LF lamp and ballast: LF lamp: T8, 48 inch, 32W, 2970 lm, CRI = 82, rated life = 20000 hours (2): LF Ballast: Electronic, Instant Start, Normal LO (1); Any type of reflector; Total Fixture Watts = 59 | LF lamp and ballast: LF lamp: T8, 48 inch, 30W, 2750 lm, CRI = 85, rated life = 24000 hours (2): LF Ballast: Electronic, Instant Start, Reduced LO (1); Total Fixture Watts = 45 | LFLmpBlst-T12-48in-34w+MagES-RS-NLO(72w) | LFLmpBlst-T8-48in-32w-2g+El-IS-NLO+Refl(59w) | LFLmpBlst-T8-48in-30w+El-IS-RLO(45w) | Review |  | f | f | DEER Lighting measure | ErRobNc |  | ILtg-Lfluor-fix |  | DEER1316-Ltg-Com-LF | 1/1/2013 |  | DEER2016 HOU Update | FALSE | FALSE |  |  | FALSE | FALSE | FALSE | FALSE | FALSE | FALSE | FALSE | FALSE | FALSE
2286 | Com-Lighting-InGen_T12-48in-72w-A_T8-48in-52w-B_T8-48in-48w | Commercial Indoor General Lighting: more efficient Linear Fluorescent Lamp & Ballast installed. Measure includes Code case. Impacts: Linear Fluorescent-based HOU (varies by BldgType) | DEER2014 | D13 v1.2 | 5/23/2014 15:34:31.757 | Com-Iltg-dWatt-LF | DEER | Scaled | Delta | 4 | 24 | None |  | f |  | t | Com | Any | Lighting | InGen-LF | Ltg_Lmp+Blst | LF_LmpBlst |  | ILtg-Lfluor-fix | LF lamp and ballast: LF lamp: T12, 48 inch, 34W, 2475 lm, CRI = 60, rated life = 20000 hours (2): LF Ballast: Energy Saver Magnetic (EPACT compliant), Rapid Start, Normal LO (1); Total Fixture Watts = 72 | LF lamp and ballast: LF lamp: T8, 48 inch, 32W, 2970 lm, CRI = 82, rated life = 20000 hours (2): LF Ballast: Electronic, Instant Start, Reduced LO (1); Total Fixture Watts = 52 | LF lamp and ballast: LF lamp: T8, 48 inch, 32W, 2970 lm, CRI = 85, rated life = 24000 hours (2): LF Ballast: Electronic, Instant Start, Reduced LO (1); Total Fixture Watts = 48 | LFLmpBlst-T12-48in-34w+MagES-RS-NLO(72w) | LFLmpBlst-T8-48in-32w-2g+El-IS-RLO(52w) | LFLmpBlst-T8-48in-32w-3g+El-IS-RLO(48w) | Review |  | f | f | DEER Lighting measure | ErRobNc |  | ILtg-Lfluor-fix |  | DEER1316-Ltg-Com-LF | 1/1/2013 |  | DEER2016 HOU Update | FALSE | FALSE |  |  | FALSE | FALSE | FALSE | FALSE | FALSE | FALSE | FALSE | FALSE | FALSE
2287 | Com-Lighting-InGen_T12-48in-72w-A_T8-48in-52w-A_T8-48in-45w | Commercial Indoor General Lighting: more efficient Linear Fluorescent Lamp & Ballast installed. Measure includes Code case. Impacts: Linear Fluorescent-based HOU (varies by BldgType) | DEER2011 | D11 v4.01 | 5/23/2014 15:34:31.757 | Com-Iltg-dWatt-LF | DEER | Scaled | Delta | 0 | 0 | None |  | t | Com-InLtg-LF | t | Com | Any | Lighting | InGen-LF | Ltg_Lmp+Blst | LF_LmpBlst |  | ILtg-Lfluor-fix | LF lamp and ballast: LF lamp: T12, 48 inch, 34W, 2475 lm, CRI = 60, rated life = 20000 hours (2): LF Ballast: Energy Saver Magnetic (EPACT compliant), Rapid Start, Normal LO (1); Total Fixture Watts = 72 | LF lamp and ballast: LF lamp: T8, 48 inch, 32W, 2710 lm, CRI = 75, rated life = 15000 hours (2): LF Ballast: Electronic, Instant Start, Reduced LO (1); Total Fixture Watts = 52 | LF lamp and ballast: LF lamp: T8, 48 inch, 30W, 2750 lm, CRI = 85, rated life = 24000 hours (2): LF Ballast: Electronic, Instant Start, Reduced LO (1); Total Fixture Watts = 45 | LFLmpBlst-T12-48in-34w+MagES-RS-NLO(72w) | LFLmpBlst-T8-48in-32w-1g+El-IS-RLO(52w) | LFLmpBlst-T8-48in-30w+El-IS-RLO(45w) | Standard | Code Technology base on: Minor Retrofit Only | f | f | DEER Lighting measure | ErRobNc |  | ILtg-Lfluor-fix |  | None | 1/1/2013 | 6/30/2014 |  | FALSE | FALSE |  |  | FALSE | FALSE | FALSE | FALSE | FALSE | FALSE | FALSE | FALSE | FALSE
2288 | Com-Lighting-InGen_T12-48in-72w-A_T8-48in-59w-C_T8-48in-51w-C | Commercial Indoor General Lighting: more efficient Linear Fluorescent Lamp & Ballast installed. Measure includes Code case. Impacts: Linear Fluorescent-based HOU (varies by BldgType) | DEER2014 | D13 v1.2 | 5/23/2014 15:34:31.757 | Com-Iltg-dWatt-LF | DEER | Scaled | Delta | 8 | 21 | None |  | f |  | t | Com | Any | Lighting | InGen-LF | Ltg_Lmp+Blst | LF_LmpBlst |  | ILtg-Lfluor-fix | LF lamp and ballast: LF lamp: T12, 48 inch, 34W, 2475 lm, CRI = 60, rated life = 20000 hours (2): LF Ballast: Energy Saver Magnetic (EPACT compliant), Rapid Start, Normal LO (1); Total Fixture Watts = 72 | LF lamp and ballast: LF lamp: T8, 48 inch, 32W, 2970 lm, CRI = 82, rated life = 20000 hours (2): LF Ballast: Electronic, Instant Start, Normal LO (1); Any type of reflector; Total Fixture Watts = 59 | LF lamp and ballast: LF lamp: T8, 48 inch, 30W, 2750 lm, CRI = 85, rated life = 24000 hours (2): LF Ballast: Electronic, Instant Start, Normal LO (1); Total Fixture Watts = 51 | LFLmpBlst-T12-48in-34w+MagES-RS-NLO(72w) | LFLmpBlst-T8-48in-32w-2g+El-IS-NLO+Refl(59w) | LFLmpBlst-T8-48in-30w+El-IS-NLO(51w) | Review |  | f | f | DEER Lighting measure | ErRobNc |  | ILtg-Lfluor-fix |  | DEER1316-Ltg-Com-LF | 1/1/2013 |  | DEER2016 HOU Update | FALSE | FALSE |  |  | FALSE | FALSE | FALSE | FALSE | FALSE | FALSE | FALSE | FALSE | FALSE
2289 | Com-Lighting-InGen_T12-48in-72w-A_T8-48in-59w-C_T8-48in-54w-C | Commercial Indoor General Lighting: more efficient Linear Fluorescent Lamp & Ballast installed. Measure includes Code case. Impacts: Linear Fluorescent-based HOU (varies by BldgType) | DEER2014 | D13 v1.2 | 5/23/2014 15:34:31.757 | Com-Iltg-dWatt-LF | DEER | Scaled | Delta | 5 | 18 | None |  | f |  | t | Com | Any | Lighting | InGen-LF | Ltg_Lmp+Blst | LF_LmpBlst |  | ILtg-Lfluor-fix | LF lamp and ballast: LF lamp: T12, 48 inch, 34W, 2475 lm, CRI = 60, rated life = 20000 hours (2): LF Ballast: Energy Saver Magnetic (EPACT compliant), Rapid Start, Normal LO (1); Total Fixture Watts = 72 | LF lamp and ballast: LF lamp: T8, 48 inch, 32W, 2970 lm, CRI = 82, rated life = 20000 hours (2): LF Ballast: Electronic, Instant Start, Normal LO (1); Any type of reflector; Total Fixture Watts = 59 | LF lamp and ballast: LF lamp: T8, 48 inch, 32W, 2970 lm, CRI = 85, rated life = 24000 hours (2): LF Ballast: Electronic, Instant Start, Normal LO (1); Total Fixture Watts = 54 | LFLmpBlst-T12-48in-34w+MagES-RS-NLO(72w) | LFLmpBlst-T8-48in-32w-2g+El-IS-NLO+Refl(59w) | LFLmpBlst-T8-48in-32w-3g+El-IS-NLO(54w) | Review |  | f | f | DEER Lighting measure | ErRobNc |  | ILtg-Lfluor-fix | D08-NE-ILtg-LFluor-Prim-RplLPD-48in34wT12ESMg72w-48in2g32wT8RSREl54w | DEER1316-Ltg-Com-LF | 1/1/2013 |  | DEER2016 HOU Update | FALSE | FALSE |  |  | FALSE | FALSE | FALSE | FALSE | FALSE | FALSE | FALSE | FALSE | FALSE
2290 | Com-Lighting-InGen_T12-48in-72w-A_T8-48in-60w-A_T8-48in-48w | Commercial Indoor General Lighting: more efficient Linear Fluorescent Lamp & Ballast installed. Measure includes Code case. Impacts: Linear Fluorescent-based HOU (varies by BldgType) | DEER2011 | D11 v4.01 | 5/23/2014 15:34:31.757 | Com-Iltg-dWatt-LF | DEER | Scaled | Delta | 0 | 0 | None |  | t | Com-InLtg-LF | t | Com | Any | Lighting | InGen-LF | Ltg_Lmp+Blst | LF_LmpBlst |  | ILtg-Lfluor-fix | LF lamp and ballast: LF lamp: T12, 48 inch, 34W, 2475 lm, CRI = 60, rated life = 20000 hours (2): LF Ballast: Energy Saver Magnetic (EPACT compliant), Rapid Start, Normal LO (1); Total Fixture Watts = 72 | LF lamp and ballast: LF lamp: T8, 48 inch, 32W, 2710 lm, CRI = 75, rated life = 15000 hours (2): LF Ballast: Electronic, Rapid Start, Normal LO (1); Total Fixture Watts = 60 | LF lamp and ballast: LF lamp: T8, 48 inch, 32W, 2970 lm, CRI = 85, rated life = 24000 hours (2): LF Ballast: Electronic, Instant Start, Reduced LO (1); Total Fixture Watts = 48 | LFLmpBlst-T12-48in-34w+MagES-RS-NLO(72w) | LFLmpBlst-T8-48in-32w-1g+El-RS-NLO(60w) | LFLmpBlst-T8-48in-32w-3g+El-IS-RLO(48w) | Standard | Code Technology base on: Minor Retrofit Only | f | f | DEER Lighting measure | ErRobNc |  | ILtg-Lfluor-fix |  | None | 1/1/2013 | 6/30/2014 |  | FALSE | FALSE |  |  | FALSE | FALSE | FALSE | FALSE | FALSE | FALSE | FALSE | FALSE | FALSE
2291 | Com-Lighting-InGen_T12-48in-72w-A_T8-48in-60w-A_T8-48in-51w-C | Commercial Indoor General Lighting: more efficient Linear Fluorescent Lamp & Ballast installed. Measure includes Code case. Impacts: Linear Fluorescent-based HOU (varies by BldgType) | DEER2011 | D11 v4.01 | 5/23/2014 15:34:31.757 | Com-Iltg-dWatt-LF | DEER | Scaled | Delta | 0 | 0 | None |  | t | Com-InLtg-LF | t | Com | Any | Lighting | InGen-LF | Ltg_Lmp+Blst | LF_LmpBlst |  | ILtg-Lfluor-fix | LF lamp and ballast: LF lamp: T12, 48 inch, 34W, 2475 lm, CRI = 60, rated life = 20000 hours (2): LF Ballast: Energy Saver Magnetic (EPACT compliant), Rapid Start, Normal LO (1); Total Fixture Watts = 72 | LF lamp and ballast: LF lamp: T8, 48 inch, 32W, 2710 lm, CRI = 75, rated life = 15000 hours (2): LF Ballast: Electronic, Rapid Start, Normal LO (1); Total Fixture Watts = 60 | LF lamp and ballast: LF lamp: T8, 48 inch, 30W, 2750 lm, CRI = 85, rated life = 24000 hours (2): LF Ballast: Electronic, Instant Start, Normal LO (1); Total Fixture Watts = 51 | LFLmpBlst-T12-48in-34w+MagES-RS-NLO(72w) | LFLmpBlst-T8-48in-32w-1g+El-RS-NLO(60w) | LFLmpBlst-T8-48in-30w+El-IS-NLO(51w) | Standard | Code Technology base on: Minor Retrofit Only | f | f | DEER Lighting measure | ErRobNc |  | ILtg-Lfluor-fix |  | None | 1/1/2013 | 6/30/2014 |  | FALSE | FALSE |  |  | FALSE | FALSE | FALSE | FALSE | FALSE | FALSE | FALSE | FALSE | FALSE
2292 | Com-Lighting-InGen_T12-48in-72w-A_T8-48in-70w-A_T8-48in-54w-C | Commercial Indoor General Lighting: more efficient Linear Fluorescent Lamp & Ballast installed. Measure includes Code case. Impacts: Linear Fluorescent-based HOU (varies by BldgType) | DEER2011 | D11 v4.01 | 5/23/2014 15:34:31.757 | Com-Iltg-dWatt-LF | DEER | Scaled | Delta | 0 | 0 | None |  | t | Com-InLtg-LF | t | Com | Any | Lighting | InGen-LF | Ltg_Lmp+Blst | LF_LmpBlst |  | ILtg-Lfluor-fix | LF lamp and ballast: LF lamp: T12, 48 inch, 34W, 2475 lm, CRI = 60, rated life = 20000 hours (2): LF Ballast: Energy Saver Magnetic (EPACT compliant), Rapid Start, Normal LO (1); Total Fixture Watts = 72 | LF lamp and ballast: LF lamp: T8, 48 inch, 32W, 2710 lm, CRI = 75, rated life = 15000 hours (2): LF Ballast: Electronic, Rapid Start, High LO (1); Total Fixture Watts = 70 | LF lamp and ballast: LF lamp: T8, 48 inch, 32W, 2970 lm, CRI = 85, rated life = 24000 hours (2): LF Ballast: Electronic, Instant Start, Normal LO (1); Total Fixture Watts = 54 | LFLmpBlst-T12-48in-34w+MagES-RS-NLO(72w) | LFLmpBlst-T8-48in-32w-1g+El-RS-HLO(70w) | LFLmpBlst-T8-48in-32w-3g+El-IS-NLO(54w) | Standard | Code Technology base on: Minor Retrofit Only | f | f | DEER Lighting measure | ErRobNc |  | ILtg-Lfluor-fix | D08-NE-ILtg-LFluor-Prim-Rtr-48in34wT12ESMg72w-48in3g32wT8PISNEl54w | None | 1/1/2013 | 6/30/2014 |  | FALSE | FALSE |  |  | FALSE | FALSE | FALSE | FALSE | FALSE | FALSE | FALSE | FALSE | FALSE
2293 | Com-Lighting-InGen_T12-48in-74w-B_T8-48in-52w-B_T8-48in-45w | Commercial Indoor General Lighting: more efficient Linear Fluorescent Lamp & Ballast installed. Measure includes Code case. Impacts: Linear Fluorescent-based HOU (varies by BldgType) | DEER2014 | D13 v1.2 | 5/23/2014 15:34:31.757 | Com-Iltg-dWatt-LF | DEER | Scaled | Delta | 7 | 29 | None |  | f |  | t | Com | Any | Lighting | InGen-LF | Ltg_Lmp+Blst | LF_LmpBlst |  | ILtg-Lfluor-fix | LF lamp and ballast: LF lamp: T12, 48 inch, 39W, 2750 lm, CRI = 60, rated life = 20000 hours (2): LF Ballast: Energy Saver Magnetic (EPACT compliant), Instant Start, Normal LO (1); Total Fixture Watts = 74 | LF lamp and ballast: LF lamp: T8, 48 inch, 32W, 2970 lm, CRI = 82, rated life = 20000 hours (2): LF Ballast: Electronic, Instant Start, Reduced LO (1); Total Fixture Watts = 52 | LF lamp and ballast: LF lamp: T8, 48 inch, 30W, 2750 lm, CRI = 85, rated life = 24000 hours (2): LF Ballast: Electronic, Instant Start, Reduced LO (1); Total Fixture Watts = 45 | LFLmpBlst-T12-48in-39w+MagES-IS-NLO(74w) | LFLmpBlst-T8-48in-32w-2g+El-IS-RLO(52w) | LFLmpBlst-T8-48in-30w+El-IS-RLO(45w) | Review |  | f | f | DEER Lighting measure | ErRobNc |  | ILtg-Lfluor-fix |  | DEER1316-Ltg-Com-LF | 1/1/2013 |  | DEER2016 HOU Update | FALSE | FALSE |  |  | FALSE | FALSE | FALSE | FALSE | FALSE | FALSE | FALSE | FALSE | FALSE
2294 | Com-Lighting-InGen_T12-48in-74w-B_T8-48in-52w-B_T8-48in-48w | Commercial Indoor General Lighting: more efficient Linear Fluorescent Lamp & Ballast installed. Measure includes Code case. Impacts: Linear Fluorescent-based HOU (varies by BldgType) | DEER2014 | D13 v1.2 | 5/23/2014 15:34:31.757 | Com-Iltg-dWatt-LF | DEER | Scaled | Delta | 4 | 26 | None |  | f |  | t | Com | Any | Lighting | InGen-LF | Ltg_Lmp+Blst | LF_LmpBlst |  | ILtg-Lfluor-fix | LF lamp and ballast: LF lamp: T12, 48 inch, 39W, 2750 lm, CRI = 60, rated life = 20000 hours (2): LF Ballast: Energy Saver Magnetic (EPACT compliant), Instant Start, Normal LO (1); Total Fixture Watts = 74 | LF lamp and ballast: LF lamp: T8, 48 inch, 32W, 2970 lm, CRI = 82, rated life = 20000 hours (2): LF Ballast: Electronic, Instant Start, Reduced LO (1); Total Fixture Watts = 52 | LF lamp and ballast: LF lamp: T8, 48 inch, 32W, 2970 lm, CRI = 85, rated life = 24000 hours (2): LF Ballast: Electronic, Instant Start, Reduced LO (1); Total Fixture Watts = 48 | LFLmpBlst-T12-48in-39w+MagES-IS-NLO(74w) | LFLmpBlst-T8-48in-32w-2g+El-IS-RLO(52w) | LFLmpBlst-T8-48in-32w-3g+El-IS-RLO(48w) | Review |  | f | f | DEER Lighting measure | ErRobNc |  | ILtg-Lfluor-fix |  | DEER1316-Ltg-Com-LF | 1/1/2013 |  | DEER2016 HOU Update | FALSE | FALSE |  |  | FALSE | FALSE | FALSE | FALSE | FALSE | FALSE | FALSE | FALSE | FALSE
2295 | Com-Lighting-InGen_T12-48in-74w-B_T8-48in-59w-C_T8-48in-51w-C | Commercial Indoor General Lighting: more efficient Linear Fluorescent Lamp & Ballast installed. Measure includes Code case. Impacts: Linear Fluorescent-based HOU (varies by BldgType) | DEER2014 | D13 v1.2 | 5/23/2014 15:34:31.757 | Com-Iltg-dWatt-LF | DEER | Scaled | Delta | 8 | 23 | None |  | f |  | t | Com | Any | Lighting | InGen-LF | Ltg_Lmp+Blst | LF_LmpBlst |  | ILtg-Lfluor-fix | LF lamp and ballast: LF lamp: T12, 48 inch, 39W, 2750 lm, CRI = 60, rated life = 20000 hours (2): LF Ballast: Energy Saver Magnetic (EPACT compliant), Instant Start, Normal LO (1); Total Fixture Watts = 74 | LF lamp and ballast: LF lamp: T8, 48 inch, 32W, 2970 lm, CRI = 82, rated life = 20000 hours (2): LF Ballast: Electronic, Instant Start, Normal LO (1); Any type of reflector; Total Fixture Watts = 59 | LF lamp and ballast: LF lamp: T8, 48 inch, 30W, 2750 lm, CRI = 85, rated life = 24000 hours (2): LF Ballast: Electronic, Instant Start, Normal LO (1); Total Fixture Watts = 51 | LFLmpBlst-T12-48in-39w+MagES-IS-NLO(74w) | LFLmpBlst-T8-48in-32w-2g+El-IS-NLO+Refl(59w) | LFLmpBlst-T8-48in-30w+El-IS-NLO(51w) | Review |  | f | f | DEER Lighting measure | ErRobNc |  | ILtg-Lfluor-fix |  | DEER1316-Ltg-Com-LF | 1/1/2013 |  | DEER2016 HOU Update | FALSE | FALSE |  |  | FALSE | FALSE | FALSE | FALSE | FALSE | FALSE | FALSE | FALSE | FALSE
2296 | Com-Lighting-InGen_T12-48in-74w-B_T8-48in-52w-A_T8-48in-45w | Commercial Indoor General Lighting: more efficient Linear Fluorescent Lamp & Ballast installed. Measure includes Code case. Impacts: Linear Fluorescent-based HOU (varies by BldgType) | DEER2011 | D11 v4.01 | 5/23/2014 15:34:31.757 | Com-Iltg-dWatt-LF | DEER | Scaled | Delta | 0 | 0 | None |  | t | Com-InLtg-LF | t | Com | Any | Lighting | InGen-LF | Ltg_Lmp+Blst | LF_LmpBlst |  | ILtg-Lfluor-fix | LF lamp and ballast: LF lamp: T12, 48 inch, 39W, 2750 lm, CRI = 60, rated life = 20000 hours (2): LF Ballast: Energy Saver Magnetic (EPACT compliant), Instant Start, Normal LO (1); Total Fixture Watts = 74 | LF lamp and ballast: LF lamp: T8, 48 inch, 32W, 2710 lm, CRI = 75, rated life = 15000 hours (2): LF Ballast: Electronic, Instant Start, Reduced LO (1); Total Fixture Watts = 52 | LF lamp and ballast: LF lamp: T8, 48 inch, 30W, 2750 lm, CRI = 85, rated life = 24000 hours (2): LF Ballast: Electronic, Instant Start, Reduced LO (1); Total Fixture Watts = 45 | LFLmpBlst-T12-48in-39w+MagES-IS-NLO(74w) | LFLmpBlst-T8-48in-32w-1g+El-IS-RLO(52w) | LFLmpBlst-T8-48in-30w+El-IS-RLO(45w) | Standard | Code Technology base on: Minor Retrofit Only | f | f | DEER Lighting measure | ErRobNc |  | ILtg-Lfluor-fix |  | None | 1/1/2013 | 6/30/2014 |  | FALSE | FALSE |  |  | FALSE | FALSE | FALSE | FALSE | FALSE | FALSE | FALSE | FALSE | FALSE
2297 | Com-Lighting-InGen_T12-48in-74w-B_T8-48in-60w-A_T8-48in-48w | Commercial Indoor General Lighting: more efficient Linear Fluorescent Lamp & Ballast installed. Measure includes Code case. Impacts: Linear Fluorescent-based HOU (varies by BldgType) | DEER2011 | D11 v4.01 | 5/23/2014 15:34:31.757 | Com-Iltg-dWatt-LF | DEER | Scaled | Delta | 0 | 0 | None |  | t | Com-InLtg-LF | t | Com | Any | Lighting | InGen-LF | Ltg_Lmp+Blst | LF_LmpBlst |  | ILtg-Lfluor-fix | LF lamp and ballast: LF lamp: T12, 48 inch, 39W, 2750 lm, CRI = 60, rated life = 20000 hours (2): LF Ballast: Energy Saver Magnetic (EPACT compliant), Instant Start, Normal LO (1); Total Fixture Watts = 74 | LF lamp and ballast: LF lamp: T8, 48 inch, 32W, 2710 lm, CRI = 75, rated life = 15000 hours (2): LF Ballast: Electronic, Rapid Start, Normal LO (1); Total Fixture Watts = 60 | LF lamp and ballast: LF lamp: T8, 48 inch, 32W, 2970 lm, CRI = 85, rated life = 24000 hours (2): LF Ballast: Electronic, Instant Start, Reduced LO (1); Total Fixture Watts = 48 | LFLmpBlst-T12-48in-39w+MagES-IS-NLO(74w) | LFLmpBlst-T8-48in-32w-1g+El-RS-NLO(60w) | LFLmpBlst-T8-48in-32w-3g+El-IS-RLO(48w) | Standard | Code Technology base on: Minor Retrofit Only | f | f | DEER Lighting measure | ErRobNc |  | ILtg-Lfluor-fix |  | None | 1/1/2013 | 6/30/2014 |  | FALSE | FALSE |  |  | FALSE | FALSE | FALSE | FALSE | FALSE | FALSE | FALSE | FALSE | FALSE
2298 | Com-Lighting-InGen_T12-48in-74w-B_T8-48in-59w-C_T8-48in-54w-C | Commercial Indoor General Lighting: more efficient Linear Fluorescent Lamp & Ballast installed. Measure includes Code case. Impacts: Linear Fluorescent-based HOU (varies by BldgType) | DEER2014 | D13 v1.2 | 5/23/2014 15:34:31.757 | Com-Iltg-dWatt-LF | DEER | Scaled | Delta | 5 | 20 | None |  | f |  | t | Com | Any | Lighting | InGen-LF | Ltg_Lmp+Blst | LF_LmpBlst |  | ILtg-Lfluor-fix | LF lamp and ballast: LF lamp: T12, 48 inch, 39W, 2750 lm, CRI = 60, rated life = 20000 hours (2): LF Ballast: Energy Saver Magnetic (EPACT compliant), Instant Start, Normal LO (1); Total Fixture Watts = 74 | LF lamp and ballast: LF lamp: T8, 48 inch, 32W, 2970 lm, CRI = 82, rated life = 20000 hours (2): LF Ballast: Electronic, Instant Start, Normal LO (1); Any type of reflector; Total Fixture Watts = 59 | LF lamp and ballast: LF lamp: T8, 48 inch, 32W, 2970 lm, CRI = 85, rated life = 24000 hours (2): LF Ballast: Electronic, Instant Start, Normal LO (1); Total Fixture Watts = 54 | LFLmpBlst-T12-48in-39w+MagES-IS-NLO(74w) | LFLmpBlst-T8-48in-32w-2g+El-IS-NLO+Refl(59w) | LFLmpBlst-T8-48in-32w-3g+El-IS-NLO(54w) | Review |  | f | f | DEER Lighting measure | ErRobNc |  | ILtg-Lfluor-fix |  | DEER1316-Ltg-Com-LF | 1/1/2013 |  | DEER2016 HOU Update | FALSE | FALSE |  |  | FALSE | FALSE | FALSE | FALSE | FALSE | FALSE | FALSE | FALSE | FALSE
2299 | Com-Lighting-InGen_T12-48in-74w-B_T8-48in-60w-A_T8-48in-51w-C | Commercial Indoor General Lighting: more efficient Linear Fluorescent Lamp & Ballast installed. Measure includes Code case. Impacts: Linear Fluorescent-based HOU (varies by BldgType) | DEER2011 | D11 v4.01 | 5/23/2014 15:34:31.757 | Com-Iltg-dWatt-LF | DEER | Scaled | Delta | 0 | 0 | None |  | t | Com-InLtg-LF | t | Com | Any | Lighting | InGen-LF | Ltg_Lmp+Blst | LF_LmpBlst |  | ILtg-Lfluor-fix | LF lamp and ballast: LF lamp: T12, 48 inch, 39W, 2750 lm, CRI = 60, rated life = 20000 hours (2): LF Ballast: Energy Saver Magnetic (EPACT compliant), Instant Start, Normal LO (1); Total Fixture Watts = 74 | LF lamp and ballast: LF lamp: T8, 48 inch, 32W, 2710 lm, CRI = 75, rated life = 15000 hours (2): LF Ballast: Electronic, Rapid Start, Normal LO (1); Total Fixture Watts = 60 | LF lamp and ballast: LF lamp: T8, 48 inch, 30W, 2750 lm, CRI = 85, rated life = 24000 hours (2): LF Ballast: Electronic, Instant Start, Normal LO (1); Total Fixture Watts = 51 | LFLmpBlst-T12-48in-39w+MagES-IS-NLO(74w) | LFLmpBlst-T8-48in-32w-1g+El-RS-NLO(60w) | LFLmpBlst-T8-48in-30w+El-IS-NLO(51w) | Standard | Code Technology base on: Minor Retrofit Only | f | f | DEER Lighting measure | ErRobNc |  | ILtg-Lfluor-fix |  | None | 1/1/2013 | 6/30/2014 |  | FALSE | FALSE |  |  | FALSE | FALSE | FALSE | FALSE | FALSE | FALSE | FALSE | FALSE | FALSE
2300 | Com-Lighting-InGen_T12-48in-74w-B_T8-48in-70w-A_T8-48in-54w-C | Commercial Indoor General Lighting: more efficient Linear Fluorescent Lamp & Ballast installed. Measure includes Code case. Impacts: Linear Fluorescent-based HOU (varies by BldgType) | DEER2011 | D11 v4.01 | 5/23/2014 15:34:31.757 | Com-Iltg-dWatt-LF | DEER | Scaled | Delta | 0 | 0 | None |  | t | Com-InLtg-LF | t | Com | Any | Lighting | InGen-LF | Ltg_Lmp+Blst | LF_LmpBlst |  | ILtg-Lfluor-fix | LF lamp and ballast: LF lamp: T12, 48 inch, 39W, 2750 lm, CRI = 60, rated life = 20000 hours (2): LF Ballast: Energy Saver Magnetic (EPACT compliant), Instant Start, Normal LO (1); Total Fixture Watts = 74 | LF lamp and ballast: LF lamp: T8, 48 inch, 32W, 2710 lm, CRI = 75, rated life = 15000 hours (2): LF Ballast: Electronic, Rapid Start, High LO (1); Total Fixture Watts = 70 | LF lamp and ballast: LF lamp: T8, 48 inch, 32W, 2970 lm, CRI = 85, rated life = 24000 hours (2): LF Ballast: Electronic, Instant Start, Normal LO (1); Total Fixture Watts = 54 | LFLmpBlst-T12-48in-39w+MagES-IS-NLO(74w) | LFLmpBlst-T8-48in-32w-1g+El-RS-HLO(70w) | LFLmpBlst-T8-48in-32w-3g+El-IS-NLO(54w) | Standard | Code Technology base on: Minor Retrofit Only | f | f | DEER Lighting measure | ErRobNc |  | ILtg-Lfluor-fix |  | None | 1/1/2013 | 6/30/2014 |  | FALSE | FALSE |  |  | FALSE | FALSE | FALSE | FALSE | FALSE | FALSE | FALSE | FALSE | FALSE
2301 | Com-Lighting-InGen_T12-48in-80w-C_T8-48in-52w-B_T8-48in-45w | Commercial Indoor General Lighting: more efficient Linear Fluorescent Lamp & Ballast installed. Measure includes Code case. Impacts: Linear Fluorescent-based HOU (varies by BldgType) | DEER2014 | D13 v1.2 | 5/23/2014 15:34:31.757 | Com-Iltg-dWatt-LF | DEER | Scaled | Delta | 7 | 35 | None |  | f |  | t | Com | Any | Lighting | InGen-LF | Ltg_Lmp+Blst | LF_LmpBlst |  | ILtg-Lfluor-fix | LF lamp and ballast: LF lamp: T12, 48 inch, 39W, 2750 lm, CRI = 60, rated life = 20000 hours (2): LF Ballast: Hybrid, Instant Start, Normal LO (1); Total Fixture Watts = 80 | LF lamp and ballast: LF lamp: T8, 48 inch, 32W, 2970 lm, CRI = 82, rated life = 20000 hours (2): LF Ballast: Electronic, Instant Start, Reduced LO (1); Total Fixture Watts = 52 | LF lamp and ballast: LF lamp: T8, 48 inch, 30W, 2750 lm, CRI = 85, rated life = 24000 hours (2): LF Ballast: Electronic, Instant Start, Reduced LO (1); Total Fixture Watts = 45 | LFLmpBlst-T12-48in-39w+Hyb-IS-NLO(80w) | LFLmpBlst-T8-48in-32w-2g+El-IS-RLO(52w) | LFLmpBlst-T8-48in-30w+El-IS-RLO(45w) | Review |  | f | f | DEER Lighting measure | ErRobNc |  | ILtg-Lfluor-fix |  | DEER1316-Ltg-Com-LF | 1/1/2013 |  | DEER2016 HOU Update | FALSE | FALSE |  |  | FALSE | FALSE | FALSE | FALSE | FALSE | FALSE | FALSE | FALSE | FALSE
2302 | Com-Lighting-InGen_T12-48in-80w-C_T8-48in-52w-B_T8-48in-48w | Commercial Indoor General Lighting: more efficient Linear Fluorescent Lamp & Ballast installed. Measure includes Code case. Impacts: Linear Fluorescent-based HOU (varies by BldgType) | DEER2014 | D13 v1.2 | 5/23/2014 15:34:31.757 | Com-Iltg-dWatt-LF | DEER | Scaled | Delta | 4 | 32 | None |  | f |  | t | Com | Any | Lighting | InGen-LF | Ltg_Lmp+Blst | LF_LmpBlst |  | ILtg-Lfluor-fix | LF lamp and ballast: LF lamp: T12, 48 inch, 39W, 2750 lm, CRI = 60, rated life = 20000 hours (2): LF Ballast: Hybrid, Instant Start, Normal LO (1); Total Fixture Watts = 80 | LF lamp and ballast: LF lamp: T8, 48 inch, 32W, 2970 lm, CRI = 82, rated life = 20000 hours (2): LF Ballast: Electronic, Instant Start, Reduced LO (1); Total Fixture Watts = 52 | LF lamp and ballast: LF lamp: T8, 48 inch, 32W, 2970 lm, CRI = 85, rated life = 24000 hours (2): LF Ballast: Electronic, Instant Start, Reduced LO (1); Total Fixture Watts = 48 | LFLmpBlst-T12-48in-39w+Hyb-IS-NLO(80w) | LFLmpBlst-T8-48in-32w-2g+El-IS-RLO(52w) | LFLmpBlst-T8-48in-32w-3g+El-IS-RLO(48w) | Review |  | f | f | DEER Lighting measure | ErRobNc |  | ILtg-Lfluor-fix |  | DEER1316-Ltg-Com-LF | 1/1/2013 |  | DEER2016 HOU Update | FALSE | FALSE |  |  | FALSE | FALSE | FALSE | FALSE | FALSE | FALSE | FALSE | FALSE | FALSE
2303 | Com-Lighting-InGen_T12-48in-80w-C_T8-48in-52w-A_T8-48in-45w | Commercial Indoor General Lighting: more efficient Linear Fluorescent Lamp & Ballast installed. Measure includes Code case. Impacts: Linear Fluorescent-based HOU (varies by BldgType) | DEER2011 | D11 v4.01 | 5/23/2014 15:34:31.757 | Com-Iltg-dWatt-LF | DEER | Scaled | Delta | 0 | 0 | None |  | t | Com-InLtg-LF | t | Com | Any | Lighting | InGen-LF | Ltg_Lmp+Blst | LF_LmpBlst |  | ILtg-Lfluor-fix | LF lamp and ballast: LF lamp: T12, 48 inch, 39W, 2750 lm, CRI = 60, rated life = 20000 hours (2): LF Ballast: Hybrid, Instant Start, Normal LO (1); Total Fixture Watts = 80 | LF lamp and ballast: LF lamp: T8, 48 inch, 32W, 2710 lm, CRI = 75, rated life = 15000 hours (2): LF Ballast: Electronic, Instant Start, Reduced LO (1); Total Fixture Watts = 52 | LF lamp and ballast: LF lamp: T8, 48 inch, 30W, 2750 lm, CRI = 85, rated life = 24000 hours (2): LF Ballast: Electronic, Instant Start, Reduced LO (1); Total Fixture Watts = 45 | LFLmpBlst-T12-48in-39w+Hyb-IS-NLO(80w) | LFLmpBlst-T8-48in-32w-1g+El-IS-RLO(52w) | LFLmpBlst-T8-48in-30w+El-IS-RLO(45w) | Standard | Code Technology base on: Minor Retrofit Only | f | f | DEER Lighting measure | ErRobNc |  | ILtg-Lfluor-fix |  | None | 1/1/2013 | 6/30/2014 |  | FALSE | FALSE |  |  | FALSE | FALSE | FALSE | FALSE | FALSE | FALSE | FALSE | FALSE | FALSE
2304 | Com-Lighting-InGen_T12-48in-80w-C_T8-48in-59w-C_T8-48in-51w-C | Commercial Indoor General Lighting: more efficient Linear Fluorescent Lamp & Ballast installed. Measure includes Code case. Impacts: Linear Fluorescent-based HOU (varies by BldgType) | DEER2014 | D13 v1.2 | 5/23/2014 15:34:31.757 | Com-Iltg-dWatt-LF | DEER | Scaled | Delta | 8 | 29 | None |  | f |  | t | Com | Any | Lighting | InGen-LF | Ltg_Lmp+Blst | LF_LmpBlst |  | ILtg-Lfluor-fix | LF lamp and ballast: LF lamp: T12, 48 inch, 39W, 2750 lm, CRI = 60, rated life = 20000 hours (2): LF Ballast: Hybrid, Instant Start, Normal LO (1); Total Fixture Watts = 80 | LF lamp and ballast: LF lamp: T8, 48 inch, 32W, 2970 lm, CRI = 82, rated life = 20000 hours (2): LF Ballast: Electronic, Instant Start, Normal LO (1); Any type of reflector; Total Fixture Watts = 59 | LF lamp and ballast: LF lamp: T8, 48 inch, 30W, 2750 lm, CRI = 85, rated life = 24000 hours (2): LF Ballast: Electronic, Instant Start, Normal LO (1); Total Fixture Watts = 51 | LFLmpBlst-T12-48in-39w+Hyb-IS-NLO(80w) | LFLmpBlst-T8-48in-32w-2g+El-IS-NLO+Refl(59w) | LFLmpBlst-T8-48in-30w+El-IS-NLO(51w) | Review |  | f | f | DEER Lighting measure | ErRobNc |  | ILtg-Lfluor-fix |  | DEER1316-Ltg-Com-LF | 1/1/2013 |  | DEER2016 HOU Update | FALSE | FALSE |  |  | FALSE | FALSE | FALSE | FALSE | FALSE | FALSE | FALSE | FALSE | FALSE
2305 | Com-Lighting-InGen_T12-48in-80w-C_T8-48in-59w-C_T8-48in-54w-C | Commercial Indoor General Lighting: more efficient Linear Fluorescent Lamp & Ballast installed. Measure includes Code case. Impacts: Linear Fluorescent-based HOU (varies by BldgType) | DEER2014 | D13 v1.2 | 5/23/2014 15:34:31.757 | Com-Iltg-dWatt-LF | DEER | Scaled | Delta | 5 | 26 | None |  | f |  | t | Com | Any | Lighting | InGen-LF | Ltg_Lmp+Blst | LF_LmpBlst |  | ILtg-Lfluor-fix | LF lamp and ballast: LF lamp: T12, 48 inch, 39W, 2750 lm, CRI = 60, rated life = 20000 hours (2): LF Ballast: Hybrid, Instant Start, Normal LO (1); Total Fixture Watts = 80 | LF lamp and ballast: LF lamp: T8, 48 inch, 32W, 2970 lm, CRI = 82, rated life = 20000 hours (2): LF Ballast: Electronic, Instant Start, Normal LO (1); Any type of reflector; Total Fixture Watts = 59 | LF lamp and ballast: LF lamp: T8, 48 inch, 32W, 2970 lm, CRI = 85, rated life = 24000 hours (2): LF Ballast: Electronic, Instant Start, Normal LO (1); Total Fixture Watts = 54 | LFLmpBlst-T12-48in-39w+Hyb-IS-NLO(80w) | LFLmpBlst-T8-48in-32w-2g+El-IS-NLO+Refl(59w) | LFLmpBlst-T8-48in-32w-3g+El-IS-NLO(54w) | Review |  | f | f | DEER Lighting measure | ErRobNc |  | ILtg-Lfluor-fix |  | DEER1316-Ltg-Com-LF | 1/1/2013 |  | DEER2016 HOU Update | FALSE | FALSE |  |  | FALSE | FALSE | FALSE | FALSE | FALSE | FALSE | FALSE | FALSE | FALSE
2306 | Com-Lighting-InGen_T12-48in-80w-C_T8-48in-60w-A_T8-48in-48w | Commercial Indoor General Lighting: more efficient Linear Fluorescent Lamp & Ballast installed. Measure includes Code case. Impacts: Linear Fluorescent-based HOU (varies by BldgType) | DEER2011 | D11 v4.01 | 5/23/2014 15:34:31.757 | Com-Iltg-dWatt-LF | DEER | Scaled | Delta | 0 | 0 | None |  | t | Com-InLtg-LF | t | Com | Any | Lighting | InGen-LF | Ltg_Lmp+Blst | LF_LmpBlst |  | ILtg-Lfluor-fix | LF lamp and ballast: LF lamp: T12, 48 inch, 39W, 2750 lm, CRI = 60, rated life = 20000 hours (2): LF Ballast: Hybrid, Instant Start, Normal LO (1); Total Fixture Watts = 80 | LF lamp and ballast: LF lamp: T8, 48 inch, 32W, 2710 lm, CRI = 75, rated life = 15000 hours (2): LF Ballast: Electronic, Rapid Start, Normal LO (1); Total Fixture Watts = 60 | LF lamp and ballast: LF lamp: T8, 48 inch, 32W, 2970 lm, CRI = 85, rated life = 24000 hours (2): LF Ballast: Electronic, Instant Start, Reduced LO (1); Total Fixture Watts = 48 | LFLmpBlst-T12-48in-39w+Hyb-IS-NLO(80w) | LFLmpBlst-T8-48in-32w-1g+El-RS-NLO(60w) | LFLmpBlst-T8-48in-32w-3g+El-IS-RLO(48w) | Standard | Code Technology base on: Minor Retrofit Only | f | f | DEER Lighting measure | ErRobNc |  | ILtg-Lfluor-fix |  | None | 1/1/2013 | 6/30/2014 |  | FALSE | FALSE |  |  | FALSE | FALSE | FALSE | FALSE | FALSE | FALSE | FALSE | FALSE | FALSE
2307 | Com-Lighting-InGen_T12-48in-80w-C_T8-48in-60w-A_T8-48in-51w-C | Commercial Indoor General Lighting: more efficient Linear Fluorescent Lamp & Ballast installed. Measure includes Code case. Impacts: Linear Fluorescent-based HOU (varies by BldgType) | DEER2011 | D11 v4.01 | 5/23/2014 15:34:31.757 | Com-Iltg-dWatt-LF | DEER | Scaled | Delta | 0 | 0 | None |  | t | Com-InLtg-LF | t | Com | Any | Lighting | InGen-LF | Ltg_Lmp+Blst | LF_LmpBlst |  | ILtg-Lfluor-fix | LF lamp and ballast: LF lamp: T12, 48 inch, 39W, 2750 lm, CRI = 60, rated life = 20000 hours (2): LF Ballast: Hybrid, Instant Start, Normal LO (1); Total Fixture Watts = 80 | LF lamp and ballast: LF lamp: T8, 48 inch, 32W, 2710 lm, CRI = 75, rated life = 15000 hours (2): LF Ballast: Electronic, Rapid Start, Normal LO (1); Total Fixture Watts = 60 | LF lamp and ballast: LF lamp: T8, 48 inch, 30W, 2750 lm, CRI = 85, rated life = 24000 hours (2): LF Ballast: Electronic, Instant Start, Normal LO (1); Total Fixture Watts = 51 | LFLmpBlst-T12-48in-39w+Hyb-IS-NLO(80w) | LFLmpBlst-T8-48in-32w-1g+El-RS-NLO(60w) | LFLmpBlst-T8-48in-30w+El-IS-NLO(51w) | Standard | Code Technology base on: Minor Retrofit Only | f | f | DEER Lighting measure | ErRobNc |  | ILtg-Lfluor-fix |  | None | 1/1/2013 | 6/30/2014 |  | FALSE | FALSE |  |  | FALSE | FALSE | FALSE | FALSE | FALSE | FALSE | FALSE | FALSE | FALSE
2308 | Com-Lighting-InGen_T12-48in-80w-C_T8-48in-70w-A_T8-48in-54w-C | Commercial Indoor General Lighting: more efficient Linear Fluorescent Lamp & Ballast installed. Measure includes Code case. Impacts: Linear Fluorescent-based HOU (varies by BldgType) | DEER2011 | D11 v4.01 | 5/23/2014 15:34:31.757 | Com-Iltg-dWatt-LF | DEER | Scaled | Delta | 0 | 0 | None |  | t | Com-InLtg-LF | t | Com | Any | Lighting | InGen-LF | Ltg_Lmp+Blst | LF_LmpBlst |  | ILtg-Lfluor-fix | LF lamp and ballast: LF lamp: T12, 48 inch, 39W, 2750 lm, CRI = 60, rated life = 20000 hours (2): LF Ballast: Hybrid, Instant Start, Normal LO (1); Total Fixture Watts = 80 | LF lamp and ballast: LF lamp: T8, 48 inch, 32W, 2710 lm, CRI = 75, rated life = 15000 hours (2): LF Ballast: Electronic, Rapid Start, High LO (1); Total Fixture Watts = 70 | LF lamp and ballast: LF lamp: T8, 48 inch, 32W, 2970 lm, CRI = 85, rated life = 24000 hours (2): LF Ballast: Electronic, Instant Start, Normal LO (1); Total Fixture Watts = 54 | LFLmpBlst-T12-48in-39w+Hyb-IS-NLO(80w) | LFLmpBlst-T8-48in-32w-1g+El-RS-HLO(70w) | LFLmpBlst-T8-48in-32w-3g+El-IS-NLO(54w) | Standard | Code Technology base on: Minor Retrofit Only | f | f | DEER Lighting measure | ErRobNc |  | ILtg-Lfluor-fix |  | None | 1/1/2013 | 6/30/2014 |  | FALSE | FALSE |  |  | FALSE | FALSE | FALSE | FALSE | FALSE | FALSE | FALSE | FALSE | FALSE
2309 | Com-Lighting-InGen_T12-48in-72w-B_T8-48in-59w-C_T8-48in-45w | Commercial Indoor General Lighting: more efficient Linear Fluorescent Lamp & Ballast installed. Measure includes Code case. Impacts: Linear Fluorescent-based HOU (varies by BldgType) | DEER2014 | D13 v1.2 | 5/23/2014 15:34:31.757 | Com-Iltg-dWatt-LF | DEER | Scaled | Delta | 14 | 27 | None |  | f |  | t | Com | Any | Lighting | InGen-LF | Ltg_Lmp+Blst | LF_LmpBlst |  | ILtg-Lfluor-fix | LF lamp and ballast: LF lamp: T12, 48 inch, 30W, 2600 lm, CRI = 60, rated life = 20000 hours (2): LF Ballast: Standard Magnetic (pre-EPACT), Instant Start, Normal LO (1); Total Fixture Watts = 72 | LF lamp and ballast: LF lamp: T8, 48 inch, 32W, 2970 lm, CRI = 82, rated life = 20000 hours (2): LF Ballast: Electronic, Instant Start, Normal LO (1); Any type of reflector; Total Fixture Watts = 59 | LF lamp and ballast: LF lamp: T8, 48 inch, 30W, 2750 lm, CRI = 85, rated life = 24000 hours (2): LF Ballast: Electronic, Instant Start, Reduced LO (1); Total Fixture Watts = 45 | LFLmpBlst-T12-48in-30w+MagStd-IS-NLO(72w) | LFLmpBlst-T8-48in-32w-2g+El-IS-NLO+Refl(59w) | LFLmpBlst-T8-48in-30w+El-IS-RLO(45w) | Review |  | f | f | DEER Lighting measure | ErRobNc |  | ILtg-Lfluor-fix |  | DEER1316-Ltg-Com-LF | 1/1/2013 |  | DEER2016 HOU Update | FALSE | FALSE |  |  | FALSE | FALSE | FALSE | FALSE | FALSE | FALSE | FALSE | FALSE | FALSE
2310 | Com-Lighting-InGen_T12-48in-72w-B_T8-48in-52w-B_T8-48in-48w | Commercial Indoor General Lighting: more efficient Linear Fluorescent Lamp & Ballast installed. Measure includes Code case. Impacts: Linear Fluorescent-based HOU (varies by BldgType) | DEER2014 | D13 v1.2 | 5/23/2014 15:34:31.757 | Com-Iltg-dWatt-LF | DEER | Scaled | Delta | 4 | 24 | None |  | f |  | t | Com | Any | Lighting | InGen-LF | Ltg_Lmp+Blst | LF_LmpBlst |  | ILtg-Lfluor-fix | LF lamp and ballast: LF lamp: T12, 48 inch, 30W, 2600 lm, CRI = 60, rated life = 20000 hours (2): LF Ballast: Standard Magnetic (pre-EPACT), Instant Start, Normal LO (1); Total Fixture Watts = 72 | LF lamp and ballast: LF lamp: T8, 48 inch, 32W, 2970 lm, CRI = 82, rated life = 20000 hours (2): LF Ballast: Electronic, Instant Start, Reduced LO (1); Total Fixture Watts = 52 | LF lamp and ballast: LF lamp: T8, 48 inch, 32W, 2970 lm, CRI = 85, rated life = 24000 hours (2): LF Ballast: Electronic, Instant Start, Reduced LO (1); Total Fixture Watts = 48 | LFLmpBlst-T12-48in-30w+MagStd-IS-NLO(72w) | LFLmpBlst-T8-48in-32w-2g+El-IS-RLO(52w) | LFLmpBlst-T8-48in-32w-3g+El-IS-RLO(48w) | Review |  | f | f | DEER Lighting measure | ErRobNc |  | ILtg-Lfluor-fix |  | DEER1316-Ltg-Com-LF | 1/1/2013 |  | DEER2016 HOU Update | FALSE | FALSE |  |  | FALSE | FALSE | FALSE | FALSE | FALSE | FALSE | FALSE | FALSE | FALSE
2311 | Com-Lighting-InGen_T12-48in-72w-B_T8-48in-52w-A_T8-48in-45w | Commercial Indoor General Lighting: more efficient Linear Fluorescent Lamp & Ballast installed. Measure includes Code case. Impacts: Linear Fluorescent-based HOU (varies by BldgType) | DEER2011 | D11 v4.01 | 5/23/2014 15:34:31.757 | Com-Iltg-dWatt-LF | DEER | Scaled | Delta | 0 | 0 | None |  | t | Com-InLtg-LF | t | Com | Any | Lighting | InGen-LF | Ltg_Lmp+Blst | LF_LmpBlst |  | ILtg-Lfluor-fix | LF lamp and ballast: LF lamp: T12, 48 inch, 30W, 2600 lm, CRI = 60, rated life = 20000 hours (2): LF Ballast: Standard Magnetic (pre-EPACT), Instant Start, Normal LO (1); Total Fixture Watts = 72 | LF lamp and ballast: LF lamp: T8, 48 inch, 32W, 2710 lm, CRI = 75, rated life = 15000 hours (2): LF Ballast: Electronic, Instant Start, Reduced LO (1); Total Fixture Watts = 52 | LF lamp and ballast: LF lamp: T8, 48 inch, 30W, 2750 lm, CRI = 85, rated life = 24000 hours (2): LF Ballast: Electronic, Instant Start, Reduced LO (1); Total Fixture Watts = 45 | LFLmpBlst-T12-48in-30w+MagStd-IS-NLO(72w) | LFLmpBlst-T8-48in-32w-1g+El-IS-RLO(52w) | LFLmpBlst-T8-48in-30w+El-IS-RLO(45w) | Standard | Code Technology base on: Minor Retrofit Only | f | f | DEER Lighting measure | ErRobNc |  | ILtg-Lfluor-fix |  | None | 1/1/2013 | 6/30/2014 |  | FALSE | FALSE |  |  | FALSE | FALSE | FALSE | FALSE | FALSE | FALSE | FALSE | FALSE | FALSE
2312 | Com-Lighting-InGen_T12-48in-72w-B_T8-48in-59w-C_T8-48in-51w-C | Commercial Indoor General Lighting: more efficient Linear Fluorescent Lamp & Ballast installed. Measure includes Code case. Impacts: Linear Fluorescent-based HOU (varies by BldgType) | DEER2014 | D13 v1.2 | 5/23/2014 15:34:31.757 | Com-Iltg-dWatt-LF | DEER | Scaled | Delta | 8 | 21 | None |  | f |  | t | Com | Any | Lighting | InGen-LF | Ltg_Lmp+Blst | LF_LmpBlst |  | ILtg-Lfluor-fix | LF lamp and ballast: LF lamp: T12, 48 inch, 30W, 2600 lm, CRI = 60, rated life = 20000 hours (2): LF Ballast: Standard Magnetic (pre-EPACT), Instant Start, Normal LO (1); Total Fixture Watts = 72 | LF lamp and ballast: LF lamp: T8, 48 inch, 32W, 2970 lm, CRI = 82, rated life = 20000 hours (2): LF Ballast: Electronic, Instant Start, Normal LO (1); Any type of reflector; Total Fixture Watts = 59 | LF lamp and ballast: LF lamp: T8, 48 inch, 30W, 2750 lm, CRI = 85, rated life = 24000 hours (2): LF Ballast: Electronic, Instant Start, Normal LO (1); Total Fixture Watts = 51 | LFLmpBlst-T12-48in-30w+MagStd-IS-NLO(72w) | LFLmpBlst-T8-48in-32w-2g+El-IS-NLO+Refl(59w) | LFLmpBlst-T8-48in-30w+El-IS-NLO(51w) | Review |  | f | f | DEER Lighting measure | ErRobNc |  | ILtg-Lfluor-fix |  | DEER1316-Ltg-Com-LF | 1/1/2013 |  | DEER2016 HOU Update | FALSE | FALSE |  |  | FALSE | FALSE | FALSE | FALSE | FALSE | FALSE | FALSE | FALSE | FALSE
2313 | Com-Lighting-InGen_T12-48in-72w-B_T8-48in-59w-C_T8-48in-54w-C | Commercial Indoor General Lighting: more efficient Linear Fluorescent Lamp & Ballast installed. Measure includes Code case. Impacts: Linear Fluorescent-based HOU (varies by BldgType) | DEER2014 | D13 v1.2 | 5/23/2014 15:34:31.757 | Com-Iltg-dWatt-LF | DEER | Scaled | Delta | 5 | 18 | None |  | f |  | t | Com | Any | Lighting | InGen-LF | Ltg_Lmp+Blst | LF_LmpBlst |  | ILtg-Lfluor-fix | LF lamp and ballast: LF lamp: T12, 48 inch, 30W, 2600 lm, CRI = 60, rated life = 20000 hours (2): LF Ballast: Standard Magnetic (pre-EPACT), Instant Start, Normal LO (1); Total Fixture Watts = 72 | LF lamp and ballast: LF lamp: T8, 48 inch, 32W, 2970 lm, CRI = 82, rated life = 20000 hours (2): LF Ballast: Electronic, Instant Start, Normal LO (1); Any type of reflector; Total Fixture Watts = 59 | LF lamp and ballast: LF lamp: T8, 48 inch, 32W, 2970 lm, CRI = 85, rated life = 24000 hours (2): LF Ballast: Electronic, Instant Start, Normal LO (1); Total Fixture Watts = 54 | LFLmpBlst-T12-48in-30w+MagStd-IS-NLO(72w) | LFLmpBlst-T8-48in-32w-2g+El-IS-NLO+Refl(59w) | LFLmpBlst-T8-48in-32w-3g+El-IS-NLO(54w) | Review |  | f | f | DEER Lighting measure | ErRobNc |  | ILtg-Lfluor-fix |  | DEER1316-Ltg-Com-LF | 1/1/2013 |  | DEER2016 HOU Update | FALSE | FALSE |  |  | FALSE | FALSE | FALSE | FALSE | FALSE | FALSE | FALSE | FALSE | FALSE
2314 | Com-Lighting-InGen_T12-48in-72w-B_T8-48in-60w-A_T8-48in-48w | Commercial Indoor General Lighting: more efficient Linear Fluorescent Lamp & Ballast installed. Measure includes Code case. Impacts: Linear Fluorescent-based HOU (varies by BldgType) | DEER2011 | D11 v4.01 | 5/23/2014 15:34:31.757 | Com-Iltg-dWatt-LF | DEER | Scaled | Delta | 0 | 0 | None |  | t | Com-InLtg-LF | t | Com | Any | Lighting | InGen-LF | Ltg_Lmp+Blst | LF_LmpBlst |  | ILtg-Lfluor-fix | LF lamp and ballast: LF lamp: T12, 48 inch, 30W, 2600 lm, CRI = 60, rated life = 20000 hours (2): LF Ballast: Standard Magnetic (pre-EPACT), Instant Start, Normal LO (1); Total Fixture Watts = 72 | LF lamp and ballast: LF lamp: T8, 48 inch, 32W, 2710 lm, CRI = 75, rated life = 15000 hours (2): LF Ballast: Electronic, Rapid Start, Normal LO (1); Total Fixture Watts = 60 | LF lamp and ballast: LF lamp: T8, 48 inch, 32W, 2970 lm, CRI = 85, rated life = 24000 hours (2): LF Ballast: Electronic, Instant Start, Reduced LO (1); Total Fixture Watts = 48 | LFLmpBlst-T12-48in-30w+MagStd-IS-NLO(72w) | LFLmpBlst-T8-48in-32w-1g+El-RS-NLO(60w) | LFLmpBlst-T8-48in-32w-3g+El-IS-RLO(48w) | Standard | Code Technology base on: Minor Retrofit Only | f | f | DEER Lighting measure | ErRobNc |  | ILtg-Lfluor-fix |  | None | 1/1/2013 | 6/30/2014 |  | FALSE | FALSE |  |  | FALSE | FALSE | FALSE | FALSE | FALSE | FALSE | FALSE | FALSE | FALSE
2315 | Com-Lighting-InGen_T12-48in-72w-B_T8-48in-60w-A_T8-48in-51w-C | Commercial Indoor General Lighting: more efficient Linear Fluorescent Lamp & Ballast installed. Measure includes Code case. Impacts: Linear Fluorescent-based HOU (varies by BldgType) | DEER2011 | D11 v4.01 | 5/23/2014 15:34:31.757 | Com-Iltg-dWatt-LF | DEER | Scaled | Delta | 0 | 0 | None |  | t | Com-InLtg-LF | t | Com | Any | Lighting | InGen-LF | Ltg_Lmp+Blst | LF_LmpBlst |  | ILtg-Lfluor-fix | LF lamp and ballast: LF lamp: T12, 48 inch, 30W, 2600 lm, CRI = 60, rated life = 20000 hours (2): LF Ballast: Standard Magnetic (pre-EPACT), Instant Start, Normal LO (1); Total Fixture Watts = 72 | LF lamp and ballast: LF lamp: T8, 48 inch, 32W, 2710 lm, CRI = 75, rated life = 15000 hours (2): LF Ballast: Electronic, Rapid Start, Normal LO (1); Total Fixture Watts = 60 | LF lamp and ballast: LF lamp: T8, 48 inch, 30W, 2750 lm, CRI = 85, rated life = 24000 hours (2): LF Ballast: Electronic, Instant Start, Normal LO (1); Total Fixture Watts = 51 | LFLmpBlst-T12-48in-30w+MagStd-IS-NLO(72w) | LFLmpBlst-T8-48in-32w-1g+El-RS-NLO(60w) | LFLmpBlst-T8-48in-30w+El-IS-NLO(51w) | Standard | Code Technology base on: Minor Retrofit Only | f | f | DEER Lighting measure | ErRobNc |  | ILtg-Lfluor-fix |  | None | 1/1/2013 | 6/30/2014 |  | FALSE | FALSE |  |  | FALSE | FALSE | FALSE | FALSE | FALSE | FALSE | FALSE | FALSE | FALSE
2316 | Com-Lighting-InGen_T12-48in-72w-B_T8-48in-70w-A_T8-48in-54w-C | Commercial Indoor General Lighting: more efficient Linear Fluorescent Lamp & Ballast installed. Measure includes Code case. Impacts: Linear Fluorescent-based HOU (varies by BldgType) | DEER2011 | D11 v4.01 | 5/23/2014 15:34:31.757 | Com-Iltg-dWatt-LF | DEER | Scaled | Delta | 0 | 0 | None |  | t | Com-InLtg-LF | t | Com | Any | Lighting | InGen-LF | Ltg_Lmp+Blst | LF_LmpBlst |  | ILtg-Lfluor-fix | LF lamp and ballast: LF lamp: T12, 48 inch, 30W, 2600 lm, CRI = 60, rated life = 20000 hours (2): LF Ballast: Standard Magnetic (pre-EPACT), Instant Start, Normal LO (1); Total Fixture Watts = 72 | LF lamp and ballast: LF lamp: T8, 48 inch, 32W, 2710 lm, CRI = 75, rated life = 15000 hours (2): LF Ballast: Electronic, Rapid Start, High LO (1); Total Fixture Watts = 70 | LF lamp and ballast: LF lamp: T8, 48 inch, 32W, 2970 lm, CRI = 85, rated life = 24000 hours (2): LF Ballast: Electronic, Instant Start, Normal LO (1); Total Fixture Watts = 54 | LFLmpBlst-T12-48in-30w+MagStd-IS-NLO(72w) | LFLmpBlst-T8-48in-32w-1g+El-RS-HLO(70w) | LFLmpBlst-T8-48in-32w-3g+El-IS-NLO(54w) | Standard | Code Technology base on: Minor Retrofit Only | f | f | DEER Lighting measure | ErRobNc |  | ILtg-Lfluor-fix |  | None | 1/1/2013 | 6/30/2014 |  | FALSE | FALSE |  |  | FALSE | FALSE | FALSE | FALSE | FALSE | FALSE | FALSE | FALSE | FALSE
2317 | Com-Lighting-InGen_T12-48in-74w-C_T8-48in-52w-B_T8-48in-45w | Commercial Indoor General Lighting: more efficient Linear Fluorescent Lamp & Ballast installed. Measure includes Code case. Impacts: Linear Fluorescent-based HOU (varies by BldgType) | DEER2014 | D13 v1.2 | 5/23/2014 15:34:31.757 | Com-Iltg-dWatt-LF | DEER | Scaled | Delta | 7 | 29 | None |  | f |  | t | Com | Any | Lighting | InGen-LF | Ltg_Lmp+Blst | LF_LmpBlst |  | ILtg-Lfluor-fix | LF lamp and ballast: LF lamp: T12, 48 inch, 39W, 2750 lm, CRI = 60, rated life = 20000 hours (2): LF Ballast: Standard Magnetic (pre-EPACT), Instant Start, Normal LO (1); Total Fixture Watts = 74 | LF lamp and ballast: LF lamp: T8, 48 inch, 32W, 2970 lm, CRI = 82, rated life = 20000 hours (2): LF Ballast: Electronic, Instant Start, Reduced LO (1); Total Fixture Watts = 52 | LF lamp and ballast: LF lamp: T8, 48 inch, 30W, 2750 lm, CRI = 85, rated life = 24000 hours (2): LF Ballast: Electronic, Instant Start, Reduced LO (1); Total Fixture Watts = 45 | LFLmpBlst-T12-48in-39w+MagStd-IS-NLO(74w) | LFLmpBlst-T8-48in-32w-2g+El-IS-RLO(52w) | LFLmpBlst-T8-48in-30w+El-IS-RLO(45w) | Review |  | f | f | DEER Lighting measure | ErRobNc |  | ILtg-Lfluor-fix |  | DEER1316-Ltg-Com-LF | 1/1/2013 |  | DEER2016 HOU Update | FALSE | FALSE |  |  | FALSE | FALSE | FALSE | FALSE | FALSE | FALSE | FALSE | FALSE | FALSE
2318 | Com-Lighting-InGen_T12-48in-74w-C_T8-48in-52w-B_T8-48in-48w | Commercial Indoor General Lighting: more efficient Linear Fluorescent Lamp & Ballast installed. Measure includes Code case. Impacts: Linear Fluorescent-based HOU (varies by BldgType) | DEER2014 | D13 v1.2 | 5/23/2014 15:34:31.757 | Com-Iltg-dWatt-LF | DEER | Scaled | Delta | 4 | 26 | None |  | f |  | t | Com | Any | Lighting | InGen-LF | Ltg_Lmp+Blst | LF_LmpBlst |  | ILtg-Lfluor-fix | LF lamp and ballast: LF lamp: T12, 48 inch, 39W, 2750 lm, CRI = 60, rated life = 20000 hours (2): LF Ballast: Standard Magnetic (pre-EPACT), Instant Start, Normal LO (1); Total Fixture Watts = 74 | LF lamp and ballast: LF lamp: T8, 48 inch, 32W, 2970 lm, CRI = 82, rated life = 20000 hours (2): LF Ballast: Electronic, Instant Start, Reduced LO (1); Total Fixture Watts = 52 | LF lamp and ballast: LF lamp: T8, 48 inch, 32W, 2970 lm, CRI = 85, rated life = 24000 hours (2): LF Ballast: Electronic, Instant Start, Reduced LO (1); Total Fixture Watts = 48 | LFLmpBlst-T12-48in-39w+MagStd-IS-NLO(74w) | LFLmpBlst-T8-48in-32w-2g+El-IS-RLO(52w) | LFLmpBlst-T8-48in-32w-3g+El-IS-RLO(48w) | Review |  | f | f | DEER Lighting measure | ErRobNc |  | ILtg-Lfluor-fix |  | DEER1316-Ltg-Com-LF | 1/1/2013 |  | DEER2016 HOU Update | FALSE | FALSE |  |  | FALSE | FALSE | FALSE | FALSE | FALSE | FALSE | FALSE | FALSE | FALSE
2319 | Com-Lighting-InGen_T12-48in-74w-C_T8-48in-59w-C_T8-48in-51w-C | Commercial Indoor General Lighting: more efficient Linear Fluorescent Lamp & Ballast installed. Measure includes Code case. Impacts: Linear Fluorescent-based HOU (varies by BldgType) | DEER2014 | D13 v1.2 | 5/23/2014 15:34:31.757 | Com-Iltg-dWatt-LF | DEER | Scaled | Delta | 8 | 23 | None |  | f |  | t | Com | Any | Lighting | InGen-LF | Ltg_Lmp+Blst | LF_LmpBlst |  | ILtg-Lfluor-fix | LF lamp and ballast: LF lamp: T12, 48 inch, 39W, 2750 lm, CRI = 60, rated life = 20000 hours (2): LF Ballast: Standard Magnetic (pre-EPACT), Instant Start, Normal LO (1); Total Fixture Watts = 74 | LF lamp and ballast: LF lamp: T8, 48 inch, 32W, 2970 lm, CRI = 82, rated life = 20000 hours (2): LF Ballast: Electronic, Instant Start, Normal LO (1); Any type of reflector; Total Fixture Watts = 59 | LF lamp and ballast: LF lamp: T8, 48 inch, 30W, 2750 lm, CRI = 85, rated life = 24000 hours (2): LF Ballast: Electronic, Instant Start, Normal LO (1); Total Fixture Watts = 51 | LFLmpBlst-T12-48in-39w+MagStd-IS-NLO(74w) | LFLmpBlst-T8-48in-32w-2g+El-IS-NLO+Refl(59w) | LFLmpBlst-T8-48in-30w+El-IS-NLO(51w) | Review |  | f | f | DEER Lighting measure | ErRobNc |  | ILtg-Lfluor-fix |  | DEER1316-Ltg-Com-LF | 1/1/2013 |  | DEER2016 HOU Update | FALSE | FALSE |  |  | FALSE | FALSE | FALSE | FALSE | FALSE | FALSE | FALSE | FALSE | FALSE
2320 | Com-Lighting-InGen_T12-48in-74w-C_T8-48in-52w-A_T8-48in-45w | Commercial Indoor General Lighting: more efficient Linear Fluorescent Lamp & Ballast installed. Measure includes Code case. Impacts: Linear Fluorescent-based HOU (varies by BldgType) | DEER2011 | D11 v4.01 | 5/23/2014 15:34:31.757 | Com-Iltg-dWatt-LF | DEER | Scaled | Delta | 0 | 0 | None |  | t | Com-InLtg-LF | t | Com | Any | Lighting | InGen-LF | Ltg_Lmp+Blst | LF_LmpBlst |  | ILtg-Lfluor-fix | LF lamp and ballast: LF lamp: T12, 48 inch, 39W, 2750 lm, CRI = 60, rated life = 20000 hours (2): LF Ballast: Standard Magnetic (pre-EPACT), Instant Start, Normal LO (1); Total Fixture Watts = 74 | LF lamp and ballast: LF lamp: T8, 48 inch, 32W, 2710 lm, CRI = 75, rated life = 15000 hours (2): LF Ballast: Electronic, Instant Start, Reduced LO (1); Total Fixture Watts = 52 | LF lamp and ballast: LF lamp: T8, 48 inch, 30W, 2750 lm, CRI = 85, rated life = 24000 hours (2): LF Ballast: Electronic, Instant Start, Reduced LO (1); Total Fixture Watts = 45 | LFLmpBlst-T12-48in-39w+MagStd-IS-NLO(74w) | LFLmpBlst-T8-48in-32w-1g+El-IS-RLO(52w) | LFLmpBlst-T8-48in-30w+El-IS-RLO(45w) | Standard | Code Technology base on: Minor Retrofit Only | f | f | DEER Lighting measure | ErRobNc |  | ILtg-Lfluor-fix |  | None | 1/1/2013 | 6/30/2014 |  | FALSE | FALSE |  |  | FALSE | FALSE | FALSE | FALSE | FALSE | FALSE | FALSE | FALSE | FALSE
2321 | Com-Lighting-InGen_T12-48in-74w-C_T8-48in-60w-A_T8-48in-48w | Commercial Indoor General Lighting: more efficient Linear Fluorescent Lamp & Ballast installed. Measure includes Code case. Impacts: Linear Fluorescent-based HOU (varies by BldgType) | DEER2011 | D11 v4.01 | 5/23/2014 15:34:31.757 | Com-Iltg-dWatt-LF | DEER | Scaled | Delta | 0 | 0 | None |  | t | Com-InLtg-LF | t | Com | Any | Lighting | InGen-LF | Ltg_Lmp+Blst | LF_LmpBlst |  | ILtg-Lfluor-fix | LF lamp and ballast: LF lamp: T12, 48 inch, 39W, 2750 lm, CRI = 60, rated life = 20000 hours (2): LF Ballast: Standard Magnetic (pre-EPACT), Instant Start, Normal LO (1); Total Fixture Watts = 74 | LF lamp and ballast: LF lamp: T8, 48 inch, 32W, 2710 lm, CRI = 75, rated life = 15000 hours (2): LF Ballast: Electronic, Rapid Start, Normal LO (1); Total Fixture Watts = 60 | LF lamp and ballast: LF lamp: T8, 48 inch, 32W, 2970 lm, CRI = 85, rated life = 24000 hours (2): LF Ballast: Electronic, Instant Start, Reduced LO (1); Total Fixture Watts = 48 | LFLmpBlst-T12-48in-39w+MagStd-IS-NLO(74w) | LFLmpBlst-T8-48in-32w-1g+El-RS-NLO(60w) | LFLmpBlst-T8-48in-32w-3g+El-IS-RLO(48w) | Standard | Code Technology base on: Minor Retrofit Only | f | f | DEER Lighting measure | ErRobNc |  | ILtg-Lfluor-fix |  | None | 1/1/2013 | 6/30/2014 |  | FALSE | FALSE |  |  | FALSE | FALSE | FALSE | FALSE | FALSE | FALSE | FALSE | FALSE | FALSE
2322 | Com-Lighting-InGen_T12-48in-74w-C_T8-48in-59w-C_T8-48in-54w-C | Commercial Indoor General Lighting: more efficient Linear Fluorescent Lamp & Ballast installed. Measure includes Code case. Impacts: Linear Fluorescent-based HOU (varies by BldgType) | DEER2014 | D13 v1.2 | 5/23/2014 15:34:31.757 | Com-Iltg-dWatt-LF | DEER | Scaled | Delta | 5 | 20 | None |  | f |  | t | Com | Any | Lighting | InGen-LF | Ltg_Lmp+Blst | LF_LmpBlst |  | ILtg-Lfluor-fix | LF lamp and ballast: LF lamp: T12, 48 inch, 39W, 2750 lm, CRI = 60, rated life = 20000 hours (2): LF Ballast: Standard Magnetic (pre-EPACT), Instant Start, Normal LO (1); Total Fixture Watts = 74 | LF lamp and ballast: LF lamp: T8, 48 inch, 32W, 2970 lm, CRI = 82, rated life = 20000 hours (2): LF Ballast: Electronic, Instant Start, Normal LO (1); Any type of reflector; Total Fixture Watts = 59 | LF lamp and ballast: LF lamp: T8, 48 inch, 32W, 2970 lm, CRI = 85, rated life = 24000 hours (2): LF Ballast: Electronic, Instant Start, Normal LO (1); Total Fixture Watts = 54 | LFLmpBlst-T12-48in-39w+MagStd-IS-NLO(74w) | LFLmpBlst-T8-48in-32w-2g+El-IS-NLO+Refl(59w) | LFLmpBlst-T8-48in-32w-3g+El-IS-NLO(54w) | Review |  | f | f | DEER Lighting measure | ErRobNc |  | ILtg-Lfluor-fix |  | DEER1316-Ltg-Com-LF | 1/1/2013 |  | DEER2016 HOU Update | FALSE | FALSE |  |  | FALSE | FALSE | FALSE | FALSE | FALSE | FALSE | FALSE | FALSE | FALSE
2323 | Com-Lighting-InGen_T12-48in-74w-C_T8-48in-60w-A_T8-48in-51w-C | Commercial Indoor General Lighting: more efficient Linear Fluorescent Lamp & Ballast installed. Measure includes Code case. Impacts: Linear Fluorescent-based HOU (varies by BldgType) | DEER2011 | D11 v4.01 | 5/23/2014 15:34:31.757 | Com-Iltg-dWatt-LF | DEER | Scaled | Delta | 0 | 0 | None |  | t | Com-InLtg-LF | t | Com | Any | Lighting | InGen-LF | Ltg_Lmp+Blst | LF_LmpBlst |  | ILtg-Lfluor-fix | LF lamp and ballast: LF lamp: T12, 48 inch, 39W, 2750 lm, CRI = 60, rated life = 20000 hours (2): LF Ballast: Standard Magnetic (pre-EPACT), Instant Start, Normal LO (1); Total Fixture Watts = 74 | LF lamp and ballast: LF lamp: T8, 48 inch, 32W, 2710 lm, CRI = 75, rated life = 15000 hours (2): LF Ballast: Electronic, Rapid Start, Normal LO (1); Total Fixture Watts = 60 | LF lamp and ballast: LF lamp: T8, 48 inch, 30W, 2750 lm, CRI = 85, rated life = 24000 hours (2): LF Ballast: Electronic, Instant Start, Normal LO (1); Total Fixture Watts = 51 | LFLmpBlst-T12-48in-39w+MagStd-IS-NLO(74w) | LFLmpBlst-T8-48in-32w-1g+El-RS-NLO(60w) | LFLmpBlst-T8-48in-30w+El-IS-NLO(51w) | Standard | Code Technology base on: Minor Retrofit Only | f | f | DEER Lighting measure | ErRobNc |  | ILtg-Lfluor-fix |  | None | 1/1/2013 | 6/30/2014 |  | FALSE | FALSE |  |  | FALSE | FALSE | FALSE | FALSE | FALSE | FALSE | FALSE | FALSE | FALSE
2324 | Com-Lighting-InGen_T12-48in-144w-A_T8-48in-89w-B_T8-48in-83w | Commercial Indoor General Lighting: more efficient Linear Fluorescent Lamp & Ballast installed. Measure includes Code case. Impacts: Linear Fluorescent-based HOU (varies by BldgType) | DEER2014 | D13 v1.2 | 5/23/2014 15:34:31.757 | Com-Iltg-dWatt-LF | DEER | Scaled | Delta | 6 | 61 | None |  | f |  | t | Com | Any | Lighting | InGen-LF | Ltg_Lmp+Blst | LF_LmpBlst |  | ILtg-Lfluor-fix | LF lamp and ballast: LF lamp: T12, 48 inch, 34W, 2475 lm, CRI = 60, rated life = 20000 hours (4): LF Ballast: Energy Saver Magnetic (EPACT compliant), Rapid Start, Normal LO (2); Total Fixture Watts = 144 | LF lamp and ballast: LF lamp: T8, 48 inch, 32W, 2970 lm, CRI = 82, rated life = 20000 hours (3): LF Ballast: Electronic, Instant Start, Normal LO (1); Total Fixture Watts = 89 | LF lamp and ballast: LF lamp: T8, 48 inch, 32W, 2970 lm, CRI = 85, rated life = 24000 hours (3): LF Ballast: Electronic, Instant Start, Normal LO (1); Total Fixture Watts = 83 | LFLmpBlst-T12-48in-34w+MagES-RS-NLO(144w) | LFLmpBlst-T8-48in-32w-2g+El-IS-NLO(89w) | LFLmpBlst-T8-48in-32w-3g+El-IS-NLO(83w) | Review |  | f | f | DEER Lighting measure | ErRobNc |  | ILtg-Lfluor-fix | D08-NE-ILtg-LFluor-Prim-RplLPD-48in34wT12ESMg144w-48in3g32wT8PISNEl83w | DEER1316-Ltg-Com-LF | 1/1/2013 |  | DEER2016 HOU Update | FALSE | FALSE |  |  | FALSE | FALSE | FALSE | FALSE | FALSE | FALSE | FALSE | FALSE | FALSE
2325 | Com-Lighting-InGen_T12-48in-74w-C_T8-48in-70w-A_T8-48in-54w-C | Commercial Indoor General Lighting: more efficient Linear Fluorescent Lamp & Ballast installed. Measure includes Code case. Impacts: Linear Fluorescent-based HOU (varies by BldgType) | DEER2011 | D11 v4.01 | 5/23/2014 15:34:31.757 | Com-Iltg-dWatt-LF | DEER | Scaled | Delta | 0 | 0 | None |  | t | Com-InLtg-LF | t | Com | Any | Lighting | InGen-LF | Ltg_Lmp+Blst | LF_LmpBlst |  | ILtg-Lfluor-fix | LF lamp and ballast: LF lamp: T12, 48 inch, 39W, 2750 lm, CRI = 60, rated life = 20000 hours (2): LF Ballast: Standard Magnetic (pre-EPACT), Instant Start, Normal LO (1); Total Fixture Watts = 74 | LF lamp and ballast: LF lamp: T8, 48 inch, 32W, 2710 lm, CRI = 75, rated life = 15000 hours (2): LF Ballast: Electronic, Rapid Start, High LO (1); Total Fixture Watts = 70 | LF lamp and ballast: LF lamp: T8, 48 inch, 32W, 2970 lm, CRI = 85, rated life = 24000 hours (2): LF Ballast: Electronic, Instant Start, Normal LO (1); Total Fixture Watts = 54 | LFLmpBlst-T12-48in-39w+MagStd-IS-NLO(74w) | LFLmpBlst-T8-48in-32w-1g+El-RS-HLO(70w) | LFLmpBlst-T8-48in-32w-3g+El-IS-NLO(54w) | Standard | Code Technology base on: Minor Retrofit Only | f | f | DEER Lighting measure | ErRobNc |  | ILtg-Lfluor-fix |  | None | 1/1/2013 | 6/30/2014 |  | FALSE | FALSE |  |  | FALSE | FALSE | FALSE | FALSE | FALSE | FALSE | FALSE | FALSE | FALSE
2326 | Com-Lighting-InGen_T12-96in-210w_T8-48in-175w-B_T8-48in-142w-B | Commercial Indoor General Lighting: more efficient Linear Fluorescent Lamp & Ballast installed. Measure includes Code case. Impacts: Linear Fluorescent-based HOU (varies by BldgType) | DEER2014 | D13 v1.2 | 5/23/2014 15:34:31.757 | Com-Iltg-dWatt-LF | DEER | Scaled | Delta | 33 | 68 | None |  | f |  | t | Com | Any | Lighting | InGen-LF | Ltg_Lmp+Blst | LF_LmpBlst |  | ILtg-Lfluor-fix | LF lamp and ballast: LF lamp: T12, 96 inch, 60W, 4750 lm, CRI = 60, rated life = 12000 hours (3): LF Ballast: Energy Saver Magnetic (EPACT compliant), Rapid Start, Normal LO (2); Total Fixture Watts = 210 | LF lamp and ballast: LF lamp: T8, 48 inch, 32W, 2970 lm, CRI = 82, rated life = 20000 hours (6): LF Ballast: Electronic, Instant Start, Normal LO (2); Total Fixture Watts = 175 | LF lamp and ballast: LF lamp: T8, 48 inch, 32W, 2970 lm, CRI = 85, rated life = 24000 hours (6): LF Ballast: Electronic, Instant Start, Reduced LO (2); Total Fixture Watts = 142 | LFLmpBlst-T12-96in-60w+MagES-RS-NLO(210w) | LFLmpBlst-T8-48in-32w-2g+El-IS-NLO(175w) | LFLmpBlst-T8-48in-32w-3g+El-IS-RLO(142w) | Review |  | f | f | DEER Lighting measure | ErRobNc |  | ILtg-Lfluor-fix | D08-NE-ILtg-LFluor-Prim-RplLPD-96in60wT12ESMg210w-48in3g32wT82PISREl142w | DEER1316-Ltg-Com-LF | 1/1/2013 |  | DEER2016 HOU Update | FALSE | FALSE |  |  | FALSE | FALSE | FALSE | FALSE | FALSE | FALSE | FALSE | FALSE | FALSE
2327 | Com-Lighting-InGen_T12-48in-144w-A_T8-48in-118w-B_T8-48in-83w | Commercial Indoor General Lighting: more efficient Linear Fluorescent Lamp & Ballast installed. Measure includes Code case. Impacts: Linear Fluorescent-based HOU (varies by BldgType) | DEER2011 | D11 v4.01 | 5/23/2014 15:34:31.757 | Com-Iltg-dWatt-LF | DEER | Scaled | Delta | 0 | 0 | None |  | t | Com-InLtg-LF | t | Com | Any | Lighting | InGen-LF | Ltg_Lmp+Blst | LF_LmpBlst |  | ILtg-Lfluor-fix | LF lamp and ballast: LF lamp: T12, 48 inch, 34W, 2475 lm, CRI = 60, rated life = 20000 hours (4): LF Ballast: Energy Saver Magnetic (EPACT compliant), Rapid Start, Normal LO (2); Total Fixture Watts = 144 | LF lamp and ballast: LF lamp: T8, 48 inch, 32W, 2710 lm, CRI = 75, rated life = 15000 hours (4): LF Ballast: Electronic, Rapid Start, Normal LO (1); Total Fixture Watts = 118 | LF lamp and ballast: LF lamp: T8, 48 inch, 32W, 2970 lm, CRI = 85, rated life = 24000 hours (3): LF Ballast: Electronic, Instant Start, Normal LO (1); Total Fixture Watts = 83 | LFLmpBlst-T12-48in-34w+MagES-RS-NLO(144w) | LFLmpBlst-T8-48in-32w-1g+El-RS-NLO(118w) | LFLmpBlst-T8-48in-32w-3g+El-IS-NLO(83w) | Standard | Code Technology base on: Minor Retrofit Only | f | f | DEER Lighting measure | ErRobNc |  | ILtg-Lfluor-fix |  | None | 1/1/2013 | 6/30/2014 |  | FALSE | FALSE |  |  | FALSE | FALSE | FALSE | FALSE | FALSE | FALSE | FALSE | FALSE | FALSE
2328 | Com-Lighting-InGen_T12-96in-246w-A_T8-48in-175w-B_T8-48in-162w | Commercial Indoor General Lighting: more efficient Linear Fluorescent Lamp & Ballast installed. Measure includes Code case. Impacts: Linear Fluorescent-based HOU (varies by BldgType) | DEER2014 | D13 v1.2 | 5/23/2014 15:34:31.757 | Com-Iltg-dWatt-LF | DEER | Scaled | Delta | 13 | 84 | None |  | f |  | t | Com | Any | Lighting | InGen-LF | Ltg_Lmp+Blst | LF_LmpBlst |  | ILtg-Lfluor-fix | LF lamp and ballast: LF lamp: T12, 96 inch, 60W, 4750 lm, CRI = 60, rated life = 12000 hours (4): LF Ballast: Energy Saver Magnetic (EPACT compliant), Rapid Start, Normal LO (2); Total Fixture Watts = 246 | LF lamp and ballast: LF lamp: T8, 48 inch, 32W, 2970 lm, CRI = 82, rated life = 20000 hours (6): LF Ballast: Electronic, Instant Start, Normal LO (2); Total Fixture Watts = 175 | LF lamp and ballast: LF lamp: T8, 48 inch, 32W, 2970 lm, CRI = 85, rated life = 24000 hours (6): LF Ballast: Electronic, Instant Start, Normal LO (2); Total Fixture Watts = 162 | LFLmpBlst-T12-96in-60w+MagES-RS-NLO(246w) | LFLmpBlst-T8-48in-32w-2g+El-IS-NLO(175w) | LFLmpBlst-T8-48in-32w-3g+El-IS-NLO-1(162w) | Review |  | f | f | DEER Lighting measure | ErRobNc |  | ILtg-Lfluor-fix | D08-NE-ILtg-LFluor-Prim-RplLPD-96in60wT12ESMg246w-48in3g32wT82PISNEl162w | DEER1316-Ltg-Com-LF | 1/1/2013 |  | DEER2016 HOU Update | FALSE | FALSE |  |  | FALSE | FALSE | FALSE | FALSE | FALSE | FALSE | FALSE | FALSE | FALSE
2329 | Com-Lighting-InGen_T12-96in-246w-A_T8-48in-224w-B_T8-48in-188w | Commercial Indoor General Lighting: more efficient Linear Fluorescent Lamp & Ballast installed. Measure includes Code case. Impacts: Linear Fluorescent-based HOU (varies by BldgType) | DEER2014 | D13 v1.2 | 5/23/2014 15:34:31.757 | Com-Iltg-dWatt-LF | DEER | Scaled | Delta | 36 | 58 | None |  | f |  | t | Com | Any | Lighting | InGen-LF | Ltg_Lmp+Blst | LF_LmpBlst |  | ILtg-Lfluor-fix | LF lamp and ballast: LF lamp: T12, 96 inch, 60W, 4750 lm, CRI = 60, rated life = 12000 hours (4): LF Ballast: Energy Saver Magnetic (EPACT compliant), Rapid Start, Normal LO (2); Total Fixture Watts = 246 | LF lamp and ballast: LF lamp: T8, 48 inch, 32W, 2970 lm, CRI = 82, rated life = 20000 hours (8): LF Ballast: Electronic, Instant Start, Normal LO (2); Total Fixture Watts = 224 | LF lamp and ballast: LF lamp: T8, 48 inch, 32W, 2970 lm, CRI = 85, rated life = 24000 hours (8): LF Ballast: Electronic, Instant Start, Reduced LO (2); Total Fixture Watts = 188 | LFLmpBlst-T12-96in-60w+MagES-RS-NLO(246w) | LFLmpBlst-T8-48in-32w-2g+El-IS-NLO(224w) | LFLmpBlst-T8-48in-32w-3g+El-IS-RLO(188w) | Review |  | f | f | DEER Lighting measure | ErRobNc |  | ILtg-Lfluor-fix | D08-NE-ILtg-LFluor-Prim-Rpl-96in60wT12ESMg246w-48in3g32wT82PISREl188w | DEER1316-Ltg-Com-LF | 1/1/2013 |  | DEER2016 HOU Update | FALSE | FALSE |  |  | FALSE | FALSE | FALSE | FALSE | FALSE | FALSE | FALSE | FALSE | FALSE
2330 | Com-Lighting-InGen_T8-48in-27w-D_T8-48in-31w-D_T8-48in-24w | Commercial Indoor General Lighting: more efficient Linear Fluorescent Lamp & Ballast installed. Measure includes Code case. Impacts: Linear Fluorescent-based HOU (varies by BldgType) | DEER2014 | D13 v1.2 | 5/23/2014 15:34:31.757 | Com-Iltg-dWatt-LF | DEER | Scaled | Delta | 7 | 3 | None |  | f |  | t | Com | Any | Lighting | InGen-LF | Ltg_Lmp+Blst | LF_LmpBlst |  | ILtg-Lfluor-fix | LF lamp and ballast: LF lamp: T8, 48 inch, 32W, 2970 lm, CRI = 82, rated life = 20000 hours (1): LF Ballast: Electronic, Rapid Start, Reduced LO (1); Total Fixture Watts = 27 | LF lamp and ballast: LF lamp: T8, 48 inch, 32W, 2970 lm, CRI = 82, rated life = 20000 hours (1): LF Ballast: Electronic, Instant Start, Normal LO (1); Total Fixture Watts = 31 | LF lamp and ballast: LF lamp: T8, 48 inch, 30W, 2750 lm, CRI = 85, rated life = 24000 hours (1): LF Ballast: Electronic, Instant Start, Reduced LO (1); Total Fixture Watts = 24 | LFLmpBlst-T8-48in-32w-2g+El-RS-RLO-2(27w) | LFLmpBlst-T8-48in-32w-2g+El-IS-NLO(31w) | LFLmpBlst-T8-48in-30w+El-IS-RLO(24w) | Review |  | f | f | DEER Lighting measure | ErRobNc |  | ILtg-Lfluor-fix |  | DEER1316-Ltg-Com-LF | 1/1/2013 |  | DEER2016 HOU Update | FALSE | FALSE |  |  | FALSE | FALSE | FALSE | FALSE | FALSE | FALSE | FALSE | FALSE | FALSE
2331 | Com-Lighting-InGen_T12-96in-210w_T8-48in-182w-A_T8-48in-142w-B | Commercial Indoor General Lighting: more efficient Linear Fluorescent Lamp & Ballast installed. Measure includes Code case. Impacts: Linear Fluorescent-based HOU (varies by BldgType) | DEER2011 | D11 v4.01 | 5/23/2014 15:34:31.757 | Com-Iltg-dWatt-LF | DEER | Scaled | Delta | 0 | 0 | None |  | t | Com-InLtg-LF | t | Com | Any | Lighting | InGen-LF | Ltg_Lmp+Blst | LF_LmpBlst |  | ILtg-Lfluor-fix | LF lamp and ballast: LF lamp: T12, 96 inch, 60W, 4750 lm, CRI = 60, rated life = 12000 hours (3): LF Ballast: Energy Saver Magnetic (EPACT compliant), Rapid Start, Normal LO (2); Total Fixture Watts = 210 | LF lamp and ballast: LF lamp: T8, 48 inch, 32W, 2710 lm, CRI = 75, rated life = 15000 hours (6): LF Ballast: Electronic, Rapid Start, Normal LO (2); Total Fixture Watts = 182 | LF lamp and ballast: LF lamp: T8, 48 inch, 32W, 2970 lm, CRI = 85, rated life = 24000 hours (6): LF Ballast: Electronic, Instant Start, Reduced LO (2); Total Fixture Watts = 142 | LFLmpBlst-T12-96in-60w+MagES-RS-NLO(210w) | LFLmpBlst-T8-48in-32w-1g+El-RS-NLO(182w) | LFLmpBlst-T8-48in-32w-3g+El-IS-RLO(142w) | Standard | Code Technology base on: Minor Retrofit Only | f | f | DEER Lighting measure | ErRobNc |  | ILtg-Lfluor-fix |  | None | 1/1/2013 | 6/30/2014 |  | FALSE | FALSE |  |  | FALSE | FALSE | FALSE | FALSE | FALSE | FALSE | FALSE | FALSE | FALSE
2332 | Com-Lighting-InGen_T8-48in-27w-D_T8-48in-31w-D_T8-48in-25w-C | Commercial Indoor General Lighting: more efficient Linear Fluorescent Lamp & Ballast installed. Measure includes Code case. Impacts: Linear Fluorescent-based HOU (varies by BldgType) | DEER2014 | D13 v1.2 | 5/23/2014 15:34:31.757 | Com-Iltg-dWatt-LF | DEER | Scaled | Delta | 6 | 2 | None |  | f |  | t | Com | Any | Lighting | InGen-LF | Ltg_Lmp+Blst | LF_LmpBlst |  | ILtg-Lfluor-fix | LF lamp and ballast: LF lamp: T8, 48 inch, 32W, 2970 lm, CRI = 82, rated life = 20000 hours (1): LF Ballast: Electronic, Rapid Start, Reduced LO (1); Total Fixture Watts = 27 | LF lamp and ballast: LF lamp: T8, 48 inch, 32W, 2970 lm, CRI = 82, rated life = 20000 hours (1): LF Ballast: Electronic, Instant Start, Normal LO (1); Total Fixture Watts = 31 | LF lamp and ballast: LF lamp: T8, 48 inch, 32W, 2970 lm, CRI = 85, rated life = 24000 hours (1): LF Ballast: Electronic, Instant Start, Reduced LO (1); Total Fixture Watts = 25 | LFLmpBlst-T8-48in-32w-2g+El-RS-RLO-2(27w) | LFLmpBlst-T8-48in-32w-2g+El-IS-NLO(31w) | LFLmpBlst-T8-48in-32w-3g+El-IS-RLO(25w) | Review |  | f | f | DEER Lighting measure | ErRobNc |  | ILtg-Lfluor-fix |  | DEER1316-Ltg-Com-LF | 1/1/2013 |  | DEER2016 HOU Update | FALSE | FALSE |  |  | FALSE | FALSE | FALSE | FALSE | FALSE | FALSE | FALSE | FALSE | FALSE
2333 | Com-Lighting-InGen_T8-48in-31w-D_T8-48in-31w-D_T8-48in-27w-E | Commercial Indoor General Lighting: more efficient Linear Fluorescent Lamp & Ballast installed. Measure includes Code case. Impacts: Linear Fluorescent-based HOU (varies by BldgType) | DEER2014 | D13 v1.2 | 5/23/2014 15:34:31.757 | Com-Iltg-dWatt-LF | DEER | Scaled | Delta | 4 | 4 | None |  | f |  | t | Com | Any | Lighting | InGen-LF | Ltg_Lmp+Blst | LF_LmpBlst |  | ILtg-Lfluor-fix | LF lamp and ballast: LF lamp: T8, 48 inch, 32W, 2970 lm, CRI = 82, rated life = 20000 hours (1): LF Ballast: Electronic, Instant Start, Normal LO (1); Total Fixture Watts = 31 | LF lamp and ballast: LF lamp: T8, 48 inch, 32W, 2970 lm, CRI = 82, rated life = 20000 hours (1): LF Ballast: Electronic, Instant Start, Normal LO (1); Total Fixture Watts = 31 | LF lamp and ballast: LF lamp: T8, 48 inch, 30W, 2750 lm, CRI = 85, rated life = 24000 hours (1): LF Ballast: Electronic, Instant Start, Normal LO (1); Total Fixture Watts = 27 | LFLmpBlst-T8-48in-32w-2g+El-IS-NLO(31w) | LFLmpBlst-T8-48in-32w-2g+El-IS-NLO(31w) | LFLmpBlst-T8-48in-30w+El-IS-NLO(27w) | Review |  | f | f | DEER Lighting measure | RobNc |  | ILtg-Lfluor-fix |  | DEER1316-Ltg-Com-LF | 1/1/2013 |  | DEER2016 HOU Update | FALSE | FALSE |  |  | FALSE | FALSE | FALSE | FALSE | FALSE | FALSE | FALSE | FALSE | FALSE
2334 | Com-Lighting-InGen_T12-96in-246w-A_T8-48in-182w-A_T8-48in-162w | Commercial Indoor General Lighting: more efficient Linear Fluorescent Lamp & Ballast installed. Measure includes Code case. Impacts: Linear Fluorescent-based HOU (varies by BldgType) | DEER2011 | D11 v4.01 | 5/23/2014 15:34:31.757 | Com-Iltg-dWatt-LF | DEER | Scaled | Delta | 0 | 0 | None |  | t | Com-InLtg-LF | t | Com | Any | Lighting | InGen-LF | Ltg_Lmp+Blst | LF_LmpBlst |  | ILtg-Lfluor-fix | LF lamp and ballast: LF lamp: T12, 96 inch, 60W, 4750 lm, CRI = 60, rated life = 12000 hours (4): LF Ballast: Energy Saver Magnetic (EPACT compliant), Rapid Start, Normal LO (2); Total Fixture Watts = 246 | LF lamp and ballast: LF lamp: T8, 48 inch, 32W, 2710 lm, CRI = 75, rated life = 15000 hours (6): LF Ballast: Electronic, Rapid Start, Normal LO (2); Total Fixture Watts = 182 | LF lamp and ballast: LF lamp: T8, 48 inch, 32W, 2970 lm, CRI = 85, rated life = 24000 hours (6): LF Ballast: Electronic, Instant Start, Normal LO (2); Total Fixture Watts = 162 | LFLmpBlst-T12-96in-60w+MagES-RS-NLO(246w) | LFLmpBlst-T8-48in-32w-1g+El-RS-NLO(182w) | LFLmpBlst-T8-48in-32w-3g+El-IS-NLO-1(162w) | Standard | Code Technology base on: Minor Retrofit Only | f | f | DEER Lighting measure | ErRobNc |  | ILtg-Lfluor-fix |  | None | 1/1/2013 | 6/30/2014 |  | FALSE | FALSE |  |  | FALSE | FALSE | FALSE | FALSE | FALSE | FALSE | FALSE | FALSE | FALSE
2335 | Com-Lighting-InGen_T12-96in-246w-A_T8-48in-226w-A_T8-48in-188w | Commercial Indoor General Lighting: more efficient Linear Fluorescent Lamp & Ballast installed. Measure includes Code case. Impacts: Linear Fluorescent-based HOU (varies by BldgType) | DEER2011 | D11 v4.01 | 5/23/2014 15:34:31.757 | Com-Iltg-dWatt-LF | DEER | Scaled | Delta | 0 | 0 | None |  | t | Com-InLtg-LF | t | Com | Any | Lighting | InGen-LF | Ltg_Lmp+Blst | LF_LmpBlst |  | ILtg-Lfluor-fix | LF lamp and ballast: LF lamp: T12, 96 inch, 60W, 4750 lm, CRI = 60, rated life = 12000 hours (4): LF Ballast: Energy Saver Magnetic (EPACT compliant), Rapid Start, Normal LO (2); Total Fixture Watts = 246 | LF lamp and ballast: LF lamp: T8, 48 inch, 32W, 2710 lm, CRI = 75, rated life = 15000 hours (6): LF Ballast: Electronic, Instant Start, Very High LO (2); Total Fixture Watts = 226 | LF lamp and ballast: LF lamp: T8, 48 inch, 32W, 2970 lm, CRI = 85, rated life = 24000 hours (8): LF Ballast: Electronic, Instant Start, Reduced LO (2); Total Fixture Watts = 188 | LFLmpBlst-T12-96in-60w+MagES-RS-NLO(246w) | LFLmpBlst-T8-48in-32w-1g+El-IS-VHLO(226w) | LFLmpBlst-T8-48in-32w-3g+El-IS-RLO(188w) | Standard | Code Technology base on: Minor Retrofit Only | f | f | DEER Lighting measure | ErRobNc |  | ILtg-Lfluor-fix | D08-NE-ILtg-LFluor-Prim-RplLPD-96in60wT12ESMg246w-48in3g32wT82PISREl188w | None | 1/1/2013 | 6/30/2014 |  | FALSE | FALSE |  |  | FALSE | FALSE | FALSE | FALSE | FALSE | FALSE | FALSE | FALSE | FALSE
2336 | Com-Lighting-InGen_T8-48in-31w-D_T8-48in-31w-D_T8-48in-28w-C | Commercial Indoor General Lighting: more efficient Linear Fluorescent Lamp & Ballast installed. Measure includes Code case. Impacts: Linear Fluorescent-based HOU (varies by BldgType) | DEER2014 | D13 v1.2 | 5/23/2014 15:34:31.757 | Com-Iltg-dWatt-LF | DEER | Scaled | Delta | 3 | 3 | None |  | f |  | t | Com | Any | Lighting | InGen-LF | Ltg_Lmp+Blst | LF_LmpBlst |  | ILtg-Lfluor-fix | LF lamp and ballast: LF lamp: T8, 48 inch, 32W, 2970 lm, CRI = 82, rated life = 20000 hours (1): LF Ballast: Electronic, Instant Start, Normal LO (1); Total Fixture Watts = 31 | LF lamp and ballast: LF lamp: T8, 48 inch, 32W, 2970 lm, CRI = 82, rated life = 20000 hours (1): LF Ballast: Electronic, Instant Start, Normal LO (1); Total Fixture Watts = 31 | LF lamp and ballast: LF lamp: T8, 48 inch, 32W, 2970 lm, CRI = 85, rated life = 24000 hours (1): LF Ballast: Electronic, Instant Start, Normal LO (1); Total Fixture Watts = 28 | LFLmpBlst-T8-48in-32w-2g+El-IS-NLO(31w) | LFLmpBlst-T8-48in-32w-2g+El-IS-NLO(31w) | LFLmpBlst-T8-48in-32w-3g+El-IS-NLO(28w) | Review |  | f | f | DEER Lighting measure | RobNc |  | ILtg-Lfluor-fix |  | DEER1316-Ltg-Com-LF | 1/1/2013 |  | DEER2016 HOU Update | FALSE | FALSE |  |  | FALSE | FALSE | FALSE | FALSE | FALSE | FALSE | FALSE | FALSE | FALSE
2337 | Com-Lighting-InGen_T8-48in-52w-B_T8-48in-59w-C_T8-48in-45w | Commercial Indoor General Lighting: more efficient Linear Fluorescent Lamp & Ballast installed. Measure includes Code case. Impacts: Linear Fluorescent-based HOU (varies by BldgType) | DEER2014 | D13 v1.2 | 5/23/2014 15:34:31.757 | Com-Iltg-dWatt-LF | DEER | Scaled | Delta | 14 | 7 | None |  | f |  | t | Com | Any | Lighting | InGen-LF | Ltg_Lmp+Blst | LF_LmpBlst |  | ILtg-Lfluor-fix | LF lamp and ballast: LF lamp: T8, 48 inch, 32W, 2970 lm, CRI = 82, rated life = 20000 hours (2): LF Ballast: Electronic, Instant Start, Reduced LO (1); Total Fixture Watts = 52 | LF lamp and ballast: LF lamp: T8, 48 inch, 32W, 2970 lm, CRI = 82, rated life = 20000 hours (2): LF Ballast: Electronic, Instant Start, Normal LO (1); Any type of reflector; Total Fixture Watts = 59 | LF lamp and ballast: LF lamp: T8, 48 inch, 30W, 2750 lm, CRI = 85, rated life = 24000 hours (2): LF Ballast: Electronic, Instant Start, Reduced LO (1); Total Fixture Watts = 45 | LFLmpBlst-T8-48in-32w-2g+El-IS-RLO(52w) | LFLmpBlst-T8-48in-32w-2g+El-IS-NLO+Refl(59w) | LFLmpBlst-T8-48in-30w+El-IS-RLO(45w) | Review |  | f | f | DEER Lighting measure | ErRobNc |  | ILtg-Lfluor-fix |  | DEER1316-Ltg-Com-LF | 1/1/2013 |  | DEER2016 HOU Update | FALSE | FALSE |  |  | FALSE | FALSE | FALSE | FALSE | FALSE | FALSE | FALSE | FALSE | FALSE
2338 | Com-Lighting-InGen_T8-48in-52w-B_T8-48in-59w-C_T8-48in-48w | Commercial Indoor General Lighting: more efficient Linear Fluorescent Lamp & Ballast installed. Measure includes Code case. Impacts: Linear Fluorescent-based HOU (varies by BldgType) | DEER2014 | D13 v1.2 | 5/23/2014 15:34:31.757 | Com-Iltg-dWatt-LF | DEER | Scaled | Delta | 11 | 4 | None |  | f |  | t | Com | Any | Lighting | InGen-LF | Ltg_Lmp+Blst | LF_LmpBlst |  | ILtg-Lfluor-fix | LF lamp and ballast: LF lamp: T8, 48 inch, 32W, 2970 lm, CRI = 82, rated life = 20000 hours (2): LF Ballast: Electronic, Instant Start, Reduced LO (1); Total Fixture Watts = 52 | LF lamp and ballast: LF lamp: T8, 48 inch, 32W, 2970 lm, CRI = 82, rated life = 20000 hours (2): LF Ballast: Electronic, Instant Start, Normal LO (1); Any type of reflector; Total Fixture Watts = 59 | LF lamp and ballast: LF lamp: T8, 48 inch, 32W, 2970 lm, CRI = 85, rated life = 24000 hours (2): LF Ballast: Electronic, Instant Start, Reduced LO (1); Total Fixture Watts = 48 | LFLmpBlst-T8-48in-32w-2g+El-IS-RLO(52w) | LFLmpBlst-T8-48in-32w-2g+El-IS-NLO+Refl(59w) | LFLmpBlst-T8-48in-32w-3g+El-IS-RLO(48w) | Review |  | f | f | DEER Lighting measure | ErRobNc |  | ILtg-Lfluor-fix |  | DEER1316-Ltg-Com-LF | 1/1/2013 |  | DEER2016 HOU Update | FALSE | FALSE |  |  | FALSE | FALSE | FALSE | FALSE | FALSE | FALSE | FALSE | FALSE | FALSE
2339 | Com-Lighting-InGen_T8-48in-59w-C_T8-48in-59w-C_T8-48in-51w-C | Commercial Indoor General Lighting: more efficient Linear Fluorescent Lamp & Ballast installed. Measure includes Code case. Impacts: Linear Fluorescent-based HOU (varies by BldgType) | DEER2014 | D13 v1.2 | 5/23/2014 15:34:31.757 | Com-Iltg-dWatt-LF | DEER | Scaled | Delta | 8 | 8 | None |  | f |  | t | Com | Any | Lighting | InGen-LF | Ltg_Lmp+Blst | LF_LmpBlst |  | ILtg-Lfluor-fix | LF lamp and ballast: LF lamp: T8, 48 inch, 32W, 2970 lm, CRI = 82, rated life = 20000 hours (2): LF Ballast: Electronic, Instant Start, Normal LO (1); Any type of reflector; Total Fixture Watts = 59 | LF lamp and ballast: LF lamp: T8, 48 inch, 32W, 2970 lm, CRI = 82, rated life = 20000 hours (2): LF Ballast: Electronic, Instant Start, Normal LO (1); Any type of reflector; Total Fixture Watts = 59 | LF lamp and ballast: LF lamp: T8, 48 inch, 30W, 2750 lm, CRI = 85, rated life = 24000 hours (2): LF Ballast: Electronic, Instant Start, Normal LO (1); Total Fixture Watts = 51 | LFLmpBlst-T8-48in-32w-2g+El-IS-NLO+Refl(59w) | LFLmpBlst-T8-48in-32w-2g+El-IS-NLO+Refl(59w) | LFLmpBlst-T8-48in-30w+El-IS-NLO(51w) | Review |  | f | f | DEER Lighting measure | RobNc |  | ILtg-Lfluor-fix |  | DEER1316-Ltg-Com-LF | 1/1/2013 |  | DEER2016 HOU Update | FALSE | FALSE |  |  | FALSE | FALSE | FALSE | FALSE | FALSE | FALSE | FALSE | FALSE | FALSE
2340 | Com-Lighting-InGen_T8-48in-59w-C_T8-48in-59w-C_T8-48in-54w-C | Commercial Indoor General Lighting: more efficient Linear Fluorescent Lamp & Ballast installed. Measure includes Code case. Impacts: Linear Fluorescent-based HOU (varies by BldgType) | DEER2014 | D13 v1.2 | 5/23/2014 15:34:31.757 | Com-Iltg-dWatt-LF | DEER | Scaled | Delta | 5 | 5 | None |  | f |  | t | Com | Any | Lighting | InGen-LF | Ltg_Lmp+Blst | LF_LmpBlst |  | ILtg-Lfluor-fix | LF lamp and ballast: LF lamp: T8, 48 inch, 32W, 2970 lm, CRI = 82, rated life = 20000 hours (2): LF Ballast: Electronic, Instant Start, Normal LO (1); Any type of reflector; Total Fixture Watts = 59 | LF lamp and ballast: LF lamp: T8, 48 inch, 32W, 2970 lm, CRI = 82, rated life = 20000 hours (2): LF Ballast: Electronic, Instant Start, Normal LO (1); Any type of reflector; Total Fixture Watts = 59 | LF lamp and ballast: LF lamp: T8, 48 inch, 32W, 2970 lm, CRI = 85, rated life = 24000 hours (2): LF Ballast: Electronic, Instant Start, Normal LO (1); Total Fixture Watts = 54 | LFLmpBlst-T8-48in-32w-2g+El-IS-NLO+Refl(59w) | LFLmpBlst-T8-48in-32w-2g+El-IS-NLO+Refl(59w) | LFLmpBlst-T8-48in-32w-3g+El-IS-NLO(54w) | Review |  | f | f | DEER Lighting measure | RobNc |  | ILtg-Lfluor-fix |  | DEER1316-Ltg-Com-LF | 1/1/2013 |  | DEER2016 HOU Update | FALSE | FALSE |  |  | FALSE | FALSE | FALSE | FALSE | FALSE | FALSE | FALSE | FALSE | FALSE
2341 | Com-Lighting-InGen_T8-48in-89w-B_T8-48in-89w-B_T8-48in-83w | Commercial Indoor General Lighting: more efficient Linear Fluorescent Lamp & Ballast installed. Measure includes Code case. Impacts: Linear Fluorescent-based HOU (varies by BldgType) | DEER2014 | D13 v1.2 | 5/23/2014 15:34:31.757 | Com-Iltg-dWatt-LF | DEER | Scaled | Delta | 6 | 6 | None |  | f |  | t | Com | Any | Lighting | InGen-LF | Ltg_Lmp+Blst | LF_LmpBlst |  | ILtg-Lfluor-fix | LF lamp and ballast: LF lamp: T8, 48 inch, 32W, 2970 lm, CRI = 82, rated life = 20000 hours (3): LF Ballast: Electronic, Instant Start, Normal LO (1); Total Fixture Watts = 89 | LF lamp and ballast: LF lamp: T8, 48 inch, 32W, 2970 lm, CRI = 82, rated life = 20000 hours (3): LF Ballast: Electronic, Instant Start, Normal LO (1); Total Fixture Watts = 89 | LF lamp and ballast: LF lamp: T8, 48 inch, 32W, 2970 lm, CRI = 85, rated life = 24000 hours (3): LF Ballast: Electronic, Instant Start, Normal LO (1); Total Fixture Watts = 83 | LFLmpBlst-T8-48in-32w-2g+El-IS-NLO(89w) | LFLmpBlst-T8-48in-32w-2g+El-IS-NLO(89w) | LFLmpBlst-T8-48in-32w-3g+El-IS-NLO(83w) | Review |  | f | f | DEER Lighting measure | RobNc |  | ILtg-Lfluor-fix |  | DEER1316-Ltg-Com-LF | 1/1/2013 |  | DEER2016 HOU Update | FALSE | FALSE |  |  | FALSE | FALSE | FALSE | FALSE | FALSE | FALSE | FALSE | FALSE | FALSE
2342 | Com-Lighting-InGen_T8-48in-156w-B_T8-48in-175w-B_T8-48in-142w-B | Commercial Indoor General Lighting: more efficient Linear Fluorescent Lamp & Ballast installed. Measure includes Code case. Impacts: Linear Fluorescent-based HOU (varies by BldgType) | DEER2014 | D13 v1.2 | 5/23/2014 15:34:31.757 | Com-Iltg-dWatt-LF | DEER | Scaled | Delta | 33 | 14 | None |  | f |  | t | Com | Any | Lighting | InGen-LF | Ltg_Lmp+Blst | LF_LmpBlst |  | ILtg-Lfluor-fix | LF lamp and ballast: LF lamp: T8, 48 inch, 32W, 2970 lm, CRI = 82, rated life = 20000 hours (6): LF Ballast: Electronic, Instant Start, Reduced LO (2); Total Fixture Watts = 156 | LF lamp and ballast: LF lamp: T8, 48 inch, 32W, 2970 lm, CRI = 82, rated life = 20000 hours (6): LF Ballast: Electronic, Instant Start, Normal LO (2); Total Fixture Watts = 175 | LF lamp and ballast: LF lamp: T8, 48 inch, 32W, 2970 lm, CRI = 85, rated life = 24000 hours (6): LF Ballast: Electronic, Instant Start, Reduced LO (2); Total Fixture Watts = 142 | LFLmpBlst-T8-48in-32w-2g+El-IS-RLO(156w) | LFLmpBlst-T8-48in-32w-2g+El-IS-NLO(175w) | LFLmpBlst-T8-48in-32w-3g+El-IS-RLO(142w) | Review |  | f | f | DEER Lighting measure | ErRobNc |  | ILtg-Lfluor-fix |  | DEER1316-Ltg-Com-LF | 1/1/2013 |  | DEER2016 HOU Update | FALSE | FALSE |  |  | FALSE | FALSE | FALSE | FALSE | FALSE | FALSE | FALSE | FALSE | FALSE
2343 | Com-Lighting-InGen_T8-48in-175w-B_T8-48in-175w-B_T8-48in-162w | Commercial Indoor General Lighting: more efficient Linear Fluorescent Lamp & Ballast installed. Measure includes Code case. Impacts: Linear Fluorescent-based HOU (varies by BldgType) | DEER2014 | D13 v1.2 | 5/23/2014 15:34:31.757 | Com-Iltg-dWatt-LF | DEER | Scaled | Delta | 13 | 13 | None |  | f |  | t | Com | Any | Lighting | InGen-LF | Ltg_Lmp+Blst | LF_LmpBlst |  | ILtg-Lfluor-fix | LF lamp and ballast: LF lamp: T8, 48 inch, 32W, 2970 lm, CRI = 82, rated life = 20000 hours (6): LF Ballast: Electronic, Instant Start, Normal LO (2); Total Fixture Watts = 175 | LF lamp and ballast: LF lamp: T8, 48 inch, 32W, 2970 lm, CRI = 82, rated life = 20000 hours (6): LF Ballast: Electronic, Instant Start, Normal LO (2); Total Fixture Watts = 175 | LF lamp and ballast: LF lamp: T8, 48 inch, 32W, 2970 lm, CRI = 85, rated life = 24000 hours (6): LF Ballast: Electronic, Instant Start, Normal LO (2); Total Fixture Watts = 162 | LFLmpBlst-T8-48in-32w-2g+El-IS-NLO(175w) | LFLmpBlst-T8-48in-32w-2g+El-IS-NLO(175w) | LFLmpBlst-T8-48in-32w-3g+El-IS-NLO-1(162w) | Review |  | f | f | DEER Lighting measure | RobNc |  | ILtg-Lfluor-fix |  | DEER1316-Ltg-Com-LF | 1/1/2013 |  | DEER2016 HOU Update | FALSE | FALSE |  |  | FALSE | FALSE | FALSE | FALSE | FALSE | FALSE | FALSE | FALSE | FALSE
2344 | Com-Lighting-InGen_T8-48in-204w-B_T8-48in-224w-B_T8-48in-188w | Commercial Indoor General Lighting: more efficient Linear Fluorescent Lamp & Ballast installed. Measure includes Code case. Impacts: Linear Fluorescent-based HOU (varies by BldgType) | DEER2014 | D13 v1.2 | 5/23/2014 15:34:31.757 | Com-Iltg-dWatt-LF | DEER | Scaled | Delta | 36 | 16 | None |  | f |  | t | Com | Any | Lighting | InGen-LF | Ltg_Lmp+Blst | LF_LmpBlst |  | ILtg-Lfluor-fix | LF lamp and ballast: LF lamp: T8, 48 inch, 32W, 2970 lm, CRI = 82, rated life = 20000 hours (8): LF Ballast: Electronic, Instant Start, Reduced LO (2); Total Fixture Watts = 204 | LF lamp and ballast: LF lamp: T8, 48 inch, 32W, 2970 lm, CRI = 82, rated life = 20000 hours (8): LF Ballast: Electronic, Instant Start, Normal LO (2); Total Fixture Watts = 224 | LF lamp and ballast: LF lamp: T8, 48 inch, 32W, 2970 lm, CRI = 85, rated life = 24000 hours (8): LF Ballast: Electronic, Instant Start, Reduced LO (2); Total Fixture Watts = 188 | LFLmpBlst-T8-48in-32w-2g+El-IS-RLO(204w) | LFLmpBlst-T8-48in-32w-2g+El-IS-NLO(224w) | LFLmpBlst-T8-48in-32w-3g+El-IS-RLO(188w) | Review |  | f | f | DEER Lighting measure | ErRobNc |  | ILtg-Lfluor-fix |  | DEER1316-Ltg-Com-LF | 1/1/2013 |  | DEER2016 HOU Update | FALSE | FALSE |  |  | FALSE | FALSE | FALSE | FALSE | FALSE | FALSE | FALSE | FALSE | FALSE
2345 | Com-Lighting-InGen_T12-96in-62w-A_T8-96in-55w_T8-96in-49w | Commercial Indoor General Lighting: more efficient Linear Fluorescent Lamp & Ballast installed. Measure includes Code case. Impacts: Linear Fluorescent-based HOU (varies by BldgType) | DEER2014 | D13 v1.2 | 5/23/2014 15:34:31.757 | Com-Iltg-dWatt-LF | DEER | Scaled | Delta | 6 | 13 | None |  | f |  | t | Com | Any | Lighting | InGen-LF | Ltg_Lmp+Blst | LF_LmpBlst |  | ILtg-Lfluor-fix | LF lamp and ballast: LF lamp: T12, 96 inch, 60W, 4750 lm, CRI = 60, rated life = 12000 hours (1): LF Ballast: Energy Saver Magnetic (EPACT compliant), Rapid Start, Normal LO (0.5); Total Fixture Watts = 62 | LF lamp and ballast: LF lamp: T8, 96 inch, 59W, 5190 lm, CRI = 75, rated life = 20000 hours (1): LF Ballast: Electronic, Instant Start, Normal LO (0.5); Total Fixture Watts = 55 | LF lamp and ballast: LF lamp: T8, 96 inch, 59W, 5190 lm, CRI = 75, rated life = 20000 hours (1): LF Ballast: Electronic, Instant Start, Reduced LO (0.5); Total Fixture Watts = 49 | LFLmpBlst-T12-96in-60w+MagES-RS-NLO(62w) | LFLmpBlst-T8-96in-59w+El-IS-NLO(55w) | LFLmpBlst-T8-96in-59w+El-IS-RLO(49w) | Review |  | f | f | DEER Lighting measure | ErRobNc |  | ILtg-Lfluor-fix | D08-NE-ILtg-LFluor-Prim-RplLPD-96in60wT12ESMg62w-96in59wT8T2ISREl49w | DEER1316-Ltg-Com-LF | 1/1/2013 |  | DEER2016 HOU Update | FALSE | FALSE |  |  | FALSE | FALSE | FALSE | FALSE | FALSE | FALSE | FALSE | FALSE | FALSE
2346 | Com-Lighting-InGen_T12-96in-123w-A_T8-96in-109w_T8-96in-98w | Commercial Indoor General Lighting: more efficient Linear Fluorescent Lamp & Ballast installed. Measure includes Code case. Impacts: Linear Fluorescent-based HOU (varies by BldgType) | DEER2014 | D13 v1.2 | 5/23/2014 15:34:31.757 | Com-Iltg-dWatt-LF | DEER | Scaled | Delta | 11 | 25 | None |  | f |  | t | Com | Any | Lighting | InGen-LF | Ltg_Lmp+Blst | LF_LmpBlst |  | ILtg-Lfluor-fix | LF lamp and ballast: LF lamp: T12, 96 inch, 60W, 4750 lm, CRI = 60, rated life = 12000 hours (2): LF Ballast: Energy Saver Magnetic (EPACT compliant), Rapid Start, Normal LO (1); Total Fixture Watts = 123 | LF lamp and ballast: LF lamp: T8, 96 inch, 59W, 5190 lm, CRI = 75, rated life = 20000 hours (2): LF Ballast: Electronic, Instant Start, Normal LO (1); Total Fixture Watts = 109 | LF lamp and ballast: LF lamp: T8, 96 inch, 59W, 5190 lm, CRI = 75, rated life = 20000 hours (2): LF Ballast: Electronic, Instant Start, Reduced LO (1); Total Fixture Watts = 98 | LFLmpBlst-T12-96in-60w+MagES-RS-NLO(123w) | LFLmpBlst-T8-96in-59w+El-IS-NLO(109w) | LFLmpBlst-T8-96in-59w+El-IS-RLO(98w) | Review |  | f | f | DEER Lighting measure | ErRobNc |  | ILtg-Lfluor-fix | D08-NE-ILtg-LFluor-Prim-RplLPD-96in60wT12ESMg123w-96in59wT8ISREl98w | DEER1316-Ltg-Com-LF | 1/1/2013 |  | DEER2016 HOU Update | FALSE | FALSE |  |  | FALSE | FALSE | FALSE | FALSE | FALSE | FALSE | FALSE | FALSE | FALSE
2347 | Com-Lighting-InGen_T12-96in-210w_T8-96in-160w_T8-96in-160w | Commercial Indoor General Lighting: more efficient Linear Fluorescent Lamp & Ballast installed. Measure includes Code case. Impacts: Linear Fluorescent-based HOU (varies by BldgType) | DEER2014 | D13 v1.2 | 5/23/2014 15:34:31.757 | Com-Iltg-dWatt-LF | DEER | Scaled | Delta | 0 | 50 | None |  | f |  | t | Com | Any | Lighting | InGen-LF | Ltg_Lmp+Blst | LF_LmpBlst |  | ILtg-Lfluor-fix | LF lamp and ballast: LF lamp: T12, 96 inch, 60W, 4750 lm, CRI = 60, rated life = 12000 hours (3): LF Ballast: Energy Saver Magnetic (EPACT compliant), Rapid Start, Normal LO (2); Total Fixture Watts = 210 | LF lamp and ballast: LF lamp: T8, 96 inch, 86W, 7100 lm, CRI = 75, rated life = 20000 hours (2): LF Ballast: Electronic, Instant Start, Normal LO (1); Total Fixture Watts = 160 | LF lamp and ballast: LF lamp: T8, 96 inch, 86W, 7100 lm, CRI = 75, rated life = 20000 hours (2): LF Ballast: Electronic, Instant Start, Normal LO (1); Total Fixture Watts = 160 | LFLmpBlst-T12-96in-60w+MagES-RS-NLO(210w) | LFLmpBlst-T8-96in-86w+El-IS-NLO(160w) | LFLmpBlst-T8-96in-86w+El-IS-NLO(160w) | Review |  | f | f | DEER Lighting measure | ErRul |  | ILtg-Lfluor-fix | D08-NE-ILtg-LFluor-Prim-RplLPD-96in60wT12ESMg210w-96in86wT8HOEl160w | DEER1316-Ltg-Com-LF | 1/1/2013 |  | DEER2016 HOU Update | FALSE | FALSE |  |  | FALSE | FALSE | FALSE | FALSE | FALSE | FALSE | FALSE | FALSE | FALSE
2348 | Com-Lighting-InGen_T12-96in-210w_T8-96in-167w_T8-96in-167w | Commercial Indoor General Lighting: more efficient Linear Fluorescent Lamp & Ballast installed. Measure includes Code case. Impacts: Linear Fluorescent-based HOU (varies by BldgType) | DEER2014 | D13 v1.2 | 5/23/2014 15:34:31.757 | Com-Iltg-dWatt-LF | DEER | Scaled | Delta | 0 | 43 | None |  | f |  | t | Com | Any | Lighting | InGen-LF | Ltg_Lmp+Blst | LF_LmpBlst |  | ILtg-Lfluor-fix | LF lamp and ballast: LF lamp: T12, 96 inch, 60W, 4750 lm, CRI = 60, rated life = 12000 hours (3): LF Ballast: Energy Saver Magnetic (EPACT compliant), Rapid Start, Normal LO (2); Total Fixture Watts = 210 | LF lamp and ballast: LF lamp: T8, 96 inch, 59W, 5190 lm, CRI = 75, rated life = 20000 hours (3): LF Ballast: Electronic, Instant Start, Normal LO (2); Total Fixture Watts = 167 | LF lamp and ballast: LF lamp: T8, 96 inch, 59W, 5190 lm, CRI = 75, rated life = 20000 hours (3): LF Ballast: Electronic, Instant Start, Normal LO (2); Total Fixture Watts = 167 | LFLmpBlst-T12-96in-60w+MagES-RS-NLO(210w) | LFLmpBlst-T8-96in-59w+El-IS-NLO(167w) | LFLmpBlst-T8-96in-59w+El-IS-NLO(167w) | Review |  | f | f | DEER Lighting measure | ErRul |  | ILtg-Lfluor-fix | D08-NE-ILtg-LFluor-Prim-RplLPD-96in60wT12ESMg210w-96in59wT8ISNEl167w | DEER1316-Ltg-Com-LF | 1/1/2013 |  | DEER2016 HOU Update | FALSE | FALSE |  |  | FALSE | FALSE | FALSE | FALSE | FALSE | FALSE | FALSE | FALSE | FALSE
2349 | Com-Lighting-InGen_T12-96in-246w-A_T8-96in-219w_T8-96in-219w | Commercial Indoor General Lighting: more efficient Linear Fluorescent Lamp & Ballast installed. Measure includes Code case. Impacts: Linear Fluorescent-based HOU (varies by BldgType) | DEER2014 | D13 v1.2 | 5/23/2014 15:34:31.757 | Com-Iltg-dWatt-LF | DEER | Scaled | Delta | 0 | 27 | None |  | f |  | t | Com | Any | Lighting | InGen-LF | Ltg_Lmp+Blst | LF_LmpBlst |  | ILtg-Lfluor-fix | LF lamp and ballast: LF lamp: T12, 96 inch, 60W, 4750 lm, CRI = 60, rated life = 12000 hours (4): LF Ballast: Energy Saver Magnetic (EPACT compliant), Rapid Start, Normal LO (2); Total Fixture Watts = 246 | LF lamp and ballast: LF lamp: T8, 96 inch, 59W, 5190 lm, CRI = 75, rated life = 20000 hours (4): LF Ballast: Electronic, Instant Start, Normal LO (2); Total Fixture Watts = 219 | LF lamp and ballast: LF lamp: T8, 96 inch, 59W, 5190 lm, CRI = 75, rated life = 20000 hours (4): LF Ballast: Electronic, Instant Start, Normal LO (2); Total Fixture Watts = 219 | LFLmpBlst-T12-96in-60w+MagES-RS-NLO(246w) | LFLmpBlst-T8-96in-59w+El-IS-NLO(219w) | LFLmpBlst-T8-96in-59w+El-IS-NLO(219w) | Review |  | f | f | DEER Lighting measure | ErRul |  | ILtg-Lfluor-fix | D08-NE-ILtg-LFluor-Prim-RplLPD-96in60wT12ESMg246w-96in59wT8ISNEl219w | DEER1316-Ltg-Com-LF | 1/1/2013 |  | DEER2016 HOU Update | FALSE | FALSE |  |  | FALSE | FALSE | FALSE | FALSE | FALSE | FALSE | FALSE | FALSE | FALSE
2350 | Com-Lighting-InGen_Incan-100w_MH-43w_MH-43w | Commercial Indoor General Lighting: HID Lamp & Ballast replaces Incandescent Lamp. Measure includes Code case. Impacts: Linear Fluorescent-based HOU (varies by BldgType) | DEER2014 | D13 v1.2 | 5/23/2014 15:34:31.757 | Com-Iltg-dWatt-LF | DEER | Scaled | Delta | 0 | 57 | None |  | f |  | t | Com | Any | Lighting | InGen-CFL | Ltg_Lmp+Blst | HID_LmpBlst |  | ILtg-MH | Incandescent lamp: 100W lamp; lm=1690, Rated Life=1500hrs | HID Lamp and Ballast: HID Lamp: Metal Halide , Any shape, 32w, Universal position, 1940 lm, CRI = 70, rated hours = 10000 (1); HID Ballast: HID Reactor, No dimming capability (1); Total fixture Watts = 43 | HID Lamp and Ballast: HID Lamp: Metal Halide , Any shape, 32w, Universal position, 1940 lm, CRI = 70, rated hours = 10000 (1); HID Ballast: HID Reactor, No dimming capability (1); Total fixture Watts = 43 | Incan(100w) | MH-32w(43w) | MH-32w(43w) | Standard | Retired due to change in lighting application type in 2016 (LF to CFL) | f | f | DEER Lighting measure | ErRul |  | ILtg-Incand-Com | D08-NE-ILtg-Othr-Prim-RplLPD-100wInc100w-32wMHR43w | DEER1315-Ltg-Com-LF | 1/1/2013 | 12/31/2015 |  | FALSE | FALSE |  |  | FALSE | FALSE | FALSE | FALSE | FALSE | FALSE | FALSE | FALSE | FALSE
2351 | Com-Lighting-InGen_MH-295w_PSMH-208w_PSMH-208w | Commercial Indoor General Lighting: more efficient HID Lamp & Ballast installed. Measure includes Code case. Impacts: Linear Fluorescent-based HOU (varies by BldgType) | DEER2014 | D13 v1.2 | 5/23/2014 15:34:31.757 | Com-Iltg-dWatt-LF | DEER | Scaled | Delta | 0 | 87 | None |  | f |  | t | Com | Any | Lighting | InGen-HB | Ltg_Lmp+Blst | HID_LmpBlst |  | ILtg-MH | HID Lamp and Ballast: HID Lamp: Metal Halide , Any shape, 250w, Universal position, 21640 lm, CRI = 65, rated hours = 10000 (1); HID Ballast: Constant Wattage Autotransformer, No dimming capability (1); Total fixture Watts = 295 | HID Lamp and Ballast: HID Lamp: Pulse Start Metal Halide , Any shape, 175w, Universal position, 16000 lm, CRI = 62, rated hours = 15000 (1); HID Ballast: Constant Wattage Autotransformer, No dimming capability (1); Total fixture Watts = 208 | HID Lamp and Ballast: HID Lamp: Pulse Start Metal Halide , Any shape, 175w, Universal position, 16000 lm, CRI = 62, rated hours = 15000 (1); HID Ballast: Constant Wattage Autotransformer, No dimming capability (1); Total fixture Watts = 208 | MH-250w(295w) | PSMH-175w(208w) | PSMH-175w(208w) | Standard |  | f | f | DEER Lighting measure | ErRul |  | ILtg-MH | D08-NE-ILtg-Othr-Prim-RplLPD-250wMHMgC295w-175wPSMHMgC208w | DEER1316-Ltg-Com-HB | 1/1/2013 |  | DEER2016 HOU Update | FALSE | FALSE |  |  | FALSE | FALSE | FALSE | FALSE | FALSE | FALSE | FALSE | FALSE | FALSE
2352 | Com-Lighting-InGen_Incan-500w_PSMH-208w_PSMH-208w | Commercial Indoor General Lighting: HID Lamp & Ballast replaces Incandescent Lamp. Measure includes Code case. Impacts: Linear Fluorescent-based HOU (varies by BldgType) | DEER2014 | D13 v1.2 | 5/23/2014 15:34:31.757 | Com-Iltg-dWatt-LF | DEER | Scaled | Delta | 0 | 292 | None |  | f |  | t | Com | Any | Lighting | InGen-HB | Ltg_Lmp+Blst | HID_LmpBlst |  | ILtg-MH | Incandescent lamp: 500W lamp; lm=5500, Rated Life=1500hrs | HID Lamp and Ballast: HID Lamp: Pulse Start Metal Halide , Any shape, 175w, Universal position, 16000 lm, CRI = 62, rated hours = 15000 (1); HID Ballast: Constant Wattage Autotransformer, No dimming capability (1); Total fixture Watts = 208 | HID Lamp and Ballast: HID Lamp: Pulse Start Metal Halide , Any shape, 175w, Universal position, 16000 lm, CRI = 62, rated hours = 15000 (1); HID Ballast: Constant Wattage Autotransformer, No dimming capability (1); Total fixture Watts = 208 | Incan(500w) | PSMH-175w(208w) | PSMH-175w(208w) | Standard |  | f | f | DEER Lighting measure | ErRul |  | ILtg-Incand-Com | D08-NE-ILtg-Othr-Prim-RplLPD-500wInc500w-175wPSMHMgC208w | DEER1316-Ltg-Com-HB | 1/1/2013 |  | DEER2016 HOU Update | FALSE | FALSE |  |  | FALSE | FALSE | FALSE | FALSE | FALSE | FALSE | FALSE | FALSE | FALSE
2353 | Com-Lighting-InGen_MH-295w_PSMH-288w_PSMH-288w | Commercial Indoor General Lighting: more efficient HID Lamp & Ballast installed. Measure includes Code case. Impacts: Linear Fluorescent-based HOU (varies by BldgType) | DEER2014 | D13 v1.2 | 5/23/2014 15:34:31.757 | Com-Iltg-dWatt-LF | DEER | Scaled | Delta | 0 | 7 | None |  | f |  | t | Com | Any | Lighting | InGen-HB | Ltg_Lmp+Blst | HID_LmpBlst |  | ILtg-MH | HID Lamp and Ballast: HID Lamp: Metal Halide , Any shape, 250w, Universal position, 21640 lm, CRI = 65, rated hours = 10000 (1); HID Ballast: Constant Wattage Autotransformer, No dimming capability (1); Total fixture Watts = 295 | HID Lamp and Ballast: HID Lamp: Pulse Start Metal Halide , Any shape, 250w, Universal position, 23750 lm, CRI = 62, rated hours = 15000 (1); HID Ballast: Constant Wattage Autotransformer, No dimming capability (1); Total fixture Watts = 288 | HID Lamp and Ballast: HID Lamp: Pulse Start Metal Halide , Any shape, 250w, Universal position, 23750 lm, CRI = 62, rated hours = 15000 (1); HID Ballast: Constant Wattage Autotransformer, No dimming capability (1); Total fixture Watts = 288 | MH-250w(295w) | PSMH-250w(288w) | PSMH-250w(288w) | Standard |  | f | f | DEER Lighting measure | ErRul |  | ILtg-MH |  | DEER1316-Ltg-Com-HB | 1/1/2013 |  | DEER2016 HOU Update | FALSE | FALSE |  |  | FALSE | FALSE | FALSE | FALSE | FALSE | FALSE | FALSE | FALSE | FALSE
2354 | Com-Lighting-InGen_MV-455w_PSMH-288w_PSMH-288w | Commercial Indoor General Lighting: more efficient HID Lamp & Ballast installed. Measure includes Code case. Impacts: Linear Fluorescent-based HOU (varies by BldgType) | DEER2014 | D13 v1.2 | 5/23/2014 15:34:31.757 | Com-Iltg-dWatt-LF | DEER | Scaled | Delta | 0 | 167 | None |  | f |  | t | Com | Any | Lighting | InGen-HB | Ltg_Lmp+Blst | HID_LmpBlst |  | ILtg-MH | HID Lamp and Ballast: HID Lamp: Mercury Vapor, Any shape, 400w, Universal position, 22805 lm, CRI = 45, rated hours = 24000 (1); HID Ballast: Constant Wattage Autotransformer, No dimming capability (1); Total fixture Watts = 455 | HID Lamp and Ballast: HID Lamp: Pulse Start Metal Halide , Any shape, 250w, Universal position, 23750 lm, CRI = 62, rated hours = 15000 (1); HID Ballast: Constant Wattage Autotransformer, No dimming capability (1); Total fixture Watts = 288 | HID Lamp and Ballast: HID Lamp: Pulse Start Metal Halide , Any shape, 250w, Universal position, 23750 lm, CRI = 62, rated hours = 15000 (1); HID Ballast: Constant Wattage Autotransformer, No dimming capability (1); Total fixture Watts = 288 | MV-400w(455w) | PSMH-250w(288w) | PSMH-250w(288w) | Standard |  | f | f | DEER Lighting measure | ErRul |  | ILtg-HPS | D08-NE-ILtg-Othr-Prim-RplLPD-400wMVMgC455w-250wPSMHMgC288w | DEER1316-Ltg-Com-HB | 1/1/2013 |  | DEER2016 HOU Update | FALSE | FALSE |  |  | FALSE | FALSE | FALSE | FALSE | FALSE | FALSE | FALSE | FALSE | FALSE
2355 | Com-Lighting-InGen_MH-458w_PSMH-400w_PSMH-400w | Commercial Indoor General Lighting: more efficient HID Lamp & Ballast installed. Measure includes Code case. Impacts: Linear Fluorescent-based HOU (varies by BldgType) | DEER2014 | D13 v1.2 | 5/23/2014 15:34:31.757 | Com-Iltg-dWatt-LF | DEER | Scaled | Delta | 0 | 58 | None |  | f |  | t | Com | Any | Lighting | InGen-HB | Ltg_Lmp+Blst | HID_LmpBlst |  | ILtg-MH | HID Lamp and Ballast: HID Lamp: Metal Halide , Any shape, 400w, Universal position, 32835 lm, CRI = 65, rated hours = 20000 (1); HID Ballast: Constant Wattage Autotransformer, No dimming capability (1); Total fixture Watts = 458 | HID Lamp and Ballast: HID Lamp: Pulse Start Metal Halide , Any shape, 350w, Universal position, 36000 lm, CRI = 62, rated hours = 20000 (1); HID Ballast: Constant Wattage Autotransformer, No dimming capability (1); Total fixture Watts = 400 | HID Lamp and Ballast: HID Lamp: Pulse Start Metal Halide , Any shape, 350w, Universal position, 36000 lm, CRI = 62, rated hours = 20000 (1); HID Ballast: Constant Wattage Autotransformer, No dimming capability (1); Total fixture Watts = 400 | MH-400w(458w) | PSMH-350w(400w) | PSMH-350w(400w) | Standard |  | f | f | DEER Lighting measure | ErRul |  | ILtg-MH |  | DEER1316-Ltg-Com-HB | 1/1/2013 |  | DEER2016 HOU Update | FALSE | FALSE |  |  | FALSE | FALSE | FALSE | FALSE | FALSE | FALSE | FALSE | FALSE | FALSE
2356 | Com-Lighting-InGen_Incan-1000w_PSMH-400w_PSMH-400w | Commercial Indoor General Lighting: HID Lamp & Ballast replaces Incandescent Lamp. Measure includes Code case. Impacts: Linear Fluorescent-based HOU (varies by BldgType) | DEER2014 | D13 v1.2 | 5/23/2014 15:34:31.757 | Com-Iltg-dWatt-LF | DEER | Scaled | Delta | 0 | 600 | None |  | f |  | t | Com | Any | Lighting | InGen-HB | Ltg_Lmp+Blst | HID_LmpBlst |  | ILtg-MH | Incandescent lamp: 1000W lamp; lm=23740, Rated Life=1500hrs | HID Lamp and Ballast: HID Lamp: Pulse Start Metal Halide , Any shape, 350w, Universal position, 36000 lm, CRI = 62, rated hours = 20000 (1); HID Ballast: Constant Wattage Autotransformer, No dimming capability (1); Total fixture Watts = 400 | HID Lamp and Ballast: HID Lamp: Pulse Start Metal Halide , Any shape, 350w, Universal position, 36000 lm, CRI = 62, rated hours = 20000 (1); HID Ballast: Constant Wattage Autotransformer, No dimming capability (1); Total fixture Watts = 400 | Incan(1000w) | PSMH-350w(400w) | PSMH-350w(400w) | Standard |  | f | f | DEER Lighting measure | ErRul |  | ILtg-Incand-Com | D08-NE-ILtg-Othr-Prim-RplLPD-1kwInc1000w-350wPSMHMgC400w | DEER1316-Ltg-Com-HB | 1/1/2013 |  | DEER2016 HOU Update | FALSE | FALSE |  |  | FALSE | FALSE | FALSE | FALSE | FALSE | FALSE | FALSE | FALSE | FALSE
2357 | Com-Lighting-InGen_CFLratio0357_CFLscw-3w | Commercial Indoor General Lighting: CFL Lamp with integated Ballast replaces pre-existing standard lighting Wattage. Measure includes Code case. Impacts: CFL-based HOU (varies by BldgType) | DEER2014 | D13 v1.2 | 5/18/2015 | Com-Iltg-dWatt-CFL | DEER | Scaled | BaseRatio | 8 | 8 | None |  | f |  | t | Com | Any | Lighting | InGen-CFL | Ltg_Lamp | CFLint_lamp |  | ILtg-CFL-Com | Com indoor non-refl CFL base case, Total Watts = 3.57 x Msr Watts | Com indoor non-refl CFL base case, Total Watts = 3.57 x Msr Watts | CFL Lamp: Non-Reflector, 3-Watts | CFLratio0357 | CFLratio0357 | CFLscw(3w) | Review |  | f | f | DEER Lighting measure | ErRobNc |  | ILtg-Incand-Com |  | D1316-ILtg-Com-CFLlte30W | 1/1/2013 |  | DEER2015 Uncertain Msr Update | FALSE | FALSE |  |  | FALSE | FALSE | FALSE | FALSE | FALSE | FALSE | FALSE | FALSE | TRUE
2358 | Com-Lighting-InExit_Exit-Incand-40w-Double_Exit-CFL-21w-Double | Commercial Indoor Exit Lighting: more efficient Exit Lighting fixture installed. Measure includes Code case. Impacts: HOU = 8760; CDF = 1 | DEER2014 | D13 v1.0 | 5/23/2014 15:34:31.757 | Com-Iltg-dWatt-Exit | DEER | Scaled | Delta | -11 | 19 | None |  | f |  | t | Com | Any | Lighting | InExit | Ltg_Fixture | Exit_fixt |  | ILtg-Exit | Exit fixture: 20 Watt Incand lamps (2), Double Face, Total fix watts = 40 | Exit fixture: 5 Watt Code lamps (2), Double Face, Total fix watts = 10 | Exit fixture: 7 Watt CFL lamps (2), Double Face, Total fix watts = 21 | Exit-Incand-20w(40w) | Exit-Code-5w(10w) | Exit-CFL-7w(21w) | Standard |  | f | f | DEER Lighting measure | ErRobNc |  | ILtg-Exit | D08-NE-ILtg-Exit-Rpl-20wxInc40w-7wxCFLSMg21w | DEER1314 | 1/1/2013 |  |  | FALSE | FALSE |  |  | FALSE | FALSE | FALSE | FALSE | FALSE | FALSE | FALSE | FALSE | FALSE
2359 | Com-Lighting-InGen_CFLratio0357_CFLscw-4w | Commercial Indoor General Lighting: CFL Lamp with integated Ballast replaces pre-existing standard lighting Wattage. Measure includes Code case. Impacts: CFL-based HOU (varies by BldgType) | DEER2014 | D13 v1.2 | 5/18/2015 | Com-Iltg-dWatt-CFL | DEER | Scaled | BaseRatio | 10 | 10 | None |  | f |  | t | Com | Any | Lighting | InGen-CFL | Ltg_Lamp | CFLint_lamp |  | ILtg-CFL-Com | Com indoor non-refl CFL base case, Total Watts = 3.57 x Msr Watts | Com indoor non-refl CFL base case, Total Watts = 3.57 x Msr Watts | CFL Lamp: Non-Reflector, 4-Watts | CFLratio0357 | CFLratio0357 | CFLscw(4w) | Review |  | f | f | DEER Lighting measure | ErRobNc |  | ILtg-Incand-Com |  | D1316-ILtg-Com-CFLlte30W | 1/1/2013 |  | DEER2015 Uncertain Msr Update | FALSE | FALSE |  |  | FALSE | FALSE | FALSE | FALSE | FALSE | FALSE | FALSE | FALSE | TRUE
2360 | Com-Lighting-InExit_Exit-Incand-25w-Single_Exit-CFL-10w-Single | Commercial Indoor Exit Lighting: more efficient Exit Lighting fixture installed. Measure includes Code case. Impacts: HOU = 8760; CDF = 1 | DEER2014 | D13 v1.0 | 5/23/2014 15:34:31.757 | Com-Iltg-dWatt-Exit | DEER | Scaled | Delta | -5 | 15 | None |  | f |  | t | Com | Any | Lighting | InExit | Ltg_Fixture | Exit_fixt |  | ILtg-Exit | Exit fixture: 25 Watt Incand lamps (1), Single Face, Total fix watts = 25 | Exit fixture: 5 Watt Code lamps (1), Single Face, Total fix watts = 5 | Exit fixture: 7 Watt CFL lamps (1), Single Face, Total fix watts = 10 | Exit-Incand-25w(25w) | Exit-Code-5w(5w) | Exit-CFL-7w(10w) | Standard |  | f | f | DEER Lighting measure | ErRobNc |  | ILtg-Exit | D08-NE-ILtg-Exit-Rpl-25wxInc25w-7wxCFLSMg10w | DEER1314 | 1/1/2013 |  |  | FALSE | FALSE |  |  | FALSE | FALSE | FALSE | FALSE | FALSE | FALSE | FALSE | FALSE | FALSE
2361 | Com-Lighting-InGen_CFLratio0357_CFLscw-5w | Commercial Indoor General Lighting: CFL Lamp with integated Ballast replaces pre-existing standard lighting Wattage. Measure includes Code case. Impacts: CFL-based HOU (varies by BldgType) | DEER2014 | D13 v1.2 | 5/18/2015 | Com-Iltg-dWatt-CFL | DEER | Scaled | BaseRatio | 13 | 13 | None |  | f |  | t | Com | Any | Lighting | InGen-CFL | Ltg_Lamp | CFLint_lamp |  | ILtg-CFL-Com | Com indoor non-refl CFL base case, Total Watts = 3.57 x Msr Watts | Com indoor non-refl CFL base case, Total Watts = 3.57 x Msr Watts | CFL Lamp: Non-Reflector, 5-Watts | CFLratio0357 | CFLratio0357 | CFLscw(5w) | Review |  | f | f | DEER Lighting measure | ErRobNc |  | ILtg-Incand-Com |  | D1316-ILtg-Com-CFLlte30W | 1/1/2013 |  | DEER2015 Uncertain Msr Update | FALSE | FALSE |  |  | FALSE | FALSE | FALSE | FALSE | FALSE | FALSE | FALSE | FALSE | TRUE
2362 | Com-Lighting-InExit_Exit-CFL-10w-Single_Exit-LED-4w-Single | Commercial Indoor Exit Lighting: more efficient Exit Lighting fixture installed. Measure includes Code case. Impacts: HOU = 8760; CDF = 1 | DEER2014 | D13 v1.0 | 5/23/2014 15:34:31.757 | Com-Iltg-dWatt-Exit | DEER | Scaled | Delta | 1 | 6 | None |  | f |  | t | Com | Any | Lighting | InExit | Ltg_Fixture | Exit_fixt |  | ILtg-Exit | Exit fixture: 7 Watt CFL lamps (1), Single Face, Total fix watts = 10 | Exit fixture: 5 Watt Code lamps (1), Single Face, Total fix watts = 5 | Exit fixture: 2 Watt LED lamps (2), Single Face, Total fix watts = 4 | Exit-CFL-7w(10w) | Exit-Code-5w(5w) | Exit-LED-2w-1(4w) | Standard |  | f | f | DEER Lighting measure | ErRobNc |  | ILtg-Exit |  | DEER1314 | 1/1/2013 |  |  | FALSE | FALSE |  |  | FALSE | FALSE | FALSE | FALSE | FALSE | FALSE | FALSE | FALSE | FALSE
2363 | Com-Lighting-InGen_CFLratio0357_CFLscw-6w | Commercial Indoor General Lighting: CFL Lamp with integated Ballast replaces pre-existing standard lighting Wattage. Measure includes Code case. Impacts: CFL-based HOU (varies by BldgType) | DEER2014 | D13 v1.2 | 5/18/2015 | Com-Iltg-dWatt-CFL | DEER | Scaled | BaseRatio | 15 | 15 | None |  | f |  | t | Com | Any | Lighting | InGen-CFL | Ltg_Lamp | CFLint_lamp |  | ILtg-CFL-Com | Com indoor non-refl CFL base case, Total Watts = 3.57 x Msr Watts | Com indoor non-refl CFL base case, Total Watts = 3.57 x Msr Watts | CFL Lamp: Non-Reflector, 6-Watts | CFLratio0357 | CFLratio0357 | CFLscw(6w) | Review |  | f | f | DEER Lighting measure | ErRobNc |  | ILtg-Incand-Com |  | D1316-ILtg-Com-CFLlte30W | 1/1/2013 |  | DEER2015 Uncertain Msr Update | FALSE | FALSE |  |  | FALSE | FALSE | FALSE | FALSE | FALSE | FALSE | FALSE | FALSE | TRUE
2364 | Com-Lighting-InExit_Exit-CFL-21w-Double_Exit-LED-4w-Double | Commercial Indoor Exit Lighting: more efficient Exit Lighting fixture installed. Measure includes Code case. Impacts: HOU = 8760; CDF = 1 | DEER2014 | D13 v1.0 | 5/23/2014 15:34:31.757 | Com-Iltg-dWatt-Exit | DEER | Scaled | Delta | 6 | 17 | None |  | f |  | t | Com | Any | Lighting | InExit | Ltg_Fixture | Exit_fixt |  | ILtg-Exit | Exit fixture: 7 Watt CFL lamps (2), Double Face, Total fix watts = 21 | Exit fixture: 5 Watt Code lamps (2), Double Face, Total fix watts = 10 | Exit fixture: 2 Watt LED lamps (2), Double Face, Total fix watts = 4 | Exit-CFL-7w(21w) | Exit-Code-5w(10w) | Exit-LED-2w-2(4w) | Standard |  | f | f | DEER Lighting measure | ErRobNc |  | ILtg-Exit |  | DEER1314 | 1/1/2013 |  |  | FALSE | FALSE |  |  | FALSE | FALSE | FALSE | FALSE | FALSE | FALSE | FALSE | FALSE | FALSE
2365 | Com-Lighting-InExit_Exit-Incand-40w-Double_Exit-LED-4w-Double | Commercial Indoor Exit Lighting: more efficient Exit Lighting fixture installed. Measure includes Code case. Impacts: HOU = 8760; CDF = 1 | DEER2014 | D13 v1.0 | 5/23/2014 15:34:31.757 | Com-Iltg-dWatt-Exit | DEER | Scaled | Delta | 6 | 36 | None |  | f |  | t | Com | Any | Lighting | InExit | Ltg_Fixture | Exit_fixt |  | ILtg-Exit | Exit fixture: 20 Watt Incand lamps (2), Double Face, Total fix watts = 40 | Exit fixture: 5 Watt Code lamps (2), Double Face, Total fix watts = 10 | Exit fixture: 2 Watt LED lamps (2), Double Face, Total fix watts = 4 | Exit-Incand-20w(40w) | Exit-Code-5w(10w) | Exit-LED-2w-2(4w) | Standard |  | f | f | DEER Lighting measure | ErRobNc |  | ILtg-Exit |  | DEER1314 | 1/1/2013 |  |  | FALSE | FALSE |  |  | FALSE | FALSE | FALSE | FALSE | FALSE | FALSE | FALSE | FALSE | FALSE
2366 | Com-Lighting-InGen_CFLratio0357_CFLscw-7w | Commercial Indoor General Lighting: CFL Lamp with integated Ballast replaces pre-existing standard lighting Wattage. Measure includes Code case. Impacts: CFL-based HOU (varies by BldgType) | DEER2014 | D13 v1.2 | 5/18/2015 | Com-Iltg-dWatt-CFL | DEER | Scaled | BaseRatio | 18 | 18 | None |  | f |  | t | Com | Any | Lighting | InGen-CFL | Ltg_Lamp | CFLint_lamp |  | ILtg-CFL-Com | Com indoor non-refl CFL base case, Total Watts = 3.57 x Msr Watts | Com indoor non-refl CFL base case, Total Watts = 3.57 x Msr Watts | CFL Lamp: Non-Reflector, 7-Watts, lm=296 | CFLratio0357 | CFLratio0357 | CFLscw(7w) | Review |  | f | f | DEER Lighting measure | ErRobNc |  | ILtg-Incand-Com | D08-NE-ILtg-CFL-Sec-Rpl-Int-7wCFLsSMg7w | D1316-ILtg-Com-CFLlte30W | 1/1/2013 |  | DEER2015 Uncertain Msr Update | FALSE | FALSE |  |  | FALSE | FALSE | FALSE | FALSE | FALSE | FALSE | FALSE | FALSE | TRUE
2367 | Com-Lighting-InGen_CFLratio0357_CFLscw-8w | Commercial Indoor General Lighting: CFL Lamp with integated Ballast replaces pre-existing standard lighting Wattage. Measure includes Code case. Impacts: CFL-based HOU (varies by BldgType) | DEER2014 | D13 v1.2 | 5/18/2015 | Com-Iltg-dWatt-CFL | DEER | Scaled | BaseRatio | 21 | 21 | None |  | f |  | t | Com | Any | Lighting | InGen-CFL | Ltg_Lamp | CFLint_lamp |  | ILtg-CFL-Com | Com indoor non-refl CFL base case, Total Watts = 3.57 x Msr Watts | Com indoor non-refl CFL base case, Total Watts = 3.57 x Msr Watts | CFL Lamp: Non-Reflector, 8-Watts, lm=320 | CFLratio0357 | CFLratio0357 | CFLscw(8w) | Review |  | f | f | DEER Lighting measure | ErRobNc |  | ILtg-Incand-Com |  | D1316-ILtg-Com-CFLlte30W | 1/1/2013 |  | DEER2015 Uncertain Msr Update | FALSE | FALSE |  |  | FALSE | FALSE | FALSE | FALSE | FALSE | FALSE | FALSE | FALSE | TRUE
2368 | Com-Lighting-InExit_Exit-Incand-25w-Single_Exit-LED-4w-Single | Commercial Indoor Exit Lighting: more efficient Exit Lighting fixture installed. Measure includes Code case. Impacts: HOU = 8760; CDF = 1 | DEER2014 | D13 v1.0 | 5/23/2014 15:34:31.757 | Com-Iltg-dWatt-Exit | DEER | Scaled | Delta | 1 | 21 | None |  | f |  | t | Com | Any | Lighting | InExit | Ltg_Fixture | Exit_fixt |  | ILtg-Exit | Exit fixture: 25 Watt Incand lamps (1), Single Face, Total fix watts = 25 | Exit fixture: 5 Watt Code lamps (1), Single Face, Total fix watts = 5 | Exit fixture: 2 Watt LED lamps (2), Single Face, Total fix watts = 4 | Exit-Incand-25w(25w) | Exit-Code-5w(5w) | Exit-LED-2w-1(4w) | Standard |  | f | f | DEER Lighting measure | ErRobNc |  | ILtg-Exit |  | DEER1314 | 1/1/2013 |  |  | FALSE | FALSE |  |  | FALSE | FALSE | FALSE | FALSE | FALSE | FALSE | FALSE | FALSE | FALSE
2369 | Com-Lighting-InGen_CFLratio0357_CFLscw-9w | Commercial Indoor General Lighting: CFL Lamp with integated Ballast replaces pre-existing standard lighting Wattage. Measure includes Code case. Impacts: CFL-based HOU (varies by BldgType) | DEER2014 | D13 v1.2 | 5/18/2015 | Com-Iltg-dWatt-CFL | DEER | Scaled | BaseRatio | 23 | 23 | None |  | f |  | t | Com | Any | Lighting | InGen-CFL | Ltg_Lamp | CFLint_lamp |  | ILtg-CFL-Com | Com indoor non-refl CFL base case, Total Watts = 3.57 x Msr Watts | Com indoor non-refl CFL base case, Total Watts = 3.57 x Msr Watts | CFL Lamp: Non-Reflector, 9-Watts, lm=344 | CFLratio0357 | CFLratio0357 | CFLscw(9w) | Review |  | f | f | DEER Lighting measure | ErRobNc |  | ILtg-Incand-Com | D08-NE-ILtg-CFL-Sec-Rpl-Int-9wCFLsSMg9w | D1316-ILtg-Com-CFLlte30W | 1/1/2013 |  | DEER2015 Uncertain Msr Update | FALSE | FALSE |  |  | FALSE | FALSE | FALSE | FALSE | FALSE | FALSE | FALSE | FALSE | TRUE
2370 | Com-Lighting-InExit_Exit-Incand-40w-Double_Exit-T5-24w-Double | Commercial Indoor Exit Lighting: more efficient Exit Lighting fixture installed. Measure includes Code case. Impacts: HOU = 8760; CDF = 1 | DEER2014 | D13 v1.0 | 5/23/2014 15:34:31.757 | Com-Iltg-dWatt-Exit | DEER | Scaled | Delta | -14 | 16 | None |  | f |  | t | Com | Any | Lighting | InExit | Ltg_Fixture | Exit_fixt |  | ILtg-Exit | Exit fixture: 20 Watt Incand lamps (2), Double Face, Total fix watts = 40 | Exit fixture: 5 Watt Code lamps (2), Double Face, Total fix watts = 10 | Exit fixture: 8 Watt T5 lamps (2), Double Face, Total fix watts = 24 | Exit-Incand-20w(40w) | Exit-Code-5w(10w) | Exit-T5-8w(24w) | Standard |  | f | f | DEER Lighting measure | ErRobNc |  | ILtg-Exit | D08-NE-ILtg-Exit-Rpl-20wxInc40w-8wxT5SMg24w | DEER1314 | 1/1/2013 |  |  | FALSE | FALSE |  |  | FALSE | FALSE | FALSE | FALSE | FALSE | FALSE | FALSE | FALSE | FALSE
2371 | Com-Lighting-InExit_Exit-Incand-25w-Single_Exit-T5-12w-Single | Commercial Indoor Exit Lighting: more efficient Exit Lighting fixture installed. Measure includes Code case. Impacts: HOU = 8760; CDF = 1 | DEER2014 | D13 v1.0 | 5/23/2014 15:34:31.757 | Com-Iltg-dWatt-Exit | DEER | Scaled | Delta | -7 | 13 | None |  | f |  | t | Com | Any | Lighting | InExit | Ltg_Fixture | Exit_fixt |  | ILtg-Exit | Exit fixture: 25 Watt Incand lamps (1), Single Face, Total fix watts = 25 | Exit fixture: 5 Watt Code lamps (1), Single Face, Total fix watts = 5 | Exit fixture: 8 Watt T5 lamps (1), Single Face, Total fix watts = 12 | Exit-Incand-25w(25w) | Exit-Code-5w(5w) | Exit-T5-8w(12w) | Standard |  | f | f | DEER Lighting measure | ErRobNc |  | ILtg-Exit | D08-NE-ILtg-Exit-Rpl-25wxInc25w-8wxT5SMg12w | DEER1314 | 1/1/2013 |  |  | FALSE | FALSE |  |  | FALSE | FALSE | FALSE | FALSE | FALSE | FALSE | FALSE | FALSE | FALSE
2372 | Com-Lighting-InGen_CFLratio0357_CFLscw-10w | Commercial Indoor General Lighting: CFL Lamp with integated Ballast replaces pre-existing standard lighting Wattage. Measure includes Code case. Impacts: CFL-based HOU (varies by BldgType) | DEER2014 | D13 v1.2 | 5/18/2015 | Com-Iltg-dWatt-CFL | DEER | Scaled | BaseRatio | 26 | 26 | None |  | f |  | t | Com | Any | Lighting | InGen-CFL | Ltg_Lamp | CFLint_lamp |  | ILtg-CFL-Com | Com indoor non-refl CFL base case, Total Watts = 3.57 x Msr Watts | Com indoor non-refl CFL base case, Total Watts = 3.57 x Msr Watts | CFL Lamp: Non-Reflector, 10-Watts, lm=382 | CFLratio0357 | CFLratio0357 | CFLscw(10w) | Review |  | f | f | DEER Lighting measure | ErRobNc |  | ILtg-Incand-Com |  | D1316-ILtg-Com-CFLlte30W | 1/1/2013 |  | DEER2015 Uncertain Msr Update | FALSE | FALSE |  |  | FALSE | FALSE | FALSE | FALSE | FALSE | FALSE | FALSE | FALSE | TRUE
2373 | Com-Lighting-InGen_CFLratio0357_CFLscw-11w | Commercial Indoor General Lighting: CFL Lamp with integated Ballast replaces pre-existing standard lighting Wattage. Measure includes Code case. Impacts: CFL-based HOU (varies by BldgType) | DEER2014 | D13 v1.2 | 5/18/2015 | Com-Iltg-dWatt-CFL | DEER | Scaled | BaseRatio | 28 | 28 | None |  | f |  | t | Com | Any | Lighting | InGen-CFL | Ltg_Lamp | CFLint_lamp |  | ILtg-CFL-Com | Com indoor non-refl CFL base case, Total Watts = 3.57 x Msr Watts | Com indoor non-refl CFL base case, Total Watts = 3.57 x Msr Watts | CFL Lamp: Non-Reflector, 11-Watts, lm=420 | CFLratio0357 | CFLratio0357 | CFLscw(11w) | Review |  | f | f | DEER Lighting measure | ErRobNc |  | ILtg-Incand-Com | D08-NE-ILtg-CFL-Sec-Rpl-Int-11wCFLsSMg11w | D1316-ILtg-Com-CFLlte30W | 1/1/2013 |  | DEER2015 Uncertain Msr Update | FALSE | FALSE |  |  | FALSE | FALSE | FALSE | FALSE | FALSE | FALSE | FALSE | FALSE | TRUE
2374 | Com-Lighting-InGen_CFLratio0357_CFLscw-12w | Commercial Indoor General Lighting: CFL Lamp with integated Ballast replaces pre-existing standard lighting Wattage. Measure includes Code case. Impacts: CFL-based HOU (varies by BldgType) | DEER2014 | D13 v1.2 | 5/18/2015 | Com-Iltg-dWatt-CFL | DEER | Scaled | BaseRatio | 31 | 31 | None |  | f |  | t | Com | Any | Lighting | InGen-CFL | Ltg_Lamp | CFLint_lamp |  | ILtg-CFL-Com | Com indoor non-refl CFL base case, Total Watts = 3.57 x Msr Watts | Com indoor non-refl CFL base case, Total Watts = 3.57 x Msr Watts | CFL Lamp: Non-Reflector, 12-Watts, lm=540 | CFLratio0357 | CFLratio0357 | CFLscw(12w) | Review |  | f | f | DEER Lighting measure | ErRobNc |  | ILtg-Incand-Com |  | D1316-ILtg-Com-CFLlte30W | 1/1/2013 |  | DEER2015 Uncertain Msr Update | FALSE | FALSE |  |  | FALSE | FALSE | FALSE | FALSE | FALSE | FALSE | FALSE | FALSE | TRUE
2375 | Com-Lighting-InGen_CFLratio0357_CFLscw-13w | Commercial Indoor General Lighting: CFL Lamp with integated Ballast replaces pre-existing standard lighting Wattage. Measure includes Code case. Impacts: CFL-based HOU (varies by BldgType) | DEER2014 | D13 v1.2 | 5/18/2015 | Com-Iltg-dWatt-CFL | DEER | Scaled | BaseRatio | 33 | 33 | None |  | f |  | t | Com | Any | Lighting | InGen-CFL | Ltg_Lamp | CFLint_lamp |  | ILtg-CFL-Com | Com indoor non-refl CFL base case, Total Watts = 3.57 x Msr Watts | Com indoor non-refl CFL base case, Total Watts = 3.57 x Msr Watts | CFL Lamp: Non-Reflector, 13-Watts, lm=660 | CFLratio0357 | CFLratio0357 | CFLscw(13w) | Review |  | f | f | DEER Lighting measure | ErRobNc |  | ILtg-Incand-Com | D08-NE-ILtg-CFL-Sec-Rpl-Int-13wCFLsSMg13w | D1316-ILtg-Com-CFLlte30W | 1/1/2013 |  | DEER2015 Uncertain Msr Update | FALSE | FALSE |  |  | FALSE | FALSE | FALSE | FALSE | FALSE | FALSE | FALSE | FALSE | TRUE
2376 | Com-Lighting-InGen_CFLratio0357_CFLscw-14w | Commercial Indoor General Lighting: CFL Lamp with integated Ballast replaces pre-existing standard lighting Wattage. Measure includes Code case. Impacts: CFL-based HOU (varies by BldgType) | DEER2014 | D13 v1.2 | 5/18/2015 | Com-Iltg-dWatt-CFL | DEER | Scaled | BaseRatio | 36 | 36 | None |  | f |  | t | Com | Any | Lighting | InGen-CFL | Ltg_Lamp | CFLint_lamp |  | ILtg-CFL-Com | Com indoor non-refl CFL base case, Total Watts = 3.57 x Msr Watts | Com indoor non-refl CFL base case, Total Watts = 3.57 x Msr Watts | CFL Lamp: Non-Reflector, 14-Watts, lm=713 | CFLratio0357 | CFLratio0357 | CFLscw(14w) | Review |  | f | f | DEER Lighting measure | ErRobNc |  | ILtg-Incand-Com |  | D1316-ILtg-Com-CFLlte30W | 1/1/2013 |  | DEER2015 Uncertain Msr Update | FALSE | FALSE |  |  | FALSE | FALSE | FALSE | FALSE | FALSE | FALSE | FALSE | FALSE | TRUE
2377 | Com-Lighting-InGen_CFLratio0357_CFLscw-15w | Commercial Indoor General Lighting: CFL Lamp with integated Ballast replaces pre-existing standard lighting Wattage. Measure includes Code case. Impacts: CFL-based HOU (varies by BldgType) | DEER2014 | D13 v1.2 | 5/18/2015 | Com-Iltg-dWatt-CFL | DEER | Scaled | BaseRatio | 39 | 39 | None |  | f |  | t | Com | Any | Lighting | InGen-CFL | Ltg_Lamp | CFLint_lamp |  | ILtg-CFL-Com | Com indoor non-refl CFL base case, Total Watts = 3.57 x Msr Watts | Com indoor non-refl CFL base case, Total Watts = 3.57 x Msr Watts | CFL Lamp: Non-Reflector, 15-Watts, lm=765 | CFLratio0357 | CFLratio0357 | CFLscw(15w) | Review |  | f | f | DEER Lighting measure | ErRobNc |  | ILtg-Incand-Com |  | D1316-ILtg-Com-CFLlte30W | 1/1/2013 |  | DEER2015 Uncertain Msr Update | FALSE | FALSE |  |  | FALSE | FALSE | FALSE | FALSE | FALSE | FALSE | FALSE | FALSE | TRUE
2378 | Com-Lighting-InGen_CFLratio0357_CFLscw-16w | Commercial Indoor General Lighting: CFL Lamp with integated Ballast replaces pre-existing standard lighting Wattage. Measure includes Code case. Impacts: CFL-based HOU (varies by BldgType) | DEER2014 | D13 v1.2 | 5/18/2015 | Com-Iltg-dWatt-CFL | DEER | Scaled | BaseRatio | 41 | 41 | None |  | f |  | t | Com | Any | Lighting | InGen-CFL | Ltg_Lamp | CFLint_lamp |  | ILtg-CFL-Com | Com indoor non-refl CFL base case, Total Watts = 3.57 x Msr Watts | Com indoor non-refl CFL base case, Total Watts = 3.57 x Msr Watts | CFL Lamp: Non-Reflector, 16-Watts, lm=810 | CFLratio0357 | CFLratio0357 | CFLscw(16w) | Review |  | f | f | DEER Lighting measure | ErRobNc |  | ILtg-Incand-Com | D08-NE-ILtg-CFL-Sec-Rpl-Int-16wCFLsSMg16w | D1316-ILtg-Com-CFLlte30W | 1/1/2013 |  | DEER2015 Uncertain Msr Update | FALSE | FALSE |  |  | FALSE | FALSE | FALSE | FALSE | FALSE | FALSE | FALSE | FALSE | TRUE
2379 | Com-Lighting-InGen_CFLratio0357_CFLscw-17w | Commercial Indoor General Lighting: CFL Lamp with integated Ballast replaces pre-existing standard lighting Wattage. Measure includes Code case. Impacts: CFL-based HOU (varies by BldgType) | DEER2014 | D13 v1.2 | 5/18/2015 | Com-Iltg-dWatt-CFL | DEER | Scaled | BaseRatio | 44 | 44 | None |  | f |  | t | Com | Any | Lighting | InGen-CFL | Ltg_Lamp | CFLint_lamp |  | ILtg-CFL-Com | Com indoor non-refl CFL base case, Total Watts = 3.57 x Msr Watts | Com indoor non-refl CFL base case, Total Watts = 3.57 x Msr Watts | CFL Lamp: Non-Reflector, 17-Watts, lm=845 | CFLratio0357 | CFLratio0357 | CFLscw(17w) | Review |  | f | f | DEER Lighting measure | ErRobNc |  | ILtg-Incand-Com | D08-NE-ILtg-CFL-Sec-Rpl-Int-17wCFLsSMg17w | D1316-ILtg-Com-CFLlte30W | 1/1/2013 |  | DEER2015 Uncertain Msr Update | FALSE | FALSE |  |  | FALSE | FALSE | FALSE | FALSE | FALSE | FALSE | FALSE | FALSE | TRUE
2380 | Com-Lighting-InGen_CFLratio0357_CFLscw-18w | Commercial Indoor General Lighting: CFL Lamp with integated Ballast replaces pre-existing standard lighting Wattage. Measure includes Code case. Impacts: CFL-based HOU (varies by BldgType) | DEER2014 | D13 v1.2 | 5/18/2015 | Com-Iltg-dWatt-CFL | DEER | Scaled | BaseRatio | 46 | 46 | None |  | f |  | t | Com | Any | Lighting | InGen-CFL | Ltg_Lamp | CFLint_lamp |  | ILtg-CFL-Com | Com indoor non-refl CFL base case, Total Watts = 3.57 x Msr Watts | Com indoor non-refl CFL base case, Total Watts = 3.57 x Msr Watts | CFL Lamp: Non-Reflector, 18-Watts, lm=885 | CFLratio0357 | CFLratio0357 | CFLscw(18w) | Review |  | f | f | DEER Lighting measure | ErRobNc |  | ILtg-Incand-Com | D08-NE-ILtg-CFL-Sec-Rpl-Int-18wCFLsSMg18w | D1316-ILtg-Com-CFLlte30W | 1/1/2013 |  | DEER2015 Uncertain Msr Update | FALSE | FALSE |  |  | FALSE | FALSE | FALSE | FALSE | FALSE | FALSE | FALSE | FALSE | TRUE
2381 | Com-Lighting-InGen_CFLratio0357_CFLscw-19w | Commercial Indoor General Lighting: CFL Lamp with integated Ballast replaces pre-existing standard lighting Wattage. Measure includes Code case. Impacts: CFL-based HOU (varies by BldgType) | DEER2014 | D13 v1.2 | 5/18/2015 | Com-Iltg-dWatt-CFL | DEER | Scaled | BaseRatio | 49 | 49 | None |  | f |  | t | Com | Any | Lighting | InGen-CFL | Ltg_Lamp | CFLint_lamp |  | ILtg-CFL-Com | Com indoor non-refl CFL base case, Total Watts = 3.57 x Msr Watts | Com indoor non-refl CFL base case, Total Watts = 3.57 x Msr Watts | CFL Lamp: Non-Reflector, 19-Watts, lm=925 | CFLratio0357 | CFLratio0357 | CFLscw(19w) | Review |  | f | f | DEER Lighting measure | ErRobNc |  | ILtg-Incand-Com |  | D1316-ILtg-Com-CFLlte30W | 1/1/2013 |  | DEER2015 Uncertain Msr Update | FALSE | FALSE |  |  | FALSE | FALSE | FALSE | FALSE | FALSE | FALSE | FALSE | FALSE | TRUE
2382 | Com-Lighting-InGen_CFLratio0357_CFLscw-20w | Commercial Indoor General Lighting: CFL Lamp with integated Ballast replaces pre-existing standard lighting Wattage. Measure includes Code case. Impacts: CFL-based HOU (varies by BldgType) | DEER2014 | D13 v1.2 | 5/18/2015 | Com-Iltg-dWatt-CFL | DEER | Scaled | BaseRatio | 51 | 51 | None |  | f |  | t | Com | Any | Lighting | InGen-CFL | Ltg_Lamp | CFLint_lamp |  | ILtg-CFL-Com | Com indoor non-refl CFL base case, Total Watts = 3.57 x Msr Watts | Com indoor non-refl CFL base case, Total Watts = 3.57 x Msr Watts | CFL Lamp: Non-Reflector, 20-Watts, lm=965 | CFLratio0357 | CFLratio0357 | CFLscw(20w) | Review |  | f | f | DEER Lighting measure | ErRobNc |  | ILtg-Incand-Com | D08-NE-ILtg-CFL-Sec-Rpl-Int-20wCFLsSMg20w | D1316-ILtg-Com-CFLlte30W | 1/1/2013 |  | DEER2015 Uncertain Msr Update | FALSE | FALSE |  |  | FALSE | FALSE | FALSE | FALSE | FALSE | FALSE | FALSE | FALSE | TRUE
2383 | Com-Lighting-InGen_CFLratio0357_CFLscw-21w | Commercial Indoor General Lighting: CFL Lamp with integated Ballast replaces pre-existing standard lighting Wattage. Measure includes Code case. Impacts: CFL-based HOU (varies by BldgType) | DEER2014 | D13 v1.2 | 5/18/2015 | Com-Iltg-dWatt-CFL | DEER | Scaled | BaseRatio | 54 | 54 | None |  | f |  | t | Com | Any | Lighting | InGen-CFL | Ltg_Lamp | CFLint_lamp |  | ILtg-CFL-Com | Com indoor non-refl CFL base case, Total Watts = 3.57 x Msr Watts | Com indoor non-refl CFL base case, Total Watts = 3.57 x Msr Watts | CFL Lamp: Non-Reflector, 21-Watts, lm=1070 | CFLratio0357 | CFLratio0357 | CFLscw(21w) | Review |  | f | f | DEER Lighting measure | ErRobNc |  | ILtg-Incand-Com |  | D1316-ILtg-Com-CFLlte30W | 1/1/2013 |  | DEER2015 Uncertain Msr Update | FALSE | FALSE |  |  | FALSE | FALSE | FALSE | FALSE | FALSE | FALSE | FALSE | FALSE | TRUE
2384 | Com-Lighting-InGen_CFLratio0357_CFLscw-22w | Commercial Indoor General Lighting: CFL Lamp with integated Ballast replaces pre-existing standard lighting Wattage. Measure includes Code case. Impacts: CFL-based HOU (varies by BldgType) | DEER2014 | D13 v1.2 | 5/18/2015 | Com-Iltg-dWatt-CFL | DEER | Scaled | BaseRatio | 57 | 57 | None |  | f |  | t | Com | Any | Lighting | InGen-CFL | Ltg_Lamp | CFLint_lamp |  | ILtg-CFL-Com | Com indoor non-refl CFL base case, Total Watts = 3.57 x Msr Watts | Com indoor non-refl CFL base case, Total Watts = 3.57 x Msr Watts | CFL Lamp: Non-Reflector, 22-Watts, lm=1175 | CFLratio0357 | CFLratio0357 | CFLscw(22w) | Review |  | f | f | DEER Lighting measure | ErRobNc |  | ILtg-Incand-Com |  | D1316-ILtg-Com-CFLlte30W | 1/1/2013 |  | DEER2015 Uncertain Msr Update | FALSE | FALSE |  |  | FALSE | FALSE | FALSE | FALSE | FALSE | FALSE | FALSE | FALSE | TRUE
2385 | Com-Lighting-InGen_CFLratio0357_CFLscw-23w | Commercial Indoor General Lighting: CFL Lamp with integated Ballast replaces pre-existing standard lighting Wattage. Measure includes Code case. Impacts: CFL-based HOU (varies by BldgType) | DEER2014 | D13 v1.2 | 5/18/2015 | Com-Iltg-dWatt-CFL | DEER | Scaled | BaseRatio | 59 | 59 | None |  | f |  | t | Com | Any | Lighting | InGen-CFL | Ltg_Lamp | CFLint_lamp |  | ILtg-CFL-Com | Com indoor non-refl CFL base case, Total Watts = 3.57 x Msr Watts | Com indoor non-refl CFL base case, Total Watts = 3.57 x Msr Watts | CFL Lamp: Non-Reflector, 23-Watts, lm=1280 | CFLratio0357 | CFLratio0357 | CFLscw(23w) | Review |  | f | f | DEER Lighting measure | ErRobNc |  | ILtg-Incand-Com | D08-NE-ILtg-CFL-Sec-Rpl-Int-23wCFLsSMg23w | D1316-ILtg-Com-CFLlte30W | 1/1/2013 |  | DEER2015 Uncertain Msr Update | FALSE | FALSE |  |  | FALSE | FALSE | FALSE | FALSE | FALSE | FALSE | FALSE | FALSE | TRUE
2386 | Com-Lighting-InGen_CFLratio0357_CFLscw-24w | Commercial Indoor General Lighting: CFL Lamp with integated Ballast replaces pre-existing standard lighting Wattage. Measure includes Code case. Impacts: CFL-based HOU (varies by BldgType) | DEER2014 | D13 v1.2 | 5/18/2015 | Com-Iltg-dWatt-CFL | DEER | Scaled | BaseRatio | 62 | 62 | None |  | f |  | t | Com | Any | Lighting | InGen-CFL | Ltg_Lamp | CFLint_lamp |  | ILtg-CFL-Com | Com indoor non-refl CFL base case, Total Watts = 3.57 x Msr Watts | Com indoor non-refl CFL base case, Total Watts = 3.57 x Msr Watts | CFL Lamp: Non-Reflector, 24-Watts, lm=1295 | CFLratio0357 | CFLratio0357 | CFLscw(24w) | Review |  | f | f | DEER Lighting measure | ErRobNc |  | ILtg-Incand-Com |  | D1316-ILtg-Com-CFLlte30W | 1/1/2013 |  | DEER2015 Uncertain Msr Update | FALSE | FALSE |  |  | FALSE | FALSE | FALSE | FALSE | FALSE | FALSE | FALSE | FALSE | TRUE
2387 | Com-Lighting-InGen_CFLratio0357_CFLscw-25w | Commercial Indoor General Lighting: CFL Lamp with integated Ballast replaces pre-existing standard lighting Wattage. Measure includes Code case. Impacts: CFL-based HOU (varies by BldgType) | DEER2014 | D13 v1.2 | 5/18/2015 | Com-Iltg-dWatt-CFL | DEER | Scaled | BaseRatio | 64 | 64 | None |  | f |  | t | Com | Any | Lighting | InGen-CFL | Ltg_Lamp | CFLint_lamp |  | ILtg-CFL-Com | Com indoor non-refl CFL base case, Total Watts = 3.57 x Msr Watts | Com indoor non-refl CFL base case, Total Watts = 3.57 x Msr Watts | CFL Lamp: Non-Reflector, 25-Watts, lm=1310 | CFLratio0357 | CFLratio0357 | CFLscw(25w) | Review |  | f | f | DEER Lighting measure | ErRobNc |  | ILtg-Incand-Com | D08-NE-ILtg-CFL-Sec-Rpl-Int-25wCFLsSMg25w | D1316-ILtg-Com-CFLlte30W | 1/1/2013 |  | DEER2015 Uncertain Msr Update | FALSE | FALSE |  |  | FALSE | FALSE | FALSE | FALSE | FALSE | FALSE | FALSE | FALSE | TRUE
2388 | Com-Lighting-InGen_CFLratio0357_CFLscw-26w | Commercial Indoor General Lighting: CFL Lamp with integated Ballast replaces pre-existing standard lighting Wattage. Measure includes Code case. Impacts: CFL-based HOU (varies by BldgType) | DEER2014 | D13 v1.2 | 5/18/2015 | Com-Iltg-dWatt-CFL | DEER | Scaled | BaseRatio | 67 | 67 | None |  | f |  | t | Com | Any | Lighting | InGen-CFL | Ltg_Lamp | CFLint_lamp |  | ILtg-CFL-Com | Com indoor non-refl CFL base case, Total Watts = 3.57 x Msr Watts | Com indoor non-refl CFL base case, Total Watts = 3.57 x Msr Watts | CFL Lamp: Non-Reflector, 26-Watts, lm=1368 | CFLratio0357 | CFLratio0357 | CFLscw(26w) | Review |  | f | f | DEER Lighting measure | ErRobNc |  | ILtg-Incand-Com |  | D1316-ILtg-Com-CFLlte30W | 1/1/2013 |  | DEER2015 Uncertain Msr Update | FALSE | FALSE |  |  | FALSE | FALSE | FALSE | FALSE | FALSE | FALSE | FALSE | FALSE | TRUE
2389 | Com-Lighting-InGen_CFLratio0357_CFLscw-27w | Commercial Indoor General Lighting: CFL Lamp with integated Ballast replaces pre-existing standard lighting Wattage. Measure includes Code case. Impacts: CFL-based HOU (varies by BldgType) | DEER2014 | D13 v1.2 | 5/18/2015 | Com-Iltg-dWatt-CFL | DEER | Scaled | BaseRatio | 69 | 69 | None |  | f |  | t | Com | Any | Lighting | InGen-CFL | Ltg_Lamp | CFLint_lamp |  | ILtg-CFL-Com | Com indoor non-refl CFL base case, Total Watts = 3.57 x Msr Watts | Com indoor non-refl CFL base case, Total Watts = 3.57 x Msr Watts | CFL Lamp: Non-Reflector, 27-Watts, lm=1427 | CFLratio0357 | CFLratio0357 | CFLscw(27w) | Review |  | f | f | DEER Lighting measure | ErRobNc |  | ILtg-Incand-Com |  | D1316-ILtg-Com-CFLlte30W | 1/1/2013 |  | DEER2015 Uncertain Msr Update | FALSE | FALSE |  |  | FALSE | FALSE | FALSE | FALSE | FALSE | FALSE | FALSE | FALSE | TRUE
2390 | Com-Lighting-InGen_CFLratio0357_CFLscw-28w | Commercial Indoor General Lighting: CFL Lamp with integated Ballast replaces pre-existing standard lighting Wattage. Measure includes Code case. Impacts: CFL-based HOU (varies by BldgType) | DEER2014 | D13 v1.2 | 5/18/2015 | Com-Iltg-dWatt-CFL | DEER | Scaled | BaseRatio | 72 | 72 | None |  | f |  | t | Com | Any | Lighting | InGen-CFL | Ltg_Lamp | CFLint_lamp |  | ILtg-CFL-Com | Com indoor non-refl CFL base case, Total Watts = 3.57 x Msr Watts | Com indoor non-refl CFL base case, Total Watts = 3.57 x Msr Watts | CFL Lamp: Non-Reflector, 28-Watts, lm=1485 | CFLratio0357 | CFLratio0357 | CFLscw(28w) | Review |  | f | f | DEER Lighting measure | ErRobNc |  | ILtg-Incand-Com | D08-NE-ILtg-CFL-Sec-Rpl-Int-28wCFLsSMg28w | D1316-ILtg-Com-CFLlte30W | 1/1/2013 |  | DEER2015 Uncertain Msr Update | FALSE | FALSE |  |  | FALSE | FALSE | FALSE | FALSE | FALSE | FALSE | FALSE | FALSE | TRUE
2391 | Com-Lighting-InGen_CFLratio0357_CFLscw-29w | Commercial Indoor General Lighting: CFL Lamp with integated Ballast replaces pre-existing standard lighting Wattage. Measure includes Code case. Impacts: CFL-based HOU (varies by BldgType) | DEER2014 | D13 v1.2 | 5/18/2015 | Com-Iltg-dWatt-CFL | DEER | Scaled | BaseRatio | 75 | 75 | None |  | f |  | t | Com | Any | Lighting | InGen-CFL | Ltg_Lamp | CFLint_lamp |  | ILtg-CFL-Com | Com indoor non-refl CFL base case, Total Watts = 3.57 x Msr Watts | Com indoor non-refl CFL base case, Total Watts = 3.57 x Msr Watts | CFL Lamp: Non-Reflector, 29-Watts | CFLratio0357 | CFLratio0357 | CFLscw(29w) | Review |  | f | f | DEER Lighting measure | ErRobNc |  | ILtg-Incand-Com |  | D1316-ILtg-Com-CFLlte30W | 1/1/2013 |  | DEER2015 Uncertain Msr Update | FALSE | FALSE |  |  | FALSE | FALSE | FALSE | FALSE | FALSE | FALSE | FALSE | FALSE | TRUE
2392 | Com-Lighting-InGen_CFLratio0357_CFLscw-30w | Commercial Indoor General Lighting: CFL Lamp with integated Ballast replaces pre-existing standard lighting Wattage. Measure includes Code case. Impacts: CFL-based HOU (varies by BldgType) | DEER2014 | D13 v1.2 | 5/18/2015 | Com-Iltg-dWatt-CFL | DEER | Scaled | BaseRatio | 77 | 77 | None |  | f |  | t | Com | Any | Lighting | InGen-CFL | Ltg_Lamp | CFLint_lamp |  | ILtg-CFL-Com | Com indoor non-refl CFL base case, Total Watts = 3.57 x Msr Watts | Com indoor non-refl CFL base case, Total Watts = 3.57 x Msr Watts | CFL Lamp: Non-Reflector, 30-Watts | CFLratio0357 | CFLratio0357 | CFLscw(30w) | Review |  | f | f | DEER Lighting measure | ErRobNc |  | ILtg-Incand-Com |  | D1316-ILtg-Com-CFLlte30W | 1/1/2013 |  | DEER2015 Uncertain Msr Update | FALSE | FALSE |  |  | FALSE | FALSE | FALSE | FALSE | FALSE | FALSE | FALSE | FALSE | TRUE
2393 | Com-Lighting-InGen_CFLratio0357_CFLscw-31w | Commercial Indoor General Lighting: CFL Lamp with integated Ballast replaces pre-existing standard lighting Wattage. Measure includes Code case. Impacts: CFL-based HOU (varies by BldgType) | DEER2014 | D13 v1.2 | 5/23/2014 15:34:31.757 | Com-Iltg-dWatt-CFL | DEER | Scaled | BaseRatio | 80 | 80 | None |  | f |  | t | Com | Any | Lighting | InGen-CFL | Ltg_Lamp | CFLint_lamp |  | ILtg-CFL-Com | Com indoor non-refl CFL base case, Total Watts = 3.57 x Msr Watts | Com indoor non-refl CFL base case, Total Watts = 3.57 x Msr Watts | CFL Lamp: Non-Reflector, 31-Watts | CFLratio0357 | CFLratio0357 | CFLscw(31w) | Review |  | f | f | DEER Lighting measure | ErRobNc |  | ILtg-Incand-Com |  | DEER1316-Ltg-Com-CFL | 1/1/2013 |  | DEER2016 HOU Update | FALSE | FALSE |  |  | FALSE | FALSE | FALSE | FALSE | FALSE | FALSE | FALSE | FALSE | FALSE
2394 | Com-Lighting-InGen_CFLratio0357_CFLscw-32w | Commercial Indoor General Lighting: CFL Lamp with integated Ballast replaces pre-existing standard lighting Wattage. Measure includes Code case. Impacts: CFL-based HOU (varies by BldgType) | DEER2014 | D13 v1.2 | 5/23/2014 15:34:31.757 | Com-Iltg-dWatt-CFL | DEER | Scaled | BaseRatio | 82 | 82 | None |  | f |  | t | Com | Any | Lighting | InGen-CFL | Ltg_Lamp | CFLint_lamp |  | ILtg-CFL-Com | Com indoor non-refl CFL base case, Total Watts = 3.57 x Msr Watts | Com indoor non-refl CFL base case, Total Watts = 3.57 x Msr Watts | CFL Lamp: Non-Reflector, 32-Watts | CFLratio0357 | CFLratio0357 | CFLscw(32w) | Review |  | f | f | DEER Lighting measure | ErRobNc |  | ILtg-Incand-Com |  | DEER1316-Ltg-Com-CFL | 1/1/2013 |  | DEER2016 HOU Update | FALSE | FALSE |  |  | FALSE | FALSE | FALSE | FALSE | FALSE | FALSE | FALSE | FALSE | FALSE
2395 | Com-Lighting-InGen_CFLratio0357_CFLscw-40w | Commercial Indoor General Lighting: CFL Lamp with integated Ballast replaces pre-existing standard lighting Wattage. Measure includes Code case. Impacts: CFL-based HOU (varies by BldgType) | DEER2014 | D13 v1.2 | 5/23/2014 15:34:31.757 | Com-Iltg-dWatt-CFL | DEER | Scaled | BaseRatio | 103 | 103 | None |  | f |  | t | Com | Any | Lighting | InGen-CFL | Ltg_Lamp | CFLint_lamp |  | ILtg-CFL-Com | Com indoor non-refl CFL base case, Total Watts = 3.57 x Msr Watts | Com indoor non-refl CFL base case, Total Watts = 3.57 x Msr Watts | CFL Lamp: Non-Reflector, 40-Watts | CFLratio0357 | CFLratio0357 | CFLscw(40w) | Review | Added based on IOU workpaper measure | f | f | DEER Lighting measure | ErRobNc |  | ILtg-Incand-Com |  | DEER1316-Ltg-Com-CFL | 1/1/2013 |  | DEER2016 HOU Update | FALSE | FALSE |  |  | FALSE | FALSE | FALSE | FALSE | FALSE | FALSE | FALSE | FALSE | FALSE
2396 | Com-Lighting-InGen_CFLratio0357_CFLscw-42w | Commercial Indoor General Lighting: CFL Lamp with integated Ballast replaces pre-existing standard lighting Wattage. Measure includes Code case. Impacts: CFL-based HOU (varies by BldgType) | DEER2014 | D13 v1.2 | 5/23/2014 15:34:31.757 | Com-Iltg-dWatt-CFL | DEER | Scaled | BaseRatio | 108 | 108 | None |  | f |  | t | Com | Any | Lighting | InGen-CFL | Ltg_Lamp | CFLint_lamp |  | ILtg-CFL-Com | Com indoor non-refl CFL base case, Total Watts = 3.57 x Msr Watts | Com indoor non-refl CFL base case, Total Watts = 3.57 x Msr Watts | CFL Lamp: Non-Reflector, 42-Watts | CFLratio0357 | CFLratio0357 | CFLscw(42w) | Review |  | f | f | DEER Lighting measure | ErRobNc |  | ILtg-Incand-Com |  | DEER1316-Ltg-Com-CFL | 1/1/2013 |  | DEER2016 HOU Update | FALSE | FALSE |  |  | FALSE | FALSE | FALSE | FALSE | FALSE | FALSE | FALSE | FALSE | FALSE
2397 | Com-Lighting-InGen_CFLratio0357_CFLscw-55w | Commercial Indoor General Lighting: CFL Lamp with integated Ballast replaces pre-existing standard lighting Wattage. Measure includes Code case. Impacts: CFL-based HOU (varies by BldgType) | DEER2014 | D13 v1.2 | 5/23/2014 15:34:31.757 | Com-Iltg-dWatt-CFL | DEER | Scaled | BaseRatio | 141 | 141 | None |  | f |  | t | Com | Any | Lighting | InGen-CFL | Ltg_Lamp | CFLint_lamp |  | ILtg-CFL-Com | Com indoor non-refl CFL base case, Total Watts = 3.57 x Msr Watts | Com indoor non-refl CFL base case, Total Watts = 3.57 x Msr Watts | CFL Lamp: Non-Reflector, 55-Watts | CFLratio0357 | CFLratio0357 | CFLscw(55w) | Review |  | f | f | DEER Lighting measure | ErRobNc |  | ILtg-Incand-Com |  | DEER1316-Ltg-Com-CFL | 1/1/2013 |  | DEER2016 HOU Update | FALSE | FALSE |  |  | FALSE | FALSE | FALSE | FALSE | FALSE | FALSE | FALSE | FALSE | FALSE
2398 | Com-Lighting-InGen_CFLratio0357_CFLscw-60w | Commercial Indoor General Lighting: CFL Lamp with integated Ballast replaces pre-existing standard lighting Wattage. Measure includes Code case. Impacts: CFL-based HOU (varies by BldgType) | DEER2014 | D13 v1.2 | 5/23/2014 15:34:31.757 | Com-Iltg-dWatt-CFL | DEER | Scaled | BaseRatio | 154 | 154 | None |  | f |  | t | Com | Any | Lighting | InGen-CFL | Ltg_Lamp | CFLint_lamp |  | ILtg-CFL-Com | Com indoor non-refl CFL base case, Total Watts = 3.57 x Msr Watts | Com indoor non-refl CFL base case, Total Watts = 3.57 x Msr Watts | CFL Lamp: Non-Reflector, 60-Watts | CFLratio0357 | CFLratio0357 | CFLscw(60w) | Review |  | f | f | DEER Lighting measure | ErRobNc |  | ILtg-Incand-Com |  | DEER1316-Ltg-Com-CFL | 1/1/2013 |  | DEER2016 HOU Update | FALSE | FALSE |  |  | FALSE | FALSE | FALSE | FALSE | FALSE | FALSE | FALSE | FALSE | FALSE
2399 | Com-Lighting-InGen_CFLratio0357_CFLscw-80w | Commercial Indoor General Lighting: CFL Lamp with integated Ballast replaces pre-existing standard lighting Wattage. Measure includes Code case. Impacts: CFL-based HOU (varies by BldgType) | DEER2014 | D13 v1.2 | 5/23/2014 15:34:31.757 | Com-Iltg-dWatt-CFL | DEER | Scaled | BaseRatio | 206 | 206 | None |  | f |  | t | Com | Any | Lighting | InGen-CFL | Ltg_Lamp | CFLint_lamp |  | ILtg-CFL-Com | Com indoor non-refl CFL base case, Total Watts = 3.57 x Msr Watts | Com indoor non-refl CFL base case, Total Watts = 3.57 x Msr Watts | CFL Lamp: Non-Reflector, 80-Watts | CFLratio0357 | CFLratio0357 | CFLscw(80w) | Review |  | f | f | DEER Lighting measure | ErRobNc |  | ILtg-Incand-Com |  | DEER1316-Ltg-Com-CFL | 1/1/2013 |  | DEER2016 HOU Update | FALSE | FALSE |  |  | FALSE | FALSE | FALSE | FALSE | FALSE | FALSE | FALSE | FALSE | FALSE
2400 | Com-Lighting-InGen_CFLratio0357_CFLscw-100w | Commercial Indoor General Lighting: CFL Lamp with integated Ballast replaces pre-existing standard lighting Wattage. Measure includes Code case. Impacts: CFL-based HOU (varies by BldgType) | DEER2014 | D13 v1.2 | 5/23/2014 15:34:31.757 | Com-Iltg-dWatt-CFL | DEER | Scaled | BaseRatio | 257 | 257 | None |  | f |  | t | Com | Any | Lighting | InGen-CFL | Ltg_Lamp | CFLint_lamp |  | ILtg-CFL-Com | Com indoor non-refl CFL base case, Total Watts = 3.57 x Msr Watts | Com indoor non-refl CFL base case, Total Watts = 3.57 x Msr Watts | CFL Lamp: Non-Reflector, 100-Watts | CFLratio0357 | CFLratio0357 | CFLscw(100w) | Review |  | f | f | DEER Lighting measure | ErRobNc |  | ILtg-Incand-Com |  | DEER1316-Ltg-Com-CFL | 1/1/2013 |  | DEER2016 HOU Update | FALSE | FALSE |  |  | FALSE | FALSE | FALSE | FALSE | FALSE | FALSE | FALSE | FALSE | FALSE
2401 | Com-Lighting-InGen_CFLratio0357_CFLscw-150w | Commercial Indoor General Lighting: CFL Lamp with integated Ballast replaces pre-existing standard lighting Wattage. Measure includes Code case. Impacts: CFL-based HOU (varies by BldgType) | DEER2014 | D13 v1.2 | 5/23/2014 15:34:31.757 | Com-Iltg-dWatt-CFL | DEER | Scaled | BaseRatio | 386 | 386 | None |  | f |  | t | Com | Any | Lighting | InGen-CFL | Ltg_Lamp | CFLint_lamp |  | ILtg-CFL-Com | Com indoor non-refl CFL base case, Total Watts = 3.57 x Msr Watts | Com indoor non-refl CFL base case, Total Watts = 3.57 x Msr Watts | CFL Lamp: Non-Reflector, 150-Watts | CFLratio0357 | CFLratio0357 | CFLscw(150w) | Review |  | f | f | DEER Lighting measure | ErRobNc |  | ILtg-Incand-Com |  | DEER1316-Ltg-Com-CFL | 1/1/2013 |  | DEER2016 HOU Update | FALSE | FALSE |  |  | FALSE | FALSE | FALSE | FALSE | FALSE | FALSE | FALSE | FALSE | FALSE
2402 | Com-Lighting-InGen_CFLratio0357_CFLscw-200w | Commercial Indoor General Lighting: CFL Lamp with integated Ballast replaces pre-existing standard lighting Wattage. Measure includes Code case. Impacts: CFL-based HOU (varies by BldgType) | DEER2014 | D13 v1.2 | 5/23/2014 15:34:31.757 | Com-Iltg-dWatt-CFL | DEER | Scaled | BaseRatio | 514 | 514 | None |  | f |  | t | Com | Any | Lighting | InGen-CFL | Ltg_Lamp | CFLint_lamp |  | ILtg-CFL-Com | Com indoor non-refl CFL base case, Total Watts = 3.57 x Msr Watts | Com indoor non-refl CFL base case, Total Watts = 3.57 x Msr Watts | CFL Lamp: Non-Reflector, 200-Watts | CFLratio0357 | CFLratio0357 | CFLscw(200w) | Review |  | f | f | DEER Lighting measure | ErRobNc |  | ILtg-Incand-Com |  | DEER1316-Ltg-Com-CFL | 1/1/2013 |  | DEER2016 HOU Update | FALSE | FALSE |  |  | FALSE | FALSE | FALSE | FALSE | FALSE | FALSE | FALSE | FALSE | FALSE
2403 | Com-Lighting-InGen_CFLratio0353_CFLfixt-5W | Commercial Indoor General Lighting: CFL Fixture replaces pre-existing standard lighting Wattage. Measure includes Code case. Impacts: CFL-based HOU (varies by BldgType) | DEER2014 | D13 v1.2 | 5/23/2014 15:34:31.757 | Com-Iltg-dWatt-CFL | DEER | Scaled | BaseRatio | 13 | 13 | None |  | f |  | t | Com | Any | Lighting | InGen-CFL | Ltg_Fixture | CFL_fixt |  | ILtg-CFL-Com | CFL base case, Total Watts = 3.53 x Msr Watts; used for all CFL fixtures | CFL base case, Total Watts = 3.53 x Msr Watts; used for all CFL fixtures | CFL fixture: (5w); Total fixture Watts = 5 | CFLratio0353 | CFLratio0353 | CFLfixt-5w(5w) | Review |  | f | f | DEER Lighting measure | ErRobNc |  | ILtg-Incand-Com |  | DEER1316-Ltg-Com-CFL | 1/1/2013 |  | DEER2016 HOU Update | FALSE | FALSE |  |  | FALSE | FALSE | FALSE | FALSE | FALSE | FALSE | FALSE | FALSE | FALSE
2404 | Com-Lighting-InGen_CFLratio0353_CFLfixt-7W | Commercial Indoor General Lighting: CFL Fixture replaces pre-existing standard lighting Wattage. Measure includes Code case. Impacts: CFL-based HOU (varies by BldgType) | DEER2014 | D13 v1.2 | 5/23/2014 15:34:31.757 | Com-Iltg-dWatt-CFL | DEER | Scaled | BaseRatio | 18 | 18 | None |  | f |  | t | Com | Any | Lighting | InGen-CFL | Ltg_Fixture | CFL_fixt |  | ILtg-CFL-Com | CFL base case, Total Watts = 3.53 x Msr Watts; used for all CFL fixtures | CFL base case, Total Watts = 3.53 x Msr Watts; used for all CFL fixtures | CFL fixture: (7w); Total fixture Watts = 7 | CFLratio0353 | CFLratio0353 | CFLfixt-7w(7w) | Review |  | f | f | DEER Lighting measure | ErRobNc |  | ILtg-Incand-Com |  | DEER1316-Ltg-Com-CFL | 1/1/2013 |  | DEER2016 HOU Update | FALSE | FALSE |  |  | FALSE | FALSE | FALSE | FALSE | FALSE | FALSE | FALSE | FALSE | FALSE
2405 | Com-Lighting-InGen_CFLratio0353_CFLfixt-9W | Commercial Indoor General Lighting: CFL Fixture replaces pre-existing standard lighting Wattage. Measure includes Code case. Impacts: CFL-based HOU (varies by BldgType) | DEER2014 | D13 v1.2 | 5/23/2014 15:34:31.757 | Com-Iltg-dWatt-CFL | DEER | Scaled | BaseRatio | 23 | 23 | None |  | f |  | t | Com | Any | Lighting | InGen-CFL | Ltg_Fixture | CFL_fixt |  | ILtg-CFL-Com | CFL base case, Total Watts = 3.53 x Msr Watts; used for all CFL fixtures | CFL base case, Total Watts = 3.53 x Msr Watts; used for all CFL fixtures | CFL fixture: (9w); Total fixture Watts = 9 | CFLratio0353 | CFLratio0353 | CFLfixt-9w(9w) | Review |  | f | f | DEER Lighting measure | ErRobNc |  | ILtg-Incand-Com |  | DEER1316-Ltg-Com-CFL | 1/1/2013 |  | DEER2016 HOU Update | FALSE | FALSE |  |  | FALSE | FALSE | FALSE | FALSE | FALSE | FALSE | FALSE | FALSE | FALSE
2406 | Com-Lighting-InGen_CFLratio0353_CFLfixt-13W | Commercial Indoor General Lighting: CFL Fixture replaces pre-existing standard lighting Wattage. Measure includes Code case. Impacts: CFL-based HOU (varies by BldgType) | DEER2014 | D13 v1.2 | 5/23/2014 15:34:31.757 | Com-Iltg-dWatt-CFL | DEER | Scaled | BaseRatio | 33 | 33 | None |  | f |  | t | Com | Any | Lighting | InGen-CFL | Ltg_Fixture | CFL_fixt |  | ILtg-CFL-Com | CFL base case, Total Watts = 3.53 x Msr Watts; used for all CFL fixtures | CFL base case, Total Watts = 3.53 x Msr Watts; used for all CFL fixtures | CFL fixture: (13w); Total fixture Watts = 13 | CFLratio0353 | CFLratio0353 | CFLfixt-13w(13w) | Review |  | f | f | DEER Lighting measure | ErRobNc |  | ILtg-Incand-Com |  | DEER1316-Ltg-Com-CFL | 1/1/2013 |  | DEER2016 HOU Update | FALSE | FALSE |  |  | FALSE | FALSE | FALSE | FALSE | FALSE | FALSE | FALSE | FALSE | FALSE
2407 | Com-Lighting-InGen_CFLratio0353_CFLfixt-15W | Commercial Indoor General Lighting: CFL Fixture replaces pre-existing standard lighting Wattage. Measure includes Code case. Impacts: CFL-based HOU (varies by BldgType) | DEER2014 | D13 v1.2 | 5/23/2014 15:34:31.757 | Com-Iltg-dWatt-CFL | DEER | Scaled | BaseRatio | 38 | 38 | None |  | f |  | t | Com | Any | Lighting | InGen-CFL | Ltg_Fixture | CFL_fixt |  | ILtg-CFL-Com | CFL base case, Total Watts = 3.53 x Msr Watts; used for all CFL fixtures | CFL base case, Total Watts = 3.53 x Msr Watts; used for all CFL fixtures | CFL fixture: (15w); Total fixture Watts = 15 | CFLratio0353 | CFLratio0353 | CFLfixt-15w(15w) | Review |  | f | f | DEER Lighting measure | ErRobNc |  | ILtg-Incand-Com |  | DEER1316-Ltg-Com-CFL | 1/1/2013 |  | DEER2016 HOU Update | FALSE | FALSE |  |  | FALSE | FALSE | FALSE | FALSE | FALSE | FALSE | FALSE | FALSE | FALSE
2408 | Com-Lighting-InGen_CFLratio0353_CFLfixt-18W | Commercial Indoor General Lighting: CFL Fixture replaces pre-existing standard lighting Wattage. Measure includes Code case. Impacts: CFL-based HOU (varies by BldgType) | DEER2014 | D13 v1.2 | 5/23/2014 15:34:31.757 | Com-Iltg-dWatt-CFL | DEER | Scaled | BaseRatio | 46 | 46 | None |  | f |  | t | Com | Any | Lighting | InGen-CFL | Ltg_Fixture | CFL_fixt |  | ILtg-CFL-Com | CFL base case, Total Watts = 3.53 x Msr Watts; used for all CFL fixtures | CFL base case, Total Watts = 3.53 x Msr Watts; used for all CFL fixtures | CFL fixture: (18w); Total fixture Watts = 18 | CFLratio0353 | CFLratio0353 | CFLfixt-18w(18w) | Review |  | f | f | DEER Lighting measure | ErRobNc |  | ILtg-Incand-Com |  | DEER1316-Ltg-Com-CFL | 1/1/2013 |  | DEER2016 HOU Update | FALSE | FALSE |  |  | FALSE | FALSE | FALSE | FALSE | FALSE | FALSE | FALSE | FALSE | FALSE
2409 | Com-Lighting-InGen_CFLratio0353_CFLfixt-20W | Commercial Indoor General Lighting: CFL Fixture replaces pre-existing standard lighting Wattage. Measure includes Code case. Impacts: CFL-based HOU (varies by BldgType) | DEER2014 | D13 v1.2 | 5/23/2014 15:34:31.757 | Com-Iltg-dWatt-CFL | DEER | Scaled | BaseRatio | 51 | 51 | None |  | f |  | t | Com | Any | Lighting | InGen-CFL | Ltg_Fixture | CFL_fixt |  | ILtg-CFL-Com | CFL base case, Total Watts = 3.53 x Msr Watts; used for all CFL fixtures | CFL base case, Total Watts = 3.53 x Msr Watts; used for all CFL fixtures | CFL fixture: (20w); Total fixture Watts = 20 | CFLratio0353 | CFLratio0353 | CFLfixt-20w(20w) | Review |  | f | f | DEER Lighting measure | ErRobNc |  | ILtg-Incand-Com |  | DEER1316-Ltg-Com-CFL | 1/1/2013 |  | DEER2016 HOU Update | FALSE | FALSE |  |  | FALSE | FALSE | FALSE | FALSE | FALSE | FALSE | FALSE | FALSE | FALSE
2410 | Com-Lighting-InGen_CFLratio0353_CFLfixt-24W | Commercial Indoor General Lighting: CFL Fixture replaces pre-existing standard lighting Wattage. Measure includes Code case. Impacts: CFL-based HOU (varies by BldgType) | DEER2014 | D13 v1.2 | 5/23/2014 15:34:31.757 | Com-Iltg-dWatt-CFL | DEER | Scaled | BaseRatio | 61 | 61 | None |  | f |  | t | Com | Any | Lighting | InGen-CFL | Ltg_Fixture | CFL_fixt |  | ILtg-CFL-Com | CFL base case, Total Watts = 3.53 x Msr Watts; used for all CFL fixtures | CFL base case, Total Watts = 3.53 x Msr Watts; used for all CFL fixtures | CFL fixture: (24w); Total fixture Watts = 24 | CFLratio0353 | CFLratio0353 | CFLfixt-24w(24w) | Review |  | f | f | DEER Lighting measure | ErRobNc |  | ILtg-Incand-Com |  | DEER1316-Ltg-Com-CFL | 1/1/2013 |  | DEER2016 HOU Update | FALSE | FALSE |  |  | FALSE | FALSE | FALSE | FALSE | FALSE | FALSE | FALSE | FALSE | FALSE
2411 | Com-Lighting-InGen_CFLratio0353_CFLfixt-25W | Commercial Indoor General Lighting: CFL Fixture replaces pre-existing standard lighting Wattage. Measure includes Code case. Impacts: CFL-based HOU (varies by BldgType) | DEER2014 | D13 v1.2 | 5/23/2014 15:34:31.757 | Com-Iltg-dWatt-CFL | DEER | Scaled | BaseRatio | 63 | 63 | None |  | f |  | t | Com | Any | Lighting | InGen-CFL | Ltg_Fixture | CFL_fixt |  | ILtg-CFL-Com | CFL base case, Total Watts = 3.53 x Msr Watts; used for all CFL fixtures | CFL base case, Total Watts = 3.53 x Msr Watts; used for all CFL fixtures | CFL fixture: (25w); Total fixture Watts = 25 | CFLratio0353 | CFLratio0353 | CFLfixt-25w(25w) | Review |  | f | f | DEER Lighting measure | ErRobNc |  | ILtg-Incand-Com |  | DEER1316-Ltg-Com-CFL | 1/1/2013 |  | DEER2016 HOU Update | FALSE | FALSE |  |  | FALSE | FALSE | FALSE | FALSE | FALSE | FALSE | FALSE | FALSE | FALSE
2412 | Com-Lighting-InGen_CFLratio0353_CFLfixt-26W | Commercial Indoor General Lighting: CFL Fixture replaces pre-existing standard lighting Wattage. Measure includes Code case. Impacts: CFL-based HOU (varies by BldgType) | DEER2014 | D13 v1.2 | 5/23/2014 15:34:31.757 | Com-Iltg-dWatt-CFL | DEER | Scaled | BaseRatio | 66 | 66 | None |  | f |  | t | Com | Any | Lighting | InGen-CFL | Ltg_Fixture | CFL_fixt |  | ILtg-CFL-Com | CFL base case, Total Watts = 3.53 x Msr Watts; used for all CFL fixtures | CFL base case, Total Watts = 3.53 x Msr Watts; used for all CFL fixtures | CFL fixture: (26w); Total fixture Watts = 26 | CFLratio0353 | CFLratio0353 | CFLfixt-26w(26w) | Review |  | f | f | DEER Lighting measure | ErRobNc |  | ILtg-Incand-Com |  | DEER1316-Ltg-Com-CFL | 1/1/2013 |  | DEER2016 HOU Update | FALSE | FALSE |  |  | FALSE | FALSE | FALSE | FALSE | FALSE | FALSE | FALSE | FALSE | FALSE
2413 | Com-Lighting-InGen_CFLratio0353_CFLfixt-27W | Commercial Indoor General Lighting: CFL Fixture replaces pre-existing standard lighting Wattage. Measure includes Code case. Impacts: CFL-based HOU (varies by BldgType) | DEER2014 | D13 v1.2 | 5/23/2014 15:34:31.757 | Com-Iltg-dWatt-CFL | DEER | Scaled | BaseRatio | 68 | 68 | None |  | f |  | t | Com | Any | Lighting | InGen-CFL | Ltg_Fixture | CFL_fixt |  | ILtg-CFL-Com | CFL base case, Total Watts = 3.53 x Msr Watts; used for all CFL fixtures | CFL base case, Total Watts = 3.53 x Msr Watts; used for all CFL fixtures | CFL fixture: (27w); Total fixture Watts = 27 | CFLratio0353 | CFLratio0353 | CFLfixt-27w(27w) | Review |  | f | f | DEER Lighting measure | ErRobNc |  | ILtg-Incand-Com |  | DEER1316-Ltg-Com-CFL | 1/1/2013 |  | DEER2016 HOU Update | FALSE | FALSE |  |  | FALSE | FALSE | FALSE | FALSE | FALSE | FALSE | FALSE | FALSE | FALSE
2414 | Com-Lighting-InGen_CFLratio0353_CFLfixt-28W | Commercial Indoor General Lighting: CFL Fixture replaces pre-existing standard lighting Wattage. Measure includes Code case. Impacts: CFL-based HOU (varies by BldgType) | DEER2014 | D13 v1.2 | 5/23/2014 15:34:31.757 | Com-Iltg-dWatt-CFL | DEER | Scaled | BaseRatio | 71 | 71 | None |  | f |  | t | Com | Any | Lighting | InGen-CFL | Ltg_Fixture | CFL_fixt |  | ILtg-CFL-Com | CFL base case, Total Watts = 3.53 x Msr Watts; used for all CFL fixtures | CFL base case, Total Watts = 3.53 x Msr Watts; used for all CFL fixtures | CFL fixture: (28w); Total fixture Watts = 28 | CFLratio0353 | CFLratio0353 | CFLfixt-28w(28w) | Review |  | f | f | DEER Lighting measure | ErRobNc |  | ILtg-Incand-Com |  | DEER1316-Ltg-Com-CFL | 1/1/2013 |  | DEER2016 HOU Update | FALSE | FALSE |  |  | FALSE | FALSE | FALSE | FALSE | FALSE | FALSE | FALSE | FALSE | FALSE
2415 | Com-Lighting-InGen_CFLratio0353_CFLfixt-32W | Commercial Indoor General Lighting: CFL Fixture replaces pre-existing standard lighting Wattage. Measure includes Code case. Impacts: CFL-based HOU (varies by BldgType) | DEER2014 | D13 v1.2 | 5/23/2014 15:34:31.757 | Com-Iltg-dWatt-CFL | DEER | Scaled | BaseRatio | 81 | 81 | None |  | f |  | t | Com | Any | Lighting | InGen-CFL | Ltg_Fixture | CFL_fixt |  | ILtg-CFL-Com | CFL base case, Total Watts = 3.53 x Msr Watts; used for all CFL fixtures | CFL base case, Total Watts = 3.53 x Msr Watts; used for all CFL fixtures | CFL fixture: (32w); Total fixture Watts = 32 | CFLratio0353 | CFLratio0353 | CFLfixt-32w(32w) | Review |  | f | f | DEER Lighting measure | ErRobNc |  | ILtg-Incand-Com |  | DEER1316-Ltg-Com-CFL | 1/1/2013 |  | DEER2016 HOU Update | FALSE | FALSE |  |  | FALSE | FALSE | FALSE | FALSE | FALSE | FALSE | FALSE | FALSE | FALSE
2416 | Com-Lighting-InGen_CFLratio0353_CFLfixt-34W | Commercial Indoor General Lighting: CFL Fixture replaces pre-existing standard lighting Wattage. Measure includes Code case. Impacts: CFL-based HOU (varies by BldgType) | DEER2014 | D13 v1.2 | 5/23/2014 15:34:31.757 | Com-Iltg-dWatt-CFL | DEER | Scaled | BaseRatio | 86 | 86 | None |  | f |  | t | Com | Any | Lighting | InGen-CFL | Ltg_Fixture | CFL_fixt |  | ILtg-CFL-Com | CFL base case, Total Watts = 3.53 x Msr Watts; used for all CFL fixtures | CFL base case, Total Watts = 3.53 x Msr Watts; used for all CFL fixtures | CFL fixture: (34w); Total fixture Watts = 34 | CFLratio0353 | CFLratio0353 | CFLfixt-34w(34w) | Review |  | f | f | DEER Lighting measure | ErRobNc |  | ILtg-Incand-Com |  | DEER1316-Ltg-Com-CFL | 1/1/2013 |  | DEER2016 HOU Update | FALSE | FALSE |  |  | FALSE | FALSE | FALSE | FALSE | FALSE | FALSE | FALSE | FALSE | FALSE
2417 | Com-Lighting-InGen_CFLratio0353_CFLfixt-35W | Commercial Indoor General Lighting: CFL Fixture replaces pre-existing standard lighting Wattage. Measure includes Code case. Impacts: CFL-based HOU (varies by BldgType) | DEER2014 | D13 v1.2 | 5/23/2014 15:34:31.757 | Com-Iltg-dWatt-CFL | DEER | Scaled | BaseRatio | 89 | 89 | None |  | f |  | t | Com | Any | Lighting | InGen-CFL | Ltg_Fixture | CFL_fixt |  | ILtg-CFL-Com | CFL base case, Total Watts = 3.53 x Msr Watts; used for all CFL fixtures | CFL base case, Total Watts = 3.53 x Msr Watts; used for all CFL fixtures | CFL fixture: (35w); Total fixture Watts = 35 | CFLratio0353 | CFLratio0353 | CFLfixt-35w(35w) | Review |  | f | f | DEER Lighting measure | ErRobNc |  | ILtg-Incand-Com |  | DEER1316-Ltg-Com-CFL | 1/1/2013 |  | DEER2016 HOU Update | FALSE | FALSE |  |  | FALSE | FALSE | FALSE | FALSE | FALSE | FALSE | FALSE | FALSE | FALSE
2418 | Com-Lighting-InGen_CFLratio0353_CFLfixt-36W | Commercial Indoor General Lighting: CFL Fixture replaces pre-existing standard lighting Wattage. Measure includes Code case. Impacts: CFL-based HOU (varies by BldgType) | DEER2014 | D13 v1.2 | 5/23/2014 15:34:31.757 | Com-Iltg-dWatt-CFL | DEER | Scaled | BaseRatio | 91 | 91 | None |  | f |  | t | Com | Any | Lighting | InGen-CFL | Ltg_Fixture | CFL_fixt |  | ILtg-CFL-Com | CFL base case, Total Watts = 3.53 x Msr Watts; used for all CFL fixtures | CFL base case, Total Watts = 3.53 x Msr Watts; used for all CFL fixtures | CFL fixture: (36w); Total fixture Watts = 36 | CFLratio0353 | CFLratio0353 | CFLfixt-36w(36w) | Review |  | f | f | DEER Lighting measure | ErRobNc |  | ILtg-Incand-Com |  | DEER1316-Ltg-Com-CFL | 1/1/2013 |  | DEER2016 HOU Update | FALSE | FALSE |  |  | FALSE | FALSE | FALSE | FALSE | FALSE | FALSE | FALSE | FALSE | FALSE
2419 | Com-Lighting-InGen_CFLratio0353_CFLfixt-40W | Commercial Indoor General Lighting: CFL Fixture replaces pre-existing standard lighting Wattage. Measure includes Code case. Impacts: CFL-based HOU (varies by BldgType) | DEER2014 | D13 v1.2 | 5/23/2014 15:34:31.757 | Com-Iltg-dWatt-CFL | DEER | Scaled | BaseRatio | 101 | 101 | None |  | f |  | t | Com | Any | Lighting | InGen-CFL | Ltg_Fixture | CFL_fixt |  | ILtg-CFL-Com | CFL base case, Total Watts = 3.53 x Msr Watts; used for all CFL fixtures | CFL base case, Total Watts = 3.53 x Msr Watts; used for all CFL fixtures | CFL fixture: (40w); Total fixture Watts = 40 | CFLratio0353 | CFLratio0353 | CFLfixt-40w(40w) | Review |  | f | f | DEER Lighting measure | ErRobNc |  | ILtg-Incand-Com |  | DEER1316-Ltg-Com-CFL | 1/1/2013 |  | DEER2016 HOU Update | FALSE | FALSE |  |  | FALSE | FALSE | FALSE | FALSE | FALSE | FALSE | FALSE | FALSE | FALSE
2420 | Com-Lighting-InGen_CFLratio0353_CFLfixt-42W | Commercial Indoor General Lighting: CFL Fixture replaces pre-existing standard lighting Wattage. Measure includes Code case. Impacts: CFL-based HOU (varies by BldgType) | DEER2014 | D13 v1.2 | 5/23/2014 15:34:31.757 | Com-Iltg-dWatt-CFL | DEER | Scaled | BaseRatio | 106 | 106 | None |  | f |  | t | Com | Any | Lighting | InGen-CFL | Ltg_Fixture | CFL_fixt |  | ILtg-CFL-Com | CFL base case, Total Watts = 3.53 x Msr Watts; used for all CFL fixtures | CFL base case, Total Watts = 3.53 x Msr Watts; used for all CFL fixtures | CFL fixture: (42w); Total fixture Watts = 42 | CFLratio0353 | CFLratio0353 | CFLfixt-42w(42w) | Review |  | f | f | DEER Lighting measure | ErRobNc |  | ILtg-Incand-Com |  | DEER1316-Ltg-Com-CFL | 1/1/2013 |  | DEER2016 HOU Update | FALSE | FALSE |  |  | FALSE | FALSE | FALSE | FALSE | FALSE | FALSE | FALSE | FALSE | FALSE
2421 | Com-Lighting-InGen_CFLratio0353_CFLfixt-50W | Commercial Indoor General Lighting: CFL Fixture replaces pre-existing standard lighting Wattage. Measure includes Code case. Impacts: CFL-based HOU (varies by BldgType) | DEER2014 | D13 v1.2 | 5/23/2014 15:34:31.757 | Com-Iltg-dWatt-CFL | DEER | Scaled | BaseRatio | 127 | 127 | None |  | f |  | t | Com | Any | Lighting | InGen-CFL | Ltg_Fixture | CFL_fixt |  | ILtg-CFL-Com | CFL base case, Total Watts = 3.53 x Msr Watts; used for all CFL fixtures | CFL base case, Total Watts = 3.53 x Msr Watts; used for all CFL fixtures | CFL fixture: (50w); Total fixture Watts = 50 | CFLratio0353 | CFLratio0353 | CFLfixt-50w(50w) | Review |  | f | f | DEER Lighting measure | ErRobNc |  | ILtg-Incand-Com |  | DEER1316-Ltg-Com-CFL | 1/1/2013 |  | DEER2016 HOU Update | FALSE | FALSE |  |  | FALSE | FALSE | FALSE | FALSE | FALSE | FALSE | FALSE | FALSE | FALSE
2422 | Com-Lighting-InGen_CFLratio0353_CFLfixt-55W | Commercial Indoor General Lighting: CFL Fixture replaces pre-existing standard lighting Wattage. Measure includes Code case. Impacts: CFL-based HOU (varies by BldgType) | DEER2014 | D13 v1.2 | 5/23/2014 15:34:31.757 | Com-Iltg-dWatt-CFL | DEER | Scaled | BaseRatio | 139 | 139 | None |  | f |  | t | Com | Any | Lighting | InGen-CFL | Ltg_Fixture | CFL_fixt |  | ILtg-CFL-Com | CFL base case, Total Watts = 3.53 x Msr Watts; used for all CFL fixtures | CFL base case, Total Watts = 3.53 x Msr Watts; used for all CFL fixtures | CFL fixture: (55w); Total fixture Watts = 55 | CFLratio0353 | CFLratio0353 | CFLfixt-55w(55w) | Review |  | f | f | DEER Lighting measure | ErRobNc |  | ILtg-Incand-Com |  | DEER1316-Ltg-Com-CFL | 1/1/2013 |  | DEER2016 HOU Update | FALSE | FALSE |  |  | FALSE | FALSE | FALSE | FALSE | FALSE | FALSE | FALSE | FALSE | FALSE
2423 | Com-Lighting-InGen_CFLratio0353_CFLfixt-57W | Commercial Indoor General Lighting: CFL Fixture replaces pre-existing standard lighting Wattage. Measure includes Code case. Impacts: CFL-based HOU (varies by BldgType) | DEER2014 | D13 v1.2 | 5/23/2014 15:34:31.757 | Com-Iltg-dWatt-CFL | DEER | Scaled | BaseRatio | 144 | 144 | None |  | f |  | t | Com | Any | Lighting | InGen-CFL | Ltg_Fixture | CFL_fixt |  | ILtg-CFL-Com | CFL base case, Total Watts = 3.53 x Msr Watts; used for all CFL fixtures | CFL base case, Total Watts = 3.53 x Msr Watts; used for all CFL fixtures | CFL fixture: (57w); Total fixture Watts = 57 | CFLratio0353 | CFLratio0353 | CFLfixt-57w(57w) | Review |  | f | f | DEER Lighting measure | ErRobNc |  | ILtg-Incand-Com |  | DEER1316-Ltg-Com-CFL | 1/1/2013 |  | DEER2016 HOU Update | FALSE | FALSE |  |  | FALSE | FALSE | FALSE | FALSE | FALSE | FALSE | FALSE | FALSE | FALSE
2424 | Com-Lighting-InGen_CFLratio0353_CFLfixt-60W | Commercial Indoor General Lighting: CFL Fixture replaces pre-existing standard lighting Wattage. Measure includes Code case. Impacts: CFL-based HOU (varies by BldgType) | DEER2014 | D13 v1.2 | 5/23/2014 15:34:31.757 | Com-Iltg-dWatt-CFL | DEER | Scaled | BaseRatio | 152 | 152 | None |  | f |  | t | Com | Any | Lighting | InGen-CFL | Ltg_Fixture | CFL_fixt |  | ILtg-CFL-Com | CFL base case, Total Watts = 3.53 x Msr Watts; used for all CFL fixtures | CFL base case, Total Watts = 3.53 x Msr Watts; used for all CFL fixtures | CFL fixture: (60w); Total fixture Watts = 60 | CFLratio0353 | CFLratio0353 | CFLfixt-60w(60w) | Review |  | f | f | DEER Lighting measure | ErRobNc |  | ILtg-Incand-Com |  | DEER1316-Ltg-Com-CFL | 1/1/2013 |  | DEER2016 HOU Update | FALSE | FALSE |  |  | FALSE | FALSE | FALSE | FALSE | FALSE | FALSE | FALSE | FALSE | FALSE
2425 | Com-Lighting-InGen_CFLratio0353_CFLfixt-75W | Commercial Indoor General Lighting: CFL Fixture replaces pre-existing standard lighting Wattage. Measure includes Code case. Impacts: CFL-based HOU (varies by BldgType) | DEER2014 | D13 v1.2 | 5/23/2014 15:34:31.757 | Com-Iltg-dWatt-CFL | DEER | Scaled | BaseRatio | 190 | 190 | None |  | f |  | t | Com | Any | Lighting | InGen-CFL | Ltg_Fixture | CFL_fixt |  | ILtg-CFL-Com | CFL base case, Total Watts = 3.53 x Msr Watts; used for all CFL fixtures | CFL base case, Total Watts = 3.53 x Msr Watts; used for all CFL fixtures | CFL fixture: (75w); Total fixture Watts = 75 | CFLratio0353 | CFLratio0353 | CFLfixt-75w(75w) | Review |  | f | f | DEER Lighting measure | ErRobNc |  | ILtg-Incand-Com |  | DEER1316-Ltg-Com-CFL | 1/1/2013 |  | DEER2016 HOU Update | FALSE | FALSE |  |  | FALSE | FALSE | FALSE | FALSE | FALSE | FALSE | FALSE | FALSE | FALSE
2426 | Com-Lighting-InGen_CFLratio0353_CFLfixt-80W | Commercial Indoor General Lighting: CFL Fixture replaces pre-existing standard lighting Wattage. Measure includes Code case. Impacts: CFL-based HOU (varies by BldgType) | DEER2014 | D13 v1.2 | 5/23/2014 15:34:31.757 | Com-Iltg-dWatt-CFL | DEER | Scaled | BaseRatio | 202 | 202 | None |  | f |  | t | Com | Any | Lighting | InGen-CFL | Ltg_Fixture | CFL_fixt |  | ILtg-CFL-Com | CFL base case, Total Watts = 3.53 x Msr Watts; used for all CFL fixtures | CFL base case, Total Watts = 3.53 x Msr Watts; used for all CFL fixtures | CFL fixture: (80w); Total fixture Watts = 80 | CFLratio0353 | CFLratio0353 | CFLfixt-80w(80w) | Review |  | f | f | DEER Lighting measure | ErRobNc |  | ILtg-Incand-Com |  | DEER1316-Ltg-Com-CFL | 1/1/2013 |  | DEER2016 HOU Update | FALSE | FALSE |  |  | FALSE | FALSE | FALSE | FALSE | FALSE | FALSE | FALSE | FALSE | FALSE
2427 | Com-Lighting-InGen_CFLratio0353_CFLfixt-85W | Commercial Indoor General Lighting: CFL Fixture replaces pre-existing standard lighting Wattage. Measure includes Code case. Impacts: CFL-based HOU (varies by BldgType) | DEER2014 | D13 v1.2 | 5/23/2014 15:34:31.757 | Com-Iltg-dWatt-CFL | DEER | Scaled | BaseRatio | 215 | 215 | None |  | f |  | t | Com | Any | Lighting | InGen-CFL | Ltg_Fixture | CFL_fixt |  | ILtg-CFL-Com | CFL base case, Total Watts = 3.53 x Msr Watts; used for all CFL fixtures | CFL base case, Total Watts = 3.53 x Msr Watts; used for all CFL fixtures | CFL fixture: (85w); Total fixture Watts = 85 | CFLratio0353 | CFLratio0353 | CFLfixt-85w(85w) | Review |  | f | f | DEER Lighting measure | ErRobNc |  | ILtg-Incand-Com |  | DEER1316-Ltg-Com-CFL | 1/1/2013 |  | DEER2016 HOU Update | FALSE | FALSE |  |  | FALSE | FALSE | FALSE | FALSE | FALSE | FALSE | FALSE | FALSE | FALSE
2428 | Com-Lighting-InGen_CFLratio0353_CFLfixt-95W | Commercial Indoor General Lighting: CFL Fixture replaces pre-existing standard lighting Wattage. Measure includes Code case. Impacts: CFL-based HOU (varies by BldgType) | DEER2014 | D13 v1.2 | 5/23/2014 15:34:31.757 | Com-Iltg-dWatt-CFL | DEER | Scaled | BaseRatio | 240 | 240 | None |  | f |  | t | Com | Any | Lighting | InGen-CFL | Ltg_Fixture | CFL_fixt |  | ILtg-CFL-Com | CFL base case, Total Watts = 3.53 x Msr Watts; used for all CFL fixtures | CFL base case, Total Watts = 3.53 x Msr Watts; used for all CFL fixtures | CFL fixture: (95w); Total fixture Watts = 95 | CFLratio0353 | CFLratio0353 | CFLfixt-95w(95w) | Review |  | f | f | DEER Lighting measure | ErRobNc |  | ILtg-Incand-Com |  | DEER1316-Ltg-Com-CFL | 1/1/2013 |  | DEER2016 HOU Update | FALSE | FALSE |  |  | FALSE | FALSE | FALSE | FALSE | FALSE | FALSE | FALSE | FALSE | FALSE
2429 | Com-Lighting-InGen_CFLratio0353_CFLfixt-110W | Commercial Indoor General Lighting: CFL Fixture replaces pre-existing standard lighting Wattage. Measure includes Code case. Impacts: CFL-based HOU (varies by BldgType) | DEER2014 | D13 v1.2 | 5/23/2014 15:34:31.757 | Com-Iltg-dWatt-CFL | DEER | Scaled | BaseRatio | 278 | 278 | None |  | f |  | t | Com | Any | Lighting | InGen-CFL | Ltg_Fixture | CFL_fixt |  | ILtg-CFL-Com | CFL base case, Total Watts = 3.53 x Msr Watts; used for all CFL fixtures | CFL base case, Total Watts = 3.53 x Msr Watts; used for all CFL fixtures | CFL fixture: (110w); Total fixture Watts = 110 | CFLratio0353 | CFLratio0353 | CFLfixt-110w(110w) | Review |  | f | f | DEER Lighting measure | ErRobNc |  | ILtg-Incand-Com |  | DEER1316-Ltg-Com-CFL | 1/1/2013 |  | DEER2016 HOU Update | FALSE | FALSE |  |  | FALSE | FALSE | FALSE | FALSE | FALSE | FALSE | FALSE | FALSE | FALSE
2430 | Com-Lighting-InGen_CFLratio0353_CFLfixt-120W | Commercial Indoor General Lighting: CFL Fixture replaces pre-existing standard lighting Wattage. Measure includes Code case. Impacts: CFL-based HOU (varies by BldgType) | DEER2014 | D13 v1.2 | 5/23/2014 15:34:31.757 | Com-Iltg-dWatt-CFL | DEER | Scaled | BaseRatio | 304 | 304 | None |  | f |  | t | Com | Any | Lighting | InGen-CFL | Ltg_Fixture | CFL_fixt |  | ILtg-CFL-Com | CFL base case, Total Watts = 3.53 x Msr Watts; used for all CFL fixtures | CFL base case, Total Watts = 3.53 x Msr Watts; used for all CFL fixtures | CFL fixture: (120w); Total fixture Watts = 120 | CFLratio0353 | CFLratio0353 | CFLfixt-120w(120w) | Review |  | f | f | DEER Lighting measure | ErRobNc |  | ILtg-Incand-Com |  | DEER1316-Ltg-Com-CFL | 1/1/2013 |  | DEER2016 HOU Update | FALSE | FALSE |  |  | FALSE | FALSE | FALSE | FALSE | FALSE | FALSE | FALSE | FALSE | FALSE
2514 | Com-Lighting-InGen_Incan-100w_MH-43w_MH-43w_CFL | Commercial Indoor General Lighting: HID Lamp & Ballast replaces Incandescent Lamp. Measure includes Code case. Impacts: Linear Fluorescent-based HOU (varies by BldgType) | DEER2014 | D13 v1.2 | 5/23/2014 15:34:31.757 | Com-Iltg-dWatt-CFL | DEER | Scaled | Delta | 0 | 57 | None |  | f |  | t | Com | Any | Lighting | InGen-CFL | Ltg_Lmp+Blst | HID_LmpBlst |  | ILtg-MH | Incandescent lamp: 100W lamp; lm=1690, Rated Life=1500hrs | HID Lamp and Ballast: HID Lamp: Metal Halide , Any shape, 32w, Universal position, 1940 lm, CRI = 70, rated hours = 10000 (1); HID Ballast: HID Reactor, No dimming capability (1); Total fixture Watts = 43 | HID Lamp and Ballast: HID Lamp: Metal Halide , Any shape, 32w, Universal position, 1940 lm, CRI = 70, rated hours = 10000 (1); HID Ballast: HID Reactor, No dimming capability (1); Total fixture Watts = 43 | Incan(100w) | MH-32w(43w) | MH-32w(43w) | Standard | added due to change in lighting application type in 2016 (LF to CFL) | f | f | DEER Lighting measure | ErRul |  | ILtg-Incand-Com | D08-NE-ILtg-Othr-Prim-RplLPD-100wInc100w-32wMHR43w | DEER1316-Ltg-Com-CFL | 1/1/2013 |  |  | FALSE | FALSE |  |  | FALSE | FALSE | FALSE | FALSE | FALSE | FALSE | FALSE | FALSE | FALSE
4001 | C-In-CFLfixt-117w(117w)-dWP296 | Commercial Indoor General Lighting: CFL Fixture replaces pre-existing standard lighting Wattage. Measure includes Code case. Impacts: CFL-based HOU (varies by BldgType) | DEER1314 | Lighting Disposition | 3/6/2015 00:00:00 | Com-Iltg-dWatt-CFL | DEER | Scaled | BaseRatio |  |  | None |  | f |  | t | Com | Any | Lighting | InGen-CFL | Ltg_Fixture | CFL_fixt |  | ILtg-CFLfix-Com |  |  |  | CFLratio0353 | CFLratio0353 | CFLfixt-117w(117w) | Review |  | f | f | Disposition: MeasuresList-October312014.xlsx | RobNc |  |  |  | DEER1316-Ltg-Com-CFL | 1/1/2013 |  | DEER2016 HOU Update | FALSE | FALSE |  |  | FALSE | FALSE | FALSE | FALSE | FALSE | FALSE | FALSE | FALSE | FALSE
4002 | C-In-CFLfixt-11w(11w)-dWP27 | Commercial Indoor General Lighting: CFL Fixture replaces pre-existing standard lighting Wattage. Measure includes Code case. Impacts: CFL-based HOU (varies by BldgType) | DEER1314 | Lighting Disposition | 3/6/2015 00:00:00 | Com-Iltg-dWatt-CFL | DEER | Scaled | BaseRatio |  |  | None |  | f |  | t | Com | Any | Lighting | InGen-CFL | Ltg_Fixture | CFL_fixt |  | ILtg-CFLfix-Com |  |  |  | CFLratio0353 | CFLratio0353 | CFLfixt-11w(11w) | Review |  | f | f | Disposition: MeasuresList-October312014.xlsx | RobNc |  |  |  | DEER1316-Ltg-Com-CFL | 1/1/2013 |  | DEER2016 HOU Update | FALSE | FALSE |  |  | FALSE | FALSE | FALSE | FALSE | FALSE | FALSE | FALSE | FALSE | FALSE
4003 | C-In-CFLfixt-128w(128w)-dWP323 | Commercial Indoor General Lighting: CFL Fixture replaces pre-existing standard lighting Wattage. Measure includes Code case. Impacts: CFL-based HOU (varies by BldgType) | DEER1314 | Lighting Disposition | 3/6/2015 00:00:00 | Com-Iltg-dWatt-CFL | DEER | Scaled | BaseRatio |  |  | None |  | f |  | t | Com | Any | Lighting | InGen-CFL | Ltg_Fixture | CFL_fixt |  | ILtg-CFLfix-Com |  |  |  | CFLratio0353 | CFLratio0353 | CFLfixt-128w(128w) | Review |  | f | f | Disposition: MeasuresList-October312014.xlsx | RobNc |  |  |  | DEER1316-Ltg-Com-CFL | 1/1/2013 |  | DEER2016 HOU Update | FALSE | FALSE |  |  | FALSE | FALSE | FALSE | FALSE | FALSE | FALSE | FALSE | FALSE | FALSE
4004 | C-In-CFLfixt-13w(13w)-dWP32 | Commercial Indoor General Lighting: CFL Fixture replaces pre-existing standard lighting Wattage. Measure includes Code case. Impacts: CFL-based HOU (varies by BldgType) | DEER1314 | Lighting Disposition | 3/6/2015 00:00:00 | Com-Iltg-dWatt-CFL | DEER | Scaled | BaseRatio |  |  | None |  | f |  | t | Com | Any | Lighting | InGen-CFL | Ltg_Fixture | CFL_fixt |  | ILtg-CFLfix-Com |  |  |  | CFLratio0353 | CFLratio0353 | CFLfixt-13w(13w) | Review |  | f | f | Disposition: MeasuresList-October312014.xlsx | RobNc |  |  |  | DEER1316-Ltg-Com-CFL | 1/1/2013 |  | DEER2016 HOU Update | FALSE | FALSE |  |  | FALSE | FALSE | FALSE | FALSE | FALSE | FALSE | FALSE | FALSE | FALSE
4005 | C-In-CFLfixt-15w(15w)-dWP37 | Commercial Indoor General Lighting: CFL Fixture replaces pre-existing standard lighting Wattage. Measure includes Code case. Impacts: CFL-based HOU (varies by BldgType) | DEER1314 | Lighting Disposition | 3/6/2015 00:00:00 | Com-Iltg-dWatt-CFL | DEER | Scaled | BaseRatio |  |  | None |  | f |  | t | Com | Any | Lighting | InGen-CFL | Ltg_Fixture | CFL_fixt |  | ILtg-CFLfix-Com |  |  |  | CFLratio0353 | CFLratio0353 | CFLfixt-15w(15w) | Review |  | f | f | Disposition: MeasuresList-October312014.xlsx | RobNc |  |  |  | DEER1316-Ltg-Com-CFL | 1/1/2013 |  | DEER2016 HOU Update | FALSE | FALSE |  |  | FALSE | FALSE | FALSE | FALSE | FALSE | FALSE | FALSE | FALSE | FALSE
4006 | C-In-CFLfixt-16w(16w)-dWP40 | Commercial Indoor General Lighting: CFL Fixture replaces pre-existing standard lighting Wattage. Measure includes Code case. Impacts: CFL-based HOU (varies by BldgType) | DEER1314 | Lighting Disposition | 3/6/2015 00:00:00 | Com-Iltg-dWatt-CFL | DEER | Scaled | BaseRatio |  |  | None |  | f |  | t | Com | Any | Lighting | InGen-CFL | Ltg_Fixture | CFL_fixt |  | ILtg-CFLfix-Com |  |  |  | CFLratio0353 | CFLratio0353 | CFLfixt-16w(16w) | Review |  | f | f | Disposition: MeasuresList-October312014.xlsx | RobNc |  |  |  | DEER1316-Ltg-Com-CFL | 1/1/2013 |  | DEER2016 HOU Update | FALSE | FALSE |  |  | FALSE | FALSE | FALSE | FALSE | FALSE | FALSE | FALSE | FALSE | FALSE
4007 | C-In-CFLfixt-17w(17w)-dWP43 | Commercial Indoor General Lighting: CFL Fixture replaces pre-existing standard lighting Wattage. Measure includes Code case. Impacts: CFL-based HOU (varies by BldgType) | DEER1314 | Lighting Disposition | 3/6/2015 00:00:00 | Com-Iltg-dWatt-CFL | DEER | Scaled | BaseRatio |  |  | None |  | f |  | t | Com | Any | Lighting | InGen-CFL | Ltg_Fixture | CFL_fixt |  | ILtg-CFLfix-Com |  |  |  | CFLratio0353 | CFLratio0353 | CFLfixt-17w(17w) | Review |  | f | f | Disposition: MeasuresList-October312014.xlsx | RobNc |  |  |  | DEER1316-Ltg-Com-CFL | 1/1/2013 |  | DEER2016 HOU Update | FALSE | FALSE |  |  | FALSE | FALSE | FALSE | FALSE | FALSE | FALSE | FALSE | FALSE | FALSE
4008 | C-In-CFLfixt-18w(18w)-dWP45 | Commercial Indoor General Lighting: CFL Fixture replaces pre-existing standard lighting Wattage. Measure includes Code case. Impacts: CFL-based HOU (varies by BldgType) | DEER1314 | Lighting Disposition | 3/6/2015 00:00:00 | Com-Iltg-dWatt-CFL | DEER | Scaled | BaseRatio |  |  | None |  | f |  | t | Com | Any | Lighting | InGen-CFL | Ltg_Fixture | CFL_fixt |  | ILtg-CFLfix-Com |  |  |  | CFLratio0353 | CFLratio0353 | CFLfixt-18w(18w) | Review |  | f | f | Disposition: MeasuresList-October312014.xlsx | RobNc |  |  |  | DEER1316-Ltg-Com-CFL | 1/1/2013 |  | DEER2016 HOU Update | FALSE | FALSE |  |  | FALSE | FALSE | FALSE | FALSE | FALSE | FALSE | FALSE | FALSE | FALSE
4009 | C-In-CFLfixt-195w(195w)-dWP493 | Commercial Indoor General Lighting: CFL Fixture replaces pre-existing standard lighting Wattage. Measure includes Code case. Impacts: CFL-based HOU (varies by BldgType) | DEER1314 | Lighting Disposition | 3/6/2015 00:00:00 | Com-Iltg-dWatt-CFL | Non-DEER | Scaled | BaseRatio |  |  | None |  | f |  | t | Com | Any | Lighting | InGen-CFL | Ltg_Fixture | CFL_fixt |  | ILtg-CFLfix-Com |  |  |  | CFLratio0353 | CFLratio0353 | CFLfixt-195w(195w) | Review |  | f | f | Disposition: MeasuresList-October312014.xlsx | RobNc |  |  |  | DEER1316-Ltg-Com-CFL | 1/1/2013 |  | DEER2016 HOU Update | FALSE | FALSE |  |  | FALSE | FALSE | FALSE | FALSE | FALSE | FALSE | FALSE | FALSE | FALSE
4010 | C-In-CFLfixt-19w(19w)-dWP48 | Commercial Indoor General Lighting: CFL Fixture replaces pre-existing standard lighting Wattage. Measure includes Code case. Impacts: CFL-based HOU (varies by BldgType) | DEER1314 | Lighting Disposition | 3/6/2015 00:00:00 | Com-Iltg-dWatt-CFL | DEER | Scaled | BaseRatio |  |  | None |  | f |  | t | Com | Any | Lighting | InGen-CFL | Ltg_Fixture | CFL_fixt |  | ILtg-CFLfix-Com |  |  |  | CFLratio0353 | CFLratio0353 | CFLfixt-19w(19w) | Review |  | f | f | Disposition: MeasuresList-October312014.xlsx | RobNc |  |  |  | DEER1316-Ltg-Com-CFL | 1/1/2013 |  | DEER2016 HOU Update | FALSE | FALSE |  |  | FALSE | FALSE | FALSE | FALSE | FALSE | FALSE | FALSE | FALSE | FALSE
4011 | C-In-CFLfixt-20w(20w)-dWP50 | Commercial Indoor General Lighting: CFL Fixture replaces pre-existing standard lighting Wattage. Measure includes Code case. Impacts: CFL-based HOU (varies by BldgType) | DEER1314 | Lighting Disposition | 3/6/2015 00:00:00 | Com-Iltg-dWatt-CFL | DEER | Scaled | BaseRatio |  |  | None |  | f |  | t | Com | Any | Lighting | InGen-CFL | Ltg_Fixture | CFL_fixt |  | ILtg-CFLfix-Com |  |  |  | CFLratio0353 | CFLratio0353 | CFLfixt-20w(20w) | Review |  | f | f | Disposition: MeasuresList-October312014.xlsx | RobNc |  |  |  | DEER1316-Ltg-Com-CFL | 1/1/2013 |  | DEER2016 HOU Update | FALSE | FALSE |  |  | FALSE | FALSE | FALSE | FALSE | FALSE | FALSE | FALSE | FALSE | FALSE
4012 | C-In-CFLfixt-21w(21w)-dWP53 | Commercial Indoor General Lighting: CFL Fixture replaces pre-existing standard lighting Wattage. Measure includes Code case. Impacts: CFL-based HOU (varies by BldgType) | DEER1314 | Lighting Disposition | 3/6/2015 00:00:00 | Com-Iltg-dWatt-CFL | DEER | Scaled | BaseRatio |  |  | None |  | f |  | t | Com | Any | Lighting | InGen-CFL | Ltg_Fixture | CFL_fixt |  | ILtg-CFLfix-Com |  |  |  | CFLratio0353 | CFLratio0353 | CFLfixt-21w(21w) | Review |  | f | f | Disposition: MeasuresList-October312014.xlsx | RobNc |  |  |  | DEER1316-Ltg-Com-CFL | 1/1/2013 |  | DEER2016 HOU Update | FALSE | FALSE |  |  | FALSE | FALSE | FALSE | FALSE | FALSE | FALSE | FALSE | FALSE | FALSE
4013 | C-In-CFLfixt-22w(22w)-dWP55 | Commercial Indoor General Lighting: CFL Fixture replaces pre-existing standard lighting Wattage. Measure includes Code case. Impacts: CFL-based HOU (varies by BldgType) | DEER1314 | Lighting Disposition | 3/6/2015 00:00:00 | Com-Iltg-dWatt-CFL | DEER | Scaled | BaseRatio |  |  | None |  | f |  | t | Com | Any | Lighting | InGen-CFL | Ltg_Fixture | CFL_fixt |  | ILtg-CFLfix-Com |  |  |  | CFLratio0353 | CFLratio0353 | CFLfixt-22w(22w) | Review |  | f | f | Disposition: MeasuresList-October312014.xlsx | RobNc |  |  |  | DEER1316-Ltg-Com-CFL | 1/1/2013 |  | DEER2016 HOU Update | FALSE | FALSE |  |  | FALSE | FALSE | FALSE | FALSE | FALSE | FALSE | FALSE | FALSE | FALSE
4014 | C-In-CFLfixt-23w(23w)-dWP58 | Commercial Indoor General Lighting: CFL Fixture replaces pre-existing standard lighting Wattage. Measure includes Code case. Impacts: CFL-based HOU (varies by BldgType) | DEER1314 | Lighting Disposition | 3/6/2015 00:00:00 | Com-Iltg-dWatt-CFL | DEER | Scaled | BaseRatio |  |  | None |  | f |  | t | Com | Any | Lighting | InGen-CFL | Ltg_Fixture | CFL_fixt |  | ILtg-CFLfix-Com |  |  |  | CFLratio0353 | CFLratio0353 | CFLfixt-23w(23w) | Review |  | f | f | Disposition: MeasuresList-October312014.xlsx | RobNc |  |  |  | DEER1316-Ltg-Com-CFL | 1/1/2013 |  | DEER2016 HOU Update | FALSE | FALSE |  |  | FALSE | FALSE | FALSE | FALSE | FALSE | FALSE | FALSE | FALSE | FALSE
4015 | C-In-CFLfixt-24w(24w)-dWP60 | Commercial Indoor General Lighting: CFL Fixture replaces pre-existing standard lighting Wattage. Measure includes Code case. Impacts: CFL-based HOU (varies by BldgType) | DEER1314 | Lighting Disposition | 3/6/2015 00:00:00 | Com-Iltg-dWatt-CFL | DEER | Scaled | BaseRatio |  |  | None |  | f |  | t | Com | Any | Lighting | InGen-CFL | Ltg_Fixture | CFL_fixt |  | ILtg-CFLfix-Com |  |  |  | CFLratio0353 | CFLratio0353 | CFLfixt-24w(24w) | Review |  | f | f | Disposition: MeasuresList-October312014.xlsx | RobNc |  |  |  | DEER1316-Ltg-Com-CFL | 1/1/2013 |  | DEER2016 HOU Update | FALSE | FALSE |  |  | FALSE | FALSE | FALSE | FALSE | FALSE | FALSE | FALSE | FALSE | FALSE
4016 | C-In-CFLfixt-25w(25w)-dWP63 | Commercial Indoor General Lighting: CFL Fixture replaces pre-existing standard lighting Wattage. Measure includes Code case. Impacts: CFL-based HOU (varies by BldgType) | DEER1314 | Lighting Disposition | 3/6/2015 00:00:00 | Com-Iltg-dWatt-CFL | DEER | Scaled | BaseRatio |  |  | None |  | f |  | t | Com | Any | Lighting | InGen-CFL | Ltg_Fixture | CFL_fixt |  | ILtg-CFLfix-Com |  |  |  | CFLratio0353 | CFLratio0353 | CFLfixt-25w(25w) | Review |  | f | f | Disposition: MeasuresList-October312014.xlsx | RobNc |  |  | Com-Lighting-InGen_CFLratio0353_CFLfixt-25W | DEER1316-Ltg-Com-CFL | 1/1/2013 |  | DEER2016 HOU Update | FALSE | FALSE |  |  | FALSE | FALSE | FALSE | FALSE | FALSE | FALSE | FALSE | FALSE | FALSE
4017 | C-In-CFLfixt-26w(26w)-dWP65 | Commercial Indoor General Lighting: CFL Fixture replaces pre-existing standard lighting Wattage. Measure includes Code case. Impacts: CFL-based HOU (varies by BldgType) | DEER1314 | Lighting Disposition | 3/6/2015 00:00:00 | Com-Iltg-dWatt-CFL | DEER | Scaled | BaseRatio |  |  | None |  | f |  | t | Com | Any | Lighting | InGen-CFL | Ltg_Fixture | CFL_fixt |  | ILtg-CFLfix-Com |  |  |  | CFLratio0353 | CFLratio0353 | CFLfixt-26w(26w) | Review |  | f | f | Disposition: MeasuresList-October312014.xlsx | RobNc |  |  |  | DEER1316-Ltg-Com-CFL | 1/1/2013 |  | DEER2016 HOU Update | FALSE | FALSE |  |  | FALSE | FALSE | FALSE | FALSE | FALSE | FALSE | FALSE | FALSE | FALSE
4018 | C-In-CFLfixt-26w-2Lmp(56w)-dWP39 | Commercial Indoor General Lighting: CFL Fixture replaces HID Fixture. Measure includes Code case. Impacts: Linear Fluorescent-based HOU (varies by BldgType) | DEER1314 | Lighting Disposition | 3/6/2015 00:00:00 | Com-Iltg-dWatt-HB | DEER | Scaled | Delta |  |  | None |  | f |  | t | Com | Any | Lighting | InGen-HB | Ltg_Fixture | CFL_fixt |  | ILtg-CFLfix-Com |  |  |  | HIDFixt-MH-70w-Ext(95w) | HIDFixt-MH-70w-Ext(95w) | CFLfixt-26w-2Lmp(56w) | Review | WP source e.g.: PGECOLTG131r4 | f | f | Disposition: MeasuresList-May222014.xlsx | RobNc |  | ILtg-MH |  | DEER1316-Ltg-Com-HB | 1/1/2013 |  | DEER2016 HOU Update | FALSE | FALSE |  |  | FALSE | FALSE | FALSE | FALSE | FALSE | FALSE | FALSE | FALSE | FALSE
4019 | C-In-CFLfixt-26w-2Lmp(70w)-dWP25 | Commercial Indoor General Lighting: CFL Fixture replaces HID Fixture. Measure includes Code case. Impacts: Linear Fluorescent-based HOU (varies by BldgType) | DEER1314 | Lighting Disposition | 3/6/2015 00:00:00 | Com-Iltg-dWatt-HB | DEER | Scaled | Delta |  |  | None |  | f |  | t | Com | Any | Lighting | InGen-HB | Ltg_Fixture | CFL_fixt |  | ILtg-CFLfix-Com |  |  |  | HIDFixt-MH-70w(95w) | HIDFixt-MH-70w(95w) | CFLfixt-26w-2Lmp(70w) | Review | WP source e.g.: SCE13LG085r2 | f | f | Disposition: MeasuresList-May222014.xlsx | RobNc |  | ILtg-MH |  | DEER1316-Ltg-Com-HB | 1/1/2013 |  | DEER2016 HOU Update | FALSE | FALSE |  |  | FALSE | FALSE | FALSE | FALSE | FALSE | FALSE | FALSE | FALSE | FALSE
4020 | C-In-CFLfixt-26w-4Lmp(112w)-dWP78-dWC73 | Commercial Indoor General Lighting: CFL Fixture replaces HID Fixture. Measure includes Code case. Impacts: Linear Fluorescent-based HOU (varies by BldgType) | DEER1314 | Lighting Disposition | 3/6/2015 00:00:00 | Com-Iltg-dWatt-HB | DEER | Scaled | Delta |  |  | None |  | f |  | t | Com | Any | Lighting | InGen-HB | Ltg_Fixture | CFL_fixt |  | ILtg-CFLfix-Com |  |  |  | HIDFixt-MH-150w(190w) | HIDFixt-PSMH-150w(185w) | CFLfixt-26w-4Lmp(112w) | Review | WP source e.g.: PGECOLTG131r4 | f | f | Disposition: MeasuresList-May222014.xlsx | ErRobNc |  | ILtg-MH |  | DEER1316-Ltg-Com-HB | 1/1/2013 |  | DEER2016 HOU Update | FALSE | FALSE |  |  | FALSE | FALSE | FALSE | FALSE | FALSE | FALSE | FALSE | FALSE | FALSE
4021 | C-In-CFLfixt-26w-4Lmp(128w)-dWP62-dWC57 | Commercial Indoor General Lighting: CFL Fixture replaces HID Fixture. Measure includes Code case. Impacts: Linear Fluorescent-based HOU (varies by BldgType) | DEER1314 | Lighting Disposition | 3/6/2015 00:00:00 | Com-Iltg-dWatt-HB | DEER | Scaled | Delta |  |  | None |  | f |  | t | Com | Any | Lighting | InGen-HB | Ltg_Fixture | CFL_fixt |  | ILtg-CFLfix-Com |  |  |  | HIDFixt-MH-150w(190w) | HIDFixt-PSMH-150w(185w) | CFLfixt-26w-4Lmp(128w) | Review | WP source e.g.: SCE13LG085r2 | f | f | Disposition: MeasuresList-May222014.xlsx | ErRobNc |  | ILtg-MH |  | DEER1316-Ltg-Com-HB | 1/1/2013 |  | DEER2016 HOU Update | FALSE | FALSE |  |  | FALSE | FALSE | FALSE | FALSE | FALSE | FALSE | FALSE | FALSE | FALSE
4022 | C-In-CFLfixt-27w(27w)-dWP68 | Commercial Indoor General Lighting: CFL Fixture replaces pre-existing standard lighting Wattage. Measure includes Code case. Impacts: CFL-based HOU (varies by BldgType) | DEER1314 | Lighting Disposition | 3/6/2015 00:00:00 | Com-Iltg-dWatt-CFL | DEER | Scaled | BaseRatio |  |  | None |  | f |  | t | Com | Any | Lighting | InGen-CFL | Ltg_Fixture | CFL_fixt |  | ILtg-CFLfix-Com |  |  |  | CFLratio0353 | CFLratio0353 | CFLfixt-27w(27w) | Review |  | f | f | Disposition: MeasuresList-October312014.xlsx | RobNc |  |  | Com-Lighting-InGen_CFLratio0353_CFLfixt-27W | DEER1316-Ltg-Com-CFL | 1/1/2013 |  | DEER2016 HOU Update | FALSE | FALSE |  |  | FALSE | FALSE | FALSE | FALSE | FALSE | FALSE | FALSE | FALSE | FALSE
4023 | C-In-CFLfixt-28w(28w)-dWP70 | Commercial Indoor General Lighting: CFL Fixture replaces pre-existing standard lighting Wattage. Measure includes Code case. Impacts: CFL-based HOU (varies by BldgType) | DEER1314 | Lighting Disposition | 3/6/2015 00:00:00 | Com-Iltg-dWatt-CFL | DEER | Scaled | BaseRatio |  |  | None |  | f |  | t | Com | Any | Lighting | InGen-CFL | Ltg_Fixture | CFL_fixt |  | ILtg-CFLfix-Com |  |  |  | CFLratio0353 | CFLratio0353 | CFLfixt-28w(28w) | Review |  | f | f | Disposition: MeasuresList-October312014.xlsx | RobNc |  |  |  | DEER1316-Ltg-Com-CFL | 1/1/2013 |  | DEER2016 HOU Update | FALSE | FALSE |  |  | FALSE | FALSE | FALSE | FALSE | FALSE | FALSE | FALSE | FALSE | FALSE
4024 | C-In-CFLfixt-29w(29w)-dWP73 | Commercial Indoor General Lighting: CFL Fixture replaces pre-existing standard lighting Wattage. Measure includes Code case. Impacts: CFL-based HOU (varies by BldgType) | DEER1314 | Lighting Disposition | 3/6/2015 00:00:00 | Com-Iltg-dWatt-CFL | DEER | Scaled | BaseRatio |  |  | None |  | f |  | t | Com | Any | Lighting | InGen-CFL | Ltg_Fixture | CFL_fixt |  | ILtg-CFLfix-Com |  |  |  | CFLratio0353 | CFLratio0353 | CFLfixt-29w(29w) | Review |  | f | f | Disposition: MeasuresList-October312014.xlsx | RobNc |  |  |  | DEER1316-Ltg-Com-CFL | 1/1/2013 |  | DEER2016 HOU Update | FALSE | FALSE |  |  | FALSE | FALSE | FALSE | FALSE | FALSE | FALSE | FALSE | FALSE | FALSE
4025 | C-In-CFLfixt-30w(30w)-dWP75 | Commercial Indoor General Lighting: CFL Fixture replaces pre-existing standard lighting Wattage. Measure includes Code case. Impacts: CFL-based HOU (varies by BldgType) | DEER1314 | Lighting Disposition | 3/6/2015 00:00:00 | Com-Iltg-dWatt-CFL | DEER | Scaled | BaseRatio |  |  | None |  | f |  | t | Com | Any | Lighting | InGen-CFL | Ltg_Fixture | CFL_fixt |  | ILtg-CFLfix-Com |  |  |  | CFLratio0353 | CFLratio0353 | CFLfixt-30w(30w) | Review |  | f | f | Disposition: MeasuresList-October312014.xlsx | RobNc |  |  |  | DEER1316-Ltg-Com-CFL | 1/1/2013 |  | DEER2016 HOU Update | FALSE | FALSE |  |  | FALSE | FALSE | FALSE | FALSE | FALSE | FALSE | FALSE | FALSE | FALSE
4026 | C-In-CFLfixt-31w(31w)-dWP78 | Commercial Indoor General Lighting: CFL Fixture replaces pre-existing standard lighting Wattage. Measure includes Code case. Impacts: CFL-based HOU (varies by BldgType) | DEER1314 | Lighting Disposition | 3/6/2015 00:00:00 | Com-Iltg-dWatt-CFL | Non-DEER | Scaled | BaseRatio |  |  | None |  | f |  | t | Com | Any | Lighting | InGen-CFL | Ltg_Fixture | CFL_fixt |  | ILtg-CFLfix-Com |  |  |  | CFLratio0353 | CFLratio0353 | CFLfixt-31w(31w) | Review |  | f | f | Disposition: MeasuresList-October312014.xlsx | RobNc |  |  |  | DEER1316-Ltg-Com-CFL | 1/1/2013 |  | DEER2016 HOU Update | FALSE | FALSE |  |  | FALSE | FALSE | FALSE | FALSE | FALSE | FALSE | FALSE | FALSE | FALSE
4027 | C-In-CFLfixt-32w(32w)-dWP80 | Commercial Indoor General Lighting: CFL Fixture replaces pre-existing standard lighting Wattage. Measure includes Code case. Impacts: CFL-based HOU (varies by BldgType) | DEER1314 | Lighting Disposition | 3/6/2015 00:00:00 | Com-Iltg-dWatt-CFL | Non-DEER | Scaled | BaseRatio |  |  | None |  | f |  | t | Com | Any | Lighting | InGen-CFL | Ltg_Fixture | CFL_fixt |  | ILtg-CFLfix-Com |  |  |  | CFLratio0353 | CFLratio0353 | CFLfixt-32w(32w) | Review |  | f | f | Disposition: MeasuresList-October312014.xlsx | RobNc |  |  |  | DEER1316-Ltg-Com-CFL | 1/1/2013 |  | DEER2016 HOU Update | FALSE | FALSE |  |  | FALSE | FALSE | FALSE | FALSE | FALSE | FALSE | FALSE | FALSE | FALSE
4028 | C-In-CFLfixt-36w(36w)-dWP91 | Commercial Indoor General Lighting: CFL Fixture replaces pre-existing standard lighting Wattage. Measure includes Code case. Impacts: CFL-based HOU (varies by BldgType) | DEER1314 | Lighting Disposition | 3/6/2015 00:00:00 | Com-Iltg-dWatt-CFL | Non-DEER | Scaled | BaseRatio |  |  | None |  | f |  | t | Com | Any | Lighting | InGen-CFL | Ltg_Fixture | CFL_fixt |  | ILtg-CFLfix-Com |  |  |  | CFLratio0353 | CFLratio0353 | CFLfixt-36w(36w) | Review |  | f | f | Disposition: MeasuresList-October312014.xlsx | RobNc |  |  | Com-Lighting-InGen_CFLratio0353_CFLfixt-36W | DEER1316-Ltg-Com-CFL | 1/1/2013 |  | DEER2016 HOU Update | FALSE | FALSE |  |  | FALSE | FALSE | FALSE | FALSE | FALSE | FALSE | FALSE | FALSE | FALSE
4029 | C-In-CFLfixt-38w(38w)-dWP96 | Commercial Indoor General Lighting: CFL Fixture replaces pre-existing standard lighting Wattage. Measure includes Code case. Impacts: CFL-based HOU (varies by BldgType) | DEER1314 | Lighting Disposition | 3/6/2015 00:00:00 | Com-Iltg-dWatt-CFL | Non-DEER | Scaled | BaseRatio |  |  | None |  | f |  | t | Com | Any | Lighting | InGen-CFL | Ltg_Fixture | CFL_fixt |  | ILtg-CFLfix-Com |  |  |  | CFLratio0353 | CFLratio0353 | CFLfixt-38w(38w) | Review |  | f | f | Disposition: MeasuresList-October312014.xlsx | RobNc |  |  |  | DEER1316-Ltg-Com-CFL | 1/1/2013 |  | DEER2016 HOU Update | FALSE | FALSE |  |  | FALSE | FALSE | FALSE | FALSE | FALSE | FALSE | FALSE | FALSE | FALSE
4030 | C-In-CFLfixt-39w(39w)-dWP98 | Commercial Indoor General Lighting: CFL Fixture replaces pre-existing standard lighting Wattage. Measure includes Code case. Impacts: CFL-based HOU (varies by BldgType) | DEER1314 | Lighting Disposition | 3/6/2015 00:00:00 | Com-Iltg-dWatt-CFL | Non-DEER | Scaled | BaseRatio |  |  | None |  | f |  | t | Com | Any | Lighting | InGen-CFL | Ltg_Fixture | CFL_fixt |  | ILtg-CFLfix-Com |  |  |  | CFLratio0353 | CFLratio0353 | CFLfixt-39w(39w) | Review |  | f | f | Disposition: MeasuresList-October312014.xlsx | RobNc |  |  |  | DEER1316-Ltg-Com-CFL | 1/1/2013 |  | DEER2016 HOU Update | FALSE | FALSE |  |  | FALSE | FALSE | FALSE | FALSE | FALSE | FALSE | FALSE | FALSE | FALSE
4031 | C-In-CFLfixt-40w(40w)-dWP101 | Commercial Indoor General Lighting: CFL Fixture replaces pre-existing standard lighting Wattage. Measure includes Code case. Impacts: CFL-based HOU (varies by BldgType) | DEER1314 | Lighting Disposition | 3/6/2015 00:00:00 | Com-Iltg-dWatt-CFL | Non-DEER | Scaled | BaseRatio |  |  | None |  | f |  | t | Com | Any | Lighting | InGen-CFL | Ltg_Fixture | CFL_fixt |  | ILtg-CFLfix-Com |  |  |  | CFLratio0353 | CFLratio0353 | CFLfixt-40w(40w) | Review |  | f | f | Disposition: MeasuresList-October312014.xlsx | RobNc |  |  | Com-Lighting-InGen_CFLratio0353_CFLfixt-40W | DEER1316-Ltg-Com-CFL | 1/1/2013 |  | DEER2016 HOU Update | FALSE | FALSE |  |  | FALSE | FALSE | FALSE | FALSE | FALSE | FALSE | FALSE | FALSE | FALSE
4032 | C-In-CFLfixt-42w(42w)-dWP106 | Commercial Indoor General Lighting: CFL Fixture replaces pre-existing standard lighting Wattage. Measure includes Code case. Impacts: CFL-based HOU (varies by BldgType) | DEER1314 | Lighting Disposition | 3/6/2015 00:00:00 | Com-Iltg-dWatt-CFL | Non-DEER | Scaled | BaseRatio |  |  | None |  | f |  | t | Com | Any | Lighting | InGen-CFL | Ltg_Fixture | CFL_fixt |  | ILtg-CFLfix-Com |  |  |  | CFLratio0353 | CFLratio0353 | CFLfixt-42w(42w) | Review |  | f | f | Disposition: MeasuresList-October312014.xlsx | RobNc |  |  | Com-Lighting-InGen_CFLratio0353_CFLfixt-42W | DEER1316-Ltg-Com-CFL | 1/1/2013 |  | DEER2016 HOU Update | FALSE | FALSE |  |  | FALSE | FALSE | FALSE | FALSE | FALSE | FALSE | FALSE | FALSE | FALSE
4033 | C-In-CFLfixt-42w-4Lmp(182w)-dWP113-dWC50 | Commercial Indoor General Lighting: CFL Fixture replaces HID Fixture. Measure includes Code case. Impacts: Linear Fluorescent-based HOU (varies by BldgType) | DEER1314 | Lighting Disposition | 3/6/2015 00:00:00 | Com-Iltg-dWatt-HB | Non-DEER | Scaled | Delta |  |  | None |  | f |  | t | Com | Any | Lighting | InGen-HB | Ltg_Fixture | CFL_fixt |  | ILtg-CFLfix-Com |  |  |  | HIDFixt-MH-250w(295w) | HIDFixt-PSMH-200w(232w) | CFLfixt-42w-4Lmp(182w) | Review | WP source e.g.: PGECOLTG131r4 | f | f | Disposition: MeasuresList-May222014.xlsx | ErRobNc |  | ILtg-MH |  | DEER1316-Ltg-Com-HB | 1/1/2013 |  | DEER2016 HOU Update | FALSE | FALSE |  |  | FALSE | FALSE | FALSE | FALSE | FALSE | FALSE | FALSE | FALSE | FALSE
4034 | C-In-CFLfixt-42w-4Lmp(192w)-dWP103-dWC40 | Commercial Indoor General Lighting: CFL Fixture replaces HID Fixture. Measure includes Code case. Impacts: Linear Fluorescent-based HOU (varies by BldgType) | DEER1314 | Lighting Disposition | 3/6/2015 00:00:00 | Com-Iltg-dWatt-HB | Non-DEER | Scaled | Delta |  |  | None |  | f |  | t | Com | Any | Lighting | InGen-HB | Ltg_Fixture | CFL_fixt |  | ILtg-CFLfix-Com |  |  |  | HIDFixt-MH-250w(295w) | HIDFixt-PSMH-200w(232w) | CFLfixt-42w-4Lmp(192w) | Review | WP source e.g.: SCE13LG085r2 | f | f | Disposition: MeasuresList-May222014.xlsx | ErRobNc |  | ILtg-MH |  | DEER1316-Ltg-Com-HB | 1/1/2013 |  | DEER2016 HOU Update | FALSE | FALSE |  |  | FALSE | FALSE | FALSE | FALSE | FALSE | FALSE | FALSE | FALSE | FALSE
4035 | C-In-CFLfixt-44w(44w)-dWP111 | Commercial Indoor General Lighting: CFL Fixture replaces pre-existing standard lighting Wattage. Measure includes Code case. Impacts: CFL-based HOU (varies by BldgType) | DEER1314 | Lighting Disposition | 3/6/2015 00:00:00 | Com-Iltg-dWatt-CFL | Non-DEER | Scaled | BaseRatio |  |  | None |  | f |  | t | Com | Any | Lighting | InGen-CFL | Ltg_Fixture | CFL_fixt |  | ILtg-CFLfix-Com |  |  |  | CFLratio0353 | CFLratio0353 | CFLfixt-44w(44w) | Review |  | f | f | Disposition: MeasuresList-October312014.xlsx | RobNc |  |  |  | DEER1316-Ltg-Com-CFL | 1/1/2013 |  | DEER2016 HOU Update | FALSE | FALSE |  |  | FALSE | FALSE | FALSE | FALSE | FALSE | FALSE | FALSE | FALSE | FALSE
4036 | C-In-CFLfixt-45w(45w)-dWP113 | Commercial Indoor General Lighting: CFL Fixture replaces pre-existing standard lighting Wattage. Measure includes Code case. Impacts: CFL-based HOU (varies by BldgType) | DEER1314 | Lighting Disposition | 3/6/2015 00:00:00 | Com-Iltg-dWatt-CFL | Non-DEER | Scaled | BaseRatio |  |  | None |  | f |  | t | Com | Any | Lighting | InGen-CFL | Ltg_Fixture | CFL_fixt |  | ILtg-CFLfix-Com |  |  |  | CFLratio0353 | CFLratio0353 | CFLfixt-45w(45w) | Review |  | f | f | Disposition: MeasuresList-October312014.xlsx | RobNc |  |  |  | DEER1316-Ltg-Com-CFL | 1/1/2013 |  | DEER2016 HOU Update | FALSE | FALSE |  |  | FALSE | FALSE | FALSE | FALSE | FALSE | FALSE | FALSE | FALSE | FALSE
4037 | C-In-CFLfixt-46w(46w)-dWP116 | Commercial Indoor General Lighting: CFL Fixture replaces pre-existing standard lighting Wattage. Measure includes Code case. Impacts: CFL-based HOU (varies by BldgType) | DEER1314 | Lighting Disposition | 3/6/2015 00:00:00 | Com-Iltg-dWatt-CFL | Non-DEER | Scaled | BaseRatio |  |  | None |  | f |  | t | Com | Any | Lighting | InGen-CFL | Ltg_Fixture | CFL_fixt |  | ILtg-CFLfix-Com |  |  |  | CFLratio0353 | CFLratio0353 | CFLfixt-46w(46w) | Review |  | f | f | Disposition: MeasuresList-October312014.xlsx | RobNc |  |  |  | DEER1316-Ltg-Com-CFL | 1/1/2013 |  | DEER2016 HOU Update | FALSE | FALSE |  |  | FALSE | FALSE | FALSE | FALSE | FALSE | FALSE | FALSE | FALSE | FALSE
4038 | C-In-CFLfixt-48w(48w)-dWP121 | Commercial Indoor General Lighting: CFL Fixture replaces pre-existing standard lighting Wattage. Measure includes Code case. Impacts: CFL-based HOU (varies by BldgType) | DEER1314 | Lighting Disposition | 3/6/2015 00:00:00 | Com-Iltg-dWatt-CFL | Non-DEER | Scaled | BaseRatio |  |  | None |  | f |  | t | Com | Any | Lighting | InGen-CFL | Ltg_Fixture | CFL_fixt |  | ILtg-CFLfix-Com |  |  |  | CFLratio0353 | CFLratio0353 | CFLfixt-48w(48w) | Review |  | f | f | Disposition: MeasuresList-October312014.xlsx | RobNc |  |  |  | DEER1316-Ltg-Com-CFL | 1/1/2013 |  | DEER2016 HOU Update | FALSE | FALSE |  |  | FALSE | FALSE | FALSE | FALSE | FALSE | FALSE | FALSE | FALSE | FALSE
4039 | C-In-CFLfixt-50w(50w)-dWP126 | Commercial Indoor General Lighting: CFL Fixture replaces pre-existing standard lighting Wattage. Measure includes Code case. Impacts: CFL-based HOU (varies by BldgType) | DEER1314 | Lighting Disposition | 3/6/2015 00:00:00 | Com-Iltg-dWatt-CFL | Non-DEER | Scaled | BaseRatio |  |  | None |  | f |  | t | Com | Any | Lighting | InGen-CFL | Ltg_Fixture | CFL_fixt |  | ILtg-CFLfix-Com |  |  |  | CFLratio0353 | CFLratio0353 | CFLfixt-50w(50w) | Review |  | f | f | Disposition: MeasuresList-October312014.xlsx | RobNc |  |  |  | DEER1316-Ltg-Com-CFL | 1/1/2013 |  | DEER2016 HOU Update | FALSE | FALSE |  |  | FALSE | FALSE | FALSE | FALSE | FALSE | FALSE | FALSE | FALSE | FALSE
4040 | C-In-CFLfixt-50w-4Lmp(244w)-dWP214-dWC121 | Commercial Indoor General Lighting: CFL Fixture replaces HID Fixture. Measure includes Code case. Impacts: Linear Fluorescent-based HOU (varies by BldgType) | DEER1314 | Lighting Disposition | 3/6/2015 00:00:00 | Com-Iltg-dWatt-HB | Non-DEER | Scaled | Delta |  |  | None |  | f |  | t | Com | Any | Lighting | InGen-HB | Ltg_Fixture | CFL_fixt |  | ILtg-CFLfix-Com |  |  |  | HIDFixt-MH-400w(458w) | HIDFixt-PSMH-320w(365w) | CFLfixt-50w-4Lmp(244w) | Review | Not Used in 2013-2014 Final Lighting Disposition | f | f | Disposition: MeasuresList-May222014.xlsx | ErRobNc |  | ILtg-MH |  | DEER1316-Ltg-Com-HB | 1/1/2013 |  | DEER2016 HOU Update | FALSE | FALSE |  |  | FALSE | FALSE | FALSE | FALSE | FALSE | FALSE | FALSE | FALSE | FALSE
4041 | C-In-CFLfixt-50w-4Lmp(244w)-dwP214-dwC156 | Commercial Indoor General Lighting: CFL Fixture replaces HID fixture. Measure includes Code case. Impacts: Linear Fluorescent-based HOU (varies by BldgType) | DEER1314 | Lighting Disposition | 3/6/2015 00:00:00 | Com-Iltg-dWatt-HB | Non-DEER | Scaled | Delta |  |  | None |  | f |  | t | Com | Any | Lighting | InGen-HB | Ltg_Fixture | CFL_fixt |  | ILtg-CFLfix-Com |  |  |  | HIDFixt-MH-400w(458w) | HIDFixt-PSMH-350w(400w) | CFLfixt-50w-4Lmp(244w) | Review |  | f | f | RevisedHighBay.xlsx | ErRobNc |  | ILtg-MH |  | DEER1316-Ltg-Com-HB | 1/1/2013 |  | DEER2016 HOU Update | FALSE | FALSE |  |  | FALSE | FALSE | FALSE | FALSE | FALSE | FALSE | FALSE | FALSE | FALSE
4042 | C-In-CFLfixt-50w-6Lmp(360w)-dWP98 | Commercial Indoor General Lighting: CFL Fixture replaces HID Fixture. Measure includes Code case. Impacts: Linear Fluorescent-based HOU (varies by BldgType) | DEER1314 | Lighting Disposition | 3/6/2015 00:00:00 | Com-Iltg-dWatt-HB | Non-DEER | Scaled | Delta |  |  | None |  | f |  | t | Com | Any | Lighting | InGen-HB | Ltg_Fixture | CFL_fixt |  | ILtg-CFLfix-Com |  |  |  | HIDFixt-MH-400w(458w) | HIDFixt-MH-400w(458w) | CFLfixt-50w-6Lmp(360w) | Review | Not Used in 2013-2014 Final Lighting Disposition | f | f | Disposition: MeasuresList-May222014.xlsx | RobNc |  | ILtg-MH |  | DEER1316-Ltg-Com-HB | 1/1/2013 |  | DEER2016 HOU Update | FALSE | FALSE |  |  | FALSE | FALSE | FALSE | FALSE | FALSE | FALSE | FALSE | FALSE | FALSE
4043 | C-In-CFLfixt-50w-6Lmp(360w)-dwP98-dwC40 | Commercial Indoor General Lighting: CFL Fixture replaces HID fixture. Measure includes Code case. Impacts: Linear Fluorescent-based HOU (varies by BldgType) | DEER1314 | Lighting Disposition | 3/6/2015 00:00:00 | Com-Iltg-dWatt-HB | Non-DEER | Scaled | Delta |  |  | None |  | f |  | t | Com | Any | Lighting | InGen-HB | Ltg_Fixture | CFL_fixt |  | ILtg-CFLfix-Com |  |  |  | HIDFixt-MH-400w(458w) | HIDFixt-PSMH-350w(400w) | CFLfixt-50w-6Lmp(360w) | Review |  | f | f | RevisedHighBay.xlsx | ErRobNc |  | ILtg-MH |  | DEER1316-Ltg-Com-HB | 1/1/2013 |  | DEER2016 HOU Update | FALSE | FALSE |  |  | FALSE | FALSE | FALSE | FALSE | FALSE | FALSE | FALSE | FALSE | FALSE
4044 | C-In-CFLfixt-52w(52w)-dWP131 | Commercial Indoor General Lighting: CFL Fixture replaces pre-existing standard lighting Wattage. Measure includes Code case. Impacts: CFL-based HOU (varies by BldgType) | DEER1314 | Lighting Disposition | 3/6/2015 00:00:00 | Com-Iltg-dWatt-CFL | Non-DEER | Scaled | BaseRatio |  |  | None |  | f |  | t | Com | Any | Lighting | InGen-CFL | Ltg_Fixture | CFL_fixt |  | ILtg-CFLfix-Com |  |  |  | CFLratio0353 | CFLratio0353 | CFLfixt-52w(52w) | Review |  | f | f | Disposition: MeasuresList-October312014.xlsx | RobNc |  |  |  | DEER1316-Ltg-Com-CFL | 1/1/2013 |  | DEER2016 HOU Update | FALSE | FALSE |  |  | FALSE | FALSE | FALSE | FALSE | FALSE | FALSE | FALSE | FALSE | FALSE
4045 | C-In-CFLfixt-54w(54w)-dWP136 | Commercial Indoor General Lighting: CFL Fixture replaces pre-existing standard lighting Wattage. Measure includes Code case. Impacts: CFL-based HOU (varies by BldgType) | DEER1314 | Lighting Disposition | 3/6/2015 00:00:00 | Com-Iltg-dWatt-CFL | Non-DEER | Scaled | BaseRatio |  |  | None |  | f |  | t | Com | Any | Lighting | InGen-CFL | Ltg_Fixture | CFL_fixt |  | ILtg-CFLfix-Com |  |  |  | CFLratio0353 | CFLratio0353 | CFLfixt-54w(54w) | Review |  | f | f | Disposition: MeasuresList-October312014.xlsx | RobNc |  |  |  | DEER1316-Ltg-Com-CFL | 1/1/2013 |  | DEER2016 HOU Update | FALSE | FALSE |  |  | FALSE | FALSE | FALSE | FALSE | FALSE | FALSE | FALSE | FALSE | FALSE
4046 | C-In-CFLfixt-55w(55w)-dWP139 | Commercial Indoor General Lighting: CFL Fixture replaces pre-existing standard lighting Wattage. Measure includes Code case. Impacts: CFL-based HOU (varies by BldgType) | DEER1314 | Lighting Disposition | 3/6/2015 00:00:00 | Com-Iltg-dWatt-CFL | Non-DEER | Scaled | BaseRatio |  |  | None |  | f |  | t | Com | Any | Lighting | InGen-CFL | Ltg_Fixture | CFL_fixt |  | ILtg-CFLfix-Com |  |  |  | CFLratio0353 | CFLratio0353 | CFLfixt-55w(55w) | Review |  | f | f | Disposition: MeasuresList-October312014.xlsx | RobNc |  |  | Com-Lighting-InGen_CFLratio0353_CFLfixt-55W | DEER1316-Ltg-Com-CFL | 1/1/2013 |  | DEER2016 HOU Update | FALSE | FALSE |  |  | FALSE | FALSE | FALSE | FALSE | FALSE | FALSE | FALSE | FALSE | FALSE
4047 | C-In-CFLfixt-64w(64w)-dWP161 | Commercial Indoor General Lighting: CFL Fixture replaces pre-existing standard lighting Wattage. Measure includes Code case. Impacts: CFL-based HOU (varies by BldgType) | DEER1314 | Lighting Disposition | 3/6/2015 00:00:00 | Com-Iltg-dWatt-CFL | Non-DEER | Scaled | BaseRatio |  |  | None |  | f |  | t | Com | Any | Lighting | InGen-CFL | Ltg_Fixture | CFL_fixt |  | ILtg-CFLfix-Com |  |  |  | CFLratio0353 | CFLratio0353 | CFLfixt-64w(64w) | Review |  | f | f | Disposition: MeasuresList-October312014.xlsx | RobNc |  |  |  | DEER1316-Ltg-Com-CFL | 1/1/2013 |  | DEER2016 HOU Update | FALSE | FALSE |  |  | FALSE | FALSE | FALSE | FALSE | FALSE | FALSE | FALSE | FALSE | FALSE
4048 | C-In-CFLfixt-65w(65w)-dWP164 | Commercial Indoor General Lighting: CFL Fixture replaces pre-existing standard lighting Wattage. Measure includes Code case. Impacts: CFL-based HOU (varies by BldgType) | DEER1314 | Lighting Disposition | 3/6/2015 00:00:00 | Com-Iltg-dWatt-CFL | Non-DEER | Scaled | BaseRatio |  |  | None |  | f |  | t | Com | Any | Lighting | InGen-CFL | Ltg_Fixture | CFL_fixt |  | ILtg-CFLfix-Com |  |  |  | CFLratio0353 | CFLratio0353 | CFLfixt-65w(65w) | Review |  | f | f | Disposition: MeasuresList-October312014.xlsx | RobNc |  |  |  | DEER1316-Ltg-Com-CFL | 1/1/2013 |  | DEER2016 HOU Update | FALSE | FALSE |  |  | FALSE | FALSE | FALSE | FALSE | FALSE | FALSE | FALSE | FALSE | FALSE
4049 | C-In-CFLfixt-69w(69w)-dWP174 | Commercial Indoor General Lighting: CFL Fixture replaces pre-existing standard lighting Wattage. Measure includes Code case. Impacts: CFL-based HOU (varies by BldgType) | DEER1314 | Lighting Disposition | 3/6/2015 00:00:00 | Com-Iltg-dWatt-CFL | Non-DEER | Scaled | BaseRatio |  |  | None |  | f |  | t | Com | Any | Lighting | InGen-CFL | Ltg_Fixture | CFL_fixt |  | ILtg-CFLfix-Com |  |  |  | CFLratio0353 | CFLratio0353 | CFLfixt-69w(69w) | Review |  | f | f | Disposition: MeasuresList-October312014.xlsx | RobNc |  |  |  | DEER1316-Ltg-Com-CFL | 1/1/2013 |  | DEER2016 HOU Update | FALSE | FALSE |  |  | FALSE | FALSE | FALSE | FALSE | FALSE | FALSE | FALSE | FALSE | FALSE
4050 | C-In-CFLfixt-70w(70w)-dWP177 | Commercial Indoor General Lighting: CFL Fixture replaces pre-existing standard lighting Wattage. Measure includes Code case. Impacts: CFL-based HOU (varies by BldgType) | DEER1314 | Lighting Disposition | 3/6/2015 00:00:00 | Com-Iltg-dWatt-CFL | Non-DEER | Scaled | BaseRatio |  |  | None |  | f |  | t | Com | Any | Lighting | InGen-CFL | Ltg_Fixture | CFL_fixt |  | ILtg-CFLfix-Com |  |  |  | CFLratio0353 | CFLratio0353 | CFLfixt-70w(70w) | Review |  | f | f | Disposition: MeasuresList-October312014.xlsx | RobNc |  |  |  | DEER1316-Ltg-Com-CFL | 1/1/2013 |  | DEER2016 HOU Update | FALSE | FALSE |  |  | FALSE | FALSE | FALSE | FALSE | FALSE | FALSE | FALSE | FALSE | FALSE
4051 | C-In-CFLfixt-72w(72w)-dWP182 | Commercial Indoor General Lighting: CFL Fixture replaces pre-existing standard lighting Wattage. Measure includes Code case. Impacts: CFL-based HOU (varies by BldgType) | DEER1314 | Lighting Disposition | 3/6/2015 00:00:00 | Com-Iltg-dWatt-CFL | Non-DEER | Scaled | BaseRatio |  |  | None |  | f |  | t | Com | Any | Lighting | InGen-CFL | Ltg_Fixture | CFL_fixt |  | ILtg-CFLfix-Com |  |  |  | CFLratio0353 | CFLratio0353 | CFLfixt-72w(72w) | Review |  | f | f | Disposition: MeasuresList-October312014.xlsx | RobNc |  |  |  | DEER1316-Ltg-Com-CFL | 1/1/2013 |  | DEER2016 HOU Update | FALSE | FALSE |  |  | FALSE | FALSE | FALSE | FALSE | FALSE | FALSE | FALSE | FALSE | FALSE
4052 | C-In-CFLfixt-78w(78w)-dWP197 | Commercial Indoor General Lighting: CFL Fixture replaces pre-existing standard lighting Wattage. Measure includes Code case. Impacts: CFL-based HOU (varies by BldgType) | DEER1314 | Lighting Disposition | 3/6/2015 00:00:00 | Com-Iltg-dWatt-CFL | Non-DEER | Scaled | BaseRatio |  |  | None |  | f |  | t | Com | Any | Lighting | InGen-CFL | Ltg_Fixture | CFL_fixt |  | ILtg-CFLfix-Com |  |  |  | CFLratio0353 | CFLratio0353 | CFLfixt-78w(78w) | Review |  | f | f | Disposition: MeasuresList-October312014.xlsx | RobNc |  |  |  | DEER1316-Ltg-Com-CFL | 1/1/2013 |  | DEER2016 HOU Update | FALSE | FALSE |  |  | FALSE | FALSE | FALSE | FALSE | FALSE | FALSE | FALSE | FALSE | FALSE
4053 | C-In-CFLfixt-7w(7w)-dWP17 | Commercial Indoor General Lighting: CFL Fixture replaces pre-existing standard lighting Wattage. Measure includes Code case. Impacts: CFL-based HOU (varies by BldgType) | DEER1314 | Lighting Disposition | 3/6/2015 00:00:00 | Com-Iltg-dWatt-CFL | DEER | Scaled | BaseRatio |  |  | None |  | f |  | t | Com | Any | Lighting | InGen-CFL | Ltg_Fixture | CFL_fixt |  | ILtg-CFLfix-Com |  |  |  | CFLratio0353 | CFLratio0353 | CFLfixt-7w(7w) | Review |  | f | f | Disposition: MeasuresList-October312014.xlsx | RobNc |  |  |  | DEER1316-Ltg-Com-CFL | 1/1/2013 |  | DEER2016 HOU Update | FALSE | FALSE |  |  | FALSE | FALSE | FALSE | FALSE | FALSE | FALSE | FALSE | FALSE | FALSE
4054 | C-In-CFLfixt-8w(8w)-dWP20 | Commercial Indoor General Lighting: CFL Fixture replaces pre-existing standard lighting Wattage. Measure includes Code case. Impacts: CFL-based HOU (varies by BldgType) | DEER1314 | Lighting Disposition | 3/6/2015 00:00:00 | Com-Iltg-dWatt-CFL | DEER | Scaled | BaseRatio |  |  | None |  | f |  | t | Com | Any | Lighting | InGen-CFL | Ltg_Fixture | CFL_fixt |  | ILtg-CFLfix-Com |  |  |  | CFLratio0353 | CFLratio0353 | CFLfixt-8w(8w) | Review |  | f | f | Disposition: MeasuresList-October312014.xlsx | RobNc |  |  |  | DEER1316-Ltg-Com-CFL | 1/1/2013 |  | DEER2016 HOU Update | FALSE | FALSE |  |  | FALSE | FALSE | FALSE | FALSE | FALSE | FALSE | FALSE | FALSE | FALSE
4055 | C-In-CFLfixt-92w(92w)-dWP232 | Commercial Indoor General Lighting: CFL Fixture replaces pre-existing standard lighting Wattage. Measure includes Code case. Impacts: CFL-based HOU (varies by BldgType) | DEER1314 | Lighting Disposition | 3/6/2015 00:00:00 | Com-Iltg-dWatt-CFL | Non-DEER | Scaled | BaseRatio |  |  | None |  | f |  | t | Com | Any | Lighting | InGen-CFL | Ltg_Fixture | CFL_fixt |  | ILtg-CFLfix-Com |  |  |  | CFLratio0353 | CFLratio0353 | CFLfixt-92w(92w) | Review |  | f | f | Disposition: MeasuresList-October312014.xlsx | RobNc |  |  |  | DEER1316-Ltg-Com-CFL | 1/1/2013 |  | DEER2016 HOU Update | FALSE | FALSE |  |  | FALSE | FALSE | FALSE | FALSE | FALSE | FALSE | FALSE | FALSE | FALSE
4056 | C-In-CFLfixt-96w(96w)-dWP242 | Commercial Indoor General Lighting: CFL Fixture replaces pre-existing standard lighting Wattage. Measure includes Code case. Impacts: CFL-based HOU (varies by BldgType) | DEER1314 | Lighting Disposition | 3/6/2015 00:00:00 | Com-Iltg-dWatt-CFL | Non-DEER | Scaled | BaseRatio |  |  | None |  | f |  | t | Com | Any | Lighting | InGen-CFL | Ltg_Fixture | CFL_fixt |  | ILtg-CFLfix-Com |  |  |  | CFLratio0353 | CFLratio0353 | CFLfixt-96w(96w) | Review |  | f | f | Disposition: MeasuresList-October312014.xlsx | RobNc |  |  |  | DEER1316-Ltg-Com-CFL | 1/1/2013 |  | DEER2016 HOU Update | FALSE | FALSE |  |  | FALSE | FALSE | FALSE | FALSE | FALSE | FALSE | FALSE | FALSE | FALSE
4057 | C-In-CFLfixt-Circ-22w(22w)-dWP55 | Commercial Indoor General Lighting: CFL Fixture replaces pre-existing standard lighting Wattage. Measure includes Code case. Impacts: CFL-based HOU (varies by BldgType) | DEER1314 | Lighting Disposition | 3/6/2015 00:00:00 | Com-Iltg-dWatt-CFL | DEER | Scaled | BaseRatio |  |  | None |  | f |  | t | Com | Any | Lighting | InGen-CFL | Ltg_Fixture | CFL_fixt |  | ILtg-CFLfix-Com |  |  |  | CFLratio0353 | CFLratio0353 | CFLfixt-Circ-22w(22w) | Review |  | f | f | Disposition: MeasuresList-October312014.xlsx | RobNc |  |  |  | DEER1316-Ltg-Com-CFL | 1/1/2013 |  | DEER2016 HOU Update | FALSE | FALSE |  |  | FALSE | FALSE | FALSE | FALSE | FALSE | FALSE | FALSE | FALSE | FALSE
4058 | C-In-CFLretrofit-42w+6Blst(273w)-dwP185-dwC127 | Commercial Indoor General Lighting: Pin-based CFL lamp & separate Ballast replaces Metal Halide. Measure includes Code case. Impacts: Linear Fluorescent-based HOU (varies by BldgType) | DEER1314 | Lighting Disposition | 3/6/2015 00:00:00 | Com-Iltg-dWatt-HB | Non-DEER | Scaled | Delta |  |  | None |  | f |  | t | Com | Any | Lighting | InGen-HB | Ltg_Lmp+Blst | CFL_LmpBlst |  | ILtg-CFLfix-Com |  |  |  | MH-400w(458w) | HIDFixt-PSMH-350w(400w) | CFLretrofit-42w+6Blst(273w) | Review |  | f | f | RevisedHighBay.xlsx | ErRobNc |  | ILtg-MH |  | DEER1316-Ltg-Com-HB | 1/1/2013 |  | DEER2016 HOU Update | FALSE | FALSE |  |  | FALSE | FALSE | FALSE | FALSE | FALSE | FALSE | FALSE | FALSE | FALSE
4059 | C-In-CFLretrofit-42w+6Blst(273w)-dWP185-dWC92 | Commercial Indoor General Lighting: Pin-based CFL lamp & separate Ballast replaces HID Lamp & Ballast. Measure includes Code case. Impacts: Linear Fluorescent-based HOU (varies by BldgType) | DEER1314 | Lighting Disposition | 3/6/2015 00:00:00 | Com-Iltg-dWatt-HB | Non-DEER | Scaled | Delta |  |  | None |  | f |  | t | Com | Any | Lighting | InGen-HB | Ltg_Lmp+Blst | CFL_LmpBlst |  | ILtg-CFLfix-Com |  |  |  | MH-400w(458w) | PSMH-320w(365w) | CFLretrofit-42w+6Blst(273w) | Review | Not Used in 2013-2014 Final Lighting Disposition | f | f | Disposition: MeasuresList-May222014.xlsx | ErRobNc |  | ILtg-MH |  | DEER1316-Ltg-Com-HB | 1/1/2013 |  | DEER2016 HOU Update | FALSE | FALSE |  |  | FALSE | FALSE | FALSE | FALSE | FALSE | FALSE | FALSE | FALSE | FALSE
4060 | C-In-CFLretrofit-50w+4Blst(233w)-dWP225-dWC132 | Commercial Indoor General Lighting: Pin-based CFL lamp & separate Ballast replaces HID Lamp & Ballast. Measure includes Code case. Impacts: Linear Fluorescent-based HOU (varies by BldgType) | DEER1314 | Lighting Disposition | 3/6/2015 00:00:00 | Com-Iltg-dWatt-HB | Non-DEER | Scaled | Delta |  |  | None |  | f |  | t | Com | Any | Lighting | InGen-HB | Ltg_Lmp+Blst | CFL_LmpBlst |  | ILtg-CFLfix-Com |  |  |  | MH-400w(458w) | PSMH-320w(365w) | CFLretrofit-50w+4Blst(233w) | Review | Not Used in 2013-2014 Final Lighting Disposition | f | f | Disposition: MeasuresList-May222014.xlsx | ErRobNc |  | ILtg-MH |  | DEER1316-Ltg-Com-HB | 1/1/2013 |  | DEER2016 HOU Update | FALSE | FALSE |  |  | FALSE | FALSE | FALSE | FALSE | FALSE | FALSE | FALSE | FALSE | FALSE
4061 | C-In-CFLretrofit-50w+4Blst(233w)-dwP225-dwC167 | Commercial Indoor General Lighting: Pin-based CFL lamp & separate Ballast replaces Metal Halide. Measure includes Code case. Impacts: Linear Fluorescent-based HOU (varies by BldgType) | DEER1314 | Lighting Disposition | 3/6/2015 00:00:00 | Com-Iltg-dWatt-HB | Non-DEER | Scaled | Delta |  |  | None |  | f |  | t | Com | Any | Lighting | InGen-HB | Ltg_Lmp+Blst | CFL_LmpBlst |  | ILtg-CFLfix-Com |  |  |  | MH-400w(458w) | HIDFixt-PSMH-350w(400w) | CFLretrofit-50w+4Blst(233w) | Review |  | f | f | RevisedHighBay.xlsx | ErRobNc |  | ILtg-MH |  | DEER1316-Ltg-Com-HB | 1/1/2013 |  | DEER2016 HOU Update | FALSE | FALSE |  |  | FALSE | FALSE | FALSE | FALSE | FALSE | FALSE | FALSE | FALSE | FALSE
4062 | C-In-CFLscw(100w)-dWP257 | Commercial Indoor General Lighting: CFL Lamp with integated Ballast replaces pre-existing standard lighting Wattage. Measure includes Code case. Impacts: CFL-based HOU (varies by BldgType) | DEER1314 | Lighting Disposition | 3/6/2015 00:00:00 | Com-Iltg-dWatt-CFL | Non-DEER | Scaled | BaseRatio |  |  | None |  | f |  | t | Com | Any | Lighting | InGen-CFL | Ltg_Lamp | CFLint_lamp |  | ILtg-CFL-Com |  |  |  | CFLratio0357 | CFLratio0357 | CFLscw(100w) | Review |  | f | f | Disposition: MeasuresList-October312014.xlsx | RobNc |  |  | Com-Lighting-InGen_CFLratio0357_CFLscw-100w | DEER1316-Ltg-Com-CFL | 1/1/2013 |  | DEER2016 HOU Update | FALSE | FALSE |  |  | FALSE | FALSE | FALSE | FALSE | FALSE | FALSE | FALSE | FALSE | FALSE
4063 | C-In-CFLscw(10w)-dWP25 | Commercial Indoor General Lighting: CFL Lamp with integated Ballast replaces pre-existing standard lighting Wattage. Measure includes Code case. Impacts: CFL-based HOU (varies by BldgType) | DEER1314 | Lighting Disposition | 5/18/2015 | Com-Iltg-dWatt-CFL | DEER | Scaled | BaseRatio |  |  | None |  | f |  | t | Com | Any | Lighting | InGen-CFL | Ltg_Lamp | CFLint_lamp |  | ILtg-CFL-Com |  |  |  | CFLratio0357 | CFLratio0357 | CFLscw(10w) | Review |  | f | f | Disposition: MeasuresList-October312014.xlsx | RobNc |  |  |  | D1316-ILtg-Com-CFLlte30W | 1/1/2013 |  | DEER2015 Uncertain Msr Update | FALSE | FALSE |  |  | FALSE | FALSE | FALSE | FALSE | FALSE | FALSE | FALSE | FALSE | TRUE
4064 | C-In-CFLscw(11w)-dWP28 | Commercial Indoor General Lighting: CFL Lamp with integated Ballast replaces pre-existing standard lighting Wattage. Measure includes Code case. Impacts: CFL-based HOU (varies by BldgType) | DEER1314 | Lighting Disposition | 5/18/2015 | Com-Iltg-dWatt-CFL | DEER | Scaled | BaseRatio |  |  | None |  | f |  | t | Com | Any | Lighting | InGen-CFL | Ltg_Lamp | CFLint_lamp |  | ILtg-CFL-Com |  |  |  | CFLratio0357 | CFLratio0357 | CFLscw(11w) | Review |  | f | f | Disposition: MeasuresList-October312014.xlsx | RobNc |  |  | Com-Lighting-InGen_CFLratio0357_CFLscw-11w | D1316-ILtg-Com-CFLlte30W | 1/1/2013 |  | DEER2015 Uncertain Msr Update | FALSE | FALSE |  |  | FALSE | FALSE | FALSE | FALSE | FALSE | FALSE | FALSE | FALSE | TRUE
4065 | C-In-CFLscw(12w)-dWP30 | Commercial Indoor General Lighting: CFL Lamp with integated Ballast replaces pre-existing standard lighting Wattage. Measure includes Code case. Impacts: CFL-based HOU (varies by BldgType) | DEER1314 | Lighting Disposition | 5/18/2015 | Com-Iltg-dWatt-CFL | DEER | Scaled | BaseRatio |  |  | None |  | f |  | t | Com | Any | Lighting | InGen-CFL | Ltg_Lamp | CFLint_lamp |  | ILtg-CFL-Com |  |  |  | CFLratio0357 | CFLratio0357 | CFLscw(12w) | Review |  | f | f | Disposition: MeasuresList-October312014.xlsx | RobNc |  |  |  | D1316-ILtg-Com-CFLlte30W | 1/1/2013 |  | DEER2015 Uncertain Msr Update | FALSE | FALSE |  |  | FALSE | FALSE | FALSE | FALSE | FALSE | FALSE | FALSE | FALSE | TRUE
4066 | C-In-CFLscw(13w)-dWP33 | Commercial Indoor General Lighting: CFL Lamp with integated Ballast replaces pre-existing standard lighting Wattage. Measure includes Code case. Impacts: CFL-based HOU (varies by BldgType) | DEER1314 | Lighting Disposition | 5/18/2015 | Com-Iltg-dWatt-CFL | DEER | Scaled | BaseRatio |  |  | None |  | f |  | t | Com | Any | Lighting | InGen-CFL | Ltg_Lamp | CFLint_lamp |  | ILtg-CFL-Com |  |  |  | CFLratio0357 | CFLratio0357 | CFLscw(13w) | Review |  | f | f | Disposition: MeasuresList-October312014.xlsx | RobNc |  |  | Com-Lighting-InGen_CFLratio0357_CFLscw-13w | D1316-ILtg-Com-CFLlte30W | 1/1/2013 |  | DEER2015 Uncertain Msr Update | FALSE | FALSE |  |  | FALSE | FALSE | FALSE | FALSE | FALSE | FALSE | FALSE | FALSE | TRUE
4067 | C-In-CFLscw(14w)-dWP35 | Commercial Indoor General Lighting: CFL Lamp with integated Ballast replaces pre-existing standard lighting Wattage. Measure includes Code case. Impacts: CFL-based HOU (varies by BldgType) | DEER1314 | Lighting Disposition | 5/18/2015 | Com-Iltg-dWatt-CFL | DEER | Scaled | BaseRatio |  |  | None |  | f |  | t | Com | Any | Lighting | InGen-CFL | Ltg_Lamp | CFLint_lamp |  | ILtg-CFL-Com |  |  |  | CFLratio0357 | CFLratio0357 | CFLscw(14w) | Review |  | f | f | Disposition: MeasuresList-October312014.xlsx | RobNc |  |  |  | D1316-ILtg-Com-CFLlte30W | 1/1/2013 |  | DEER2015 Uncertain Msr Update | FALSE | FALSE |  |  | FALSE | FALSE | FALSE | FALSE | FALSE | FALSE | FALSE | FALSE | TRUE
4068 | C-In-CFLscw(150w)-dWP385 | Commercial Indoor General Lighting: CFL Lamp with integated Ballast replaces pre-existing standard lighting Wattage. Measure includes Code case. Impacts: CFL-based HOU (varies by BldgType) | DEER1314 | Lighting Disposition | 3/6/2015 00:00:00 | Com-Iltg-dWatt-CFL | Non-DEER | Scaled | BaseRatio |  |  | None |  | f |  | t | Com | Any | Lighting | InGen-CFL | Ltg_Lamp | CFLint_lamp |  | ILtg-CFL-Com |  |  |  | CFLratio0357 | CFLratio0357 | CFLscw(150w) | Review |  | f | f | Disposition: MeasuresList-October312014.xlsx | RobNc |  |  |  | DEER1316-Ltg-Com-CFL | 1/1/2013 |  | DEER2016 HOU Update | FALSE | FALSE |  |  | FALSE | FALSE | FALSE | FALSE | FALSE | FALSE | FALSE | FALSE | FALSE
4069 | C-In-CFLscw(15w)-dWP38 | Commercial Indoor General Lighting: CFL Lamp with integated Ballast replaces pre-existing standard lighting Wattage. Measure includes Code case. Impacts: CFL-based HOU (varies by BldgType) | DEER1314 | Lighting Disposition | 5/18/2015 | Com-Iltg-dWatt-CFL | DEER | Scaled | BaseRatio |  |  | None |  | f |  | t | Com | Any | Lighting | InGen-CFL | Ltg_Lamp | CFLint_lamp |  | ILtg-CFL-Com |  |  |  | CFLratio0357 | CFLratio0357 | CFLscw(15w) | Review |  | f | f | Disposition: MeasuresList-October312014.xlsx | RobNc |  |  |  | D1316-ILtg-Com-CFLlte30W | 1/1/2013 |  | DEER2015 Uncertain Msr Update | FALSE | FALSE |  |  | FALSE | FALSE | FALSE | FALSE | FALSE | FALSE | FALSE | FALSE | TRUE
4070 | C-In-CFLscw(16w)-dWP41 | Commercial Indoor General Lighting: CFL Lamp with integated Ballast replaces pre-existing standard lighting Wattage. Measure includes Code case. Impacts: CFL-based HOU (varies by BldgType) | DEER1314 | Lighting Disposition | 5/18/2015 | Com-Iltg-dWatt-CFL | DEER | Scaled | BaseRatio |  |  | None |  | f |  | t | Com | Any | Lighting | InGen-CFL | Ltg_Lamp | CFLint_lamp |  | ILtg-CFL-Com |  |  |  | CFLratio0357 | CFLratio0357 | CFLscw(16w) | Review |  | f | f | Disposition: MeasuresList-October312014.xlsx | RobNc |  |  | Com-Lighting-InGen_CFLratio0357_CFLscw-16w | D1316-ILtg-Com-CFLlte30W | 1/1/2013 |  | DEER2015 Uncertain Msr Update | FALSE | FALSE |  |  | FALSE | FALSE | FALSE | FALSE | FALSE | FALSE | FALSE | FALSE | TRUE
4071 | C-In-CFLscw(17w)-dWP43 | Commercial Indoor General Lighting: CFL Lamp with integated Ballast replaces pre-existing standard lighting Wattage. Measure includes Code case. Impacts: CFL-based HOU (varies by BldgType) | DEER1314 | Lighting Disposition | 5/18/2015 | Com-Iltg-dWatt-CFL | DEER | Scaled | BaseRatio |  |  | None |  | f |  | t | Com | Any | Lighting | InGen-CFL | Ltg_Lamp | CFLint_lamp |  | ILtg-CFL-Com |  |  |  | CFLratio0357 | CFLratio0357 | CFLscw(17w) | Review |  | f | f | Disposition: MeasuresList-October312014.xlsx | RobNc |  |  |  | D1316-ILtg-Com-CFLlte30W | 1/1/2013 |  | DEER2015 Uncertain Msr Update | FALSE | FALSE |  |  | FALSE | FALSE | FALSE | FALSE | FALSE | FALSE | FALSE | FALSE | TRUE
4072 | C-In-CFLscw(18w)-dWP132 | Commercial Indoor General Lighting: CFL Lamp with integated Ballast replaces Incandescent Lamp. Measure includes Code case. Impacts: CFL-based HOU (varies by BldgType) | DEER1314 | Lighting Disposition | 5/18/2015 | Com-Iltg-dWatt-CFL | DEER | Scaled | Delta |  |  | None |  | f |  | t | Com | Any | Lighting | InGen-CFL | Ltg_Lamp | CFLint_lamp |  | ILtg-CFL-Com |  |  |  | Incan(150w) | Incan(150w) | CFLscw(18w) | Review |  | f | f | Disposition: MeasuresList-October312014.xlsx | RobNc |  | ILtg-Incand-Com |  | D1316-ILtg-Com-CFLlte30W | 1/1/2013 |  | DEER2015 Uncertain Msr Update | FALSE | FALSE |  |  | FALSE | FALSE | FALSE | FALSE | FALSE | FALSE | FALSE | FALSE | TRUE
4073 | C-In-CFLscw(18w)-dWP46-1 | Commercial Indoor General Lighting: CFL Lamp with integated Ballast replaces pre-existing standard lighting Wattage. Measure includes Code case. Impacts: CFL-based HOU (varies by BldgType) | DEER1314 | Lighting Disposition | 5/18/2015 | Com-Iltg-dWatt-CFL | DEER | Scaled | BaseRatio |  |  | None |  | f |  | t | Com | Any | Lighting | InGen-CFL | Ltg_Lamp | CFLint_lamp |  | ILtg-CFL-Com |  |  |  | CFLratio0357 | CFLratio0357 | CFLscw(18w) | Review |  | f | f | Disposition: MeasuresList-October312014.xlsx | RobNc |  |  |  | D1316-ILtg-Com-CFLlte30W | 1/1/2013 |  | DEER2015 Uncertain Msr Update | FALSE | FALSE |  |  | FALSE | FALSE | FALSE | FALSE | FALSE | FALSE | FALSE | FALSE | TRUE
4074 | C-In-CFLscw(18w)-dWP46-2 | Commercial Indoor General Lighting: CFL Lamp with integated Ballast replaces Linear Fluorescent Fixture. Measure includes Code case. Impacts: Linear Fluorescent-based HOU (varies by BldgType) | DEER1314 | Lighting Disposition | 5/18/2015 | Com-Iltg-dWatt-CFL | DEER | Scaled | Delta |  |  | None |  | f |  | t | Com | Any | Lighting | InGen-CFL | Ltg_Lamp | CFLint_lamp |  | ILtg-CFL-Com |  |  |  | LFFixt-Circ12-12in-32w+MagES-RS-NLO(64w) | LFFixt-Circ12-12in-32w+MagES-RS-NLO(64w) | CFLscw(18w) | Review |  | f | f | Disposition: MeasuresList-October312014.xlsx | RobNc |  | ILtg-Lfluor-T12Mag |  | D1316-ILtg-Com-CFLlte30W | 1/1/2013 |  | DEER2015 Uncertain Msr Update | FALSE | FALSE |  |  | FALSE | FALSE | FALSE | FALSE | FALSE | FALSE | FALSE | FALSE | TRUE
4075 | C-In-CFLscw(19w)-dWP48 | Commercial Indoor General Lighting: CFL Lamp with integated Ballast replaces pre-existing standard lighting Wattage. Measure includes Code case. Impacts: CFL-based HOU (varies by BldgType) | DEER1314 | Lighting Disposition | 5/18/2015 | Com-Iltg-dWatt-CFL | DEER | Scaled | BaseRatio |  |  | None |  | f |  | t | Com | Any | Lighting | InGen-CFL | Ltg_Lamp | CFLint_lamp |  | ILtg-CFL-Com |  |  |  | CFLratio0357 | CFLratio0357 | CFLscw(19w) | Review |  | f | f | Disposition: MeasuresList-October312014.xlsx | RobNc |  |  |  | D1316-ILtg-Com-CFLlte30W | 1/1/2013 |  | DEER2015 Uncertain Msr Update | FALSE | FALSE |  |  | FALSE | FALSE | FALSE | FALSE | FALSE | FALSE | FALSE | FALSE | TRUE
4076 | C-In-CFLscw(200w)-dWP514 | Commercial Indoor General Lighting: CFL Lamp with integated Ballast replaces pre-existing standard lighting Wattage. Measure includes Code case. Impacts: CFL-based HOU (varies by BldgType) | DEER1314 | Lighting Disposition | 3/6/2015 00:00:00 | Com-Iltg-dWatt-CFL | Non-DEER | Scaled | BaseRatio |  |  | None |  | f |  | t | Com | Any | Lighting | InGen-CFL | Ltg_Lamp | CFLint_lamp |  | ILtg-CFL-Com |  |  |  | CFLratio0357 | CFLratio0357 | CFLscw(200w) | Review |  | f | f | Disposition: MeasuresList-October312014.xlsx | RobNc |  |  | Com-Lighting-InGen_CFLratio0357_CFLscw-200w | DEER1316-Ltg-Com-CFL | 1/1/2013 |  | DEER2016 HOU Update | FALSE | FALSE |  |  | FALSE | FALSE | FALSE | FALSE | FALSE | FALSE | FALSE | FALSE | FALSE
4077 | C-In-CFLscw(20w)-dWP51 | Commercial Indoor General Lighting: CFL Lamp with integated Ballast replaces pre-existing standard lighting Wattage. Measure includes Code case. Impacts: CFL-based HOU (varies by BldgType) | DEER1314 | Lighting Disposition | 5/18/2015 | Com-Iltg-dWatt-CFL | DEER | Scaled | BaseRatio |  |  | None |  | f |  | t | Com | Any | Lighting | InGen-CFL | Ltg_Lamp | CFLint_lamp |  | ILtg-CFL-Com |  |  |  | CFLratio0357 | CFLratio0357 | CFLscw(20w) | Review |  | f | f | Disposition: MeasuresList-October312014.xlsx | RobNc |  |  | Com-Lighting-InGen_CFLratio0357_CFLscw-20w | D1316-ILtg-Com-CFLlte30W | 1/1/2013 |  | DEER2015 Uncertain Msr Update | FALSE | FALSE |  |  | FALSE | FALSE | FALSE | FALSE | FALSE | FALSE | FALSE | FALSE | TRUE
4078 | C-In-CFLscw(22w)-dWP56 | Commercial Indoor General Lighting: CFL Lamp with integated Ballast replaces pre-existing standard lighting Wattage. Measure includes Code case. Impacts: CFL-based HOU (varies by BldgType) | DEER1314 | Lighting Disposition | 5/18/2015 | Com-Iltg-dWatt-CFL | DEER | Scaled | BaseRatio |  |  | None |  | f |  | t | Com | Any | Lighting | InGen-CFL | Ltg_Lamp | CFLint_lamp |  | ILtg-CFL-Com |  |  |  | CFLratio0357 | CFLratio0357 | CFLscw(22w) | Review |  | f | f | Disposition: MeasuresList-October312014.xlsx | RobNc |  |  |  | D1316-ILtg-Com-CFLlte30W | 1/1/2013 |  | DEER2015 Uncertain Msr Update | FALSE | FALSE |  |  | FALSE | FALSE | FALSE | FALSE | FALSE | FALSE | FALSE | FALSE | TRUE
4079 | C-In-CFLscw(23w)-dWP127 | Commercial Indoor General Lighting: CFL Lamp with integated Ballast replaces Incandescent Lamp. Measure includes Code case. Impacts: CFL-based HOU (varies by BldgType) | DEER1314 | Lighting Disposition | 5/18/2015 | Com-Iltg-dWatt-CFL | DEER | Scaled | Delta |  |  | None |  | f |  | t | Com | Any | Lighting | InGen-CFL | Ltg_Lamp | CFLint_lamp |  | ILtg-CFL-Com |  |  |  | Incan(150w) | Incan(150w) | CFLscw(23w) | Review |  | f | f | Disposition: MeasuresList-October312014.xlsx | RobNc |  | ILtg-Incand-Com |  | D1316-ILtg-Com-CFLlte30W | 1/1/2013 |  | DEER2015 Uncertain Msr Update | FALSE | FALSE |  |  | FALSE | FALSE | FALSE | FALSE | FALSE | FALSE | FALSE | FALSE | TRUE
4080 | C-In-CFLscw(23w)-dWP177 | Commercial Indoor General Lighting: CFL Lamp with integated Ballast replaces Incandescent Lamp. Measure includes Code case. Impacts: CFL-based HOU (varies by BldgType) | DEER1314 | Lighting Disposition | 5/18/2015 | Com-Iltg-dWatt-CFL | DEER | Scaled | Delta |  |  | None |  | f |  | t | Com | Any | Lighting | InGen-CFL | Ltg_Lamp | CFLint_lamp |  | ILtg-CFL-Com |  |  |  | Incan(200w) | Incan(200w) | CFLscw(23w) | Review |  | f | f | Disposition: MeasuresList-October312014.xlsx | RobNc |  | ILtg-Incand-Com |  | D1316-ILtg-Com-CFLlte30W | 1/1/2013 |  | DEER2015 Uncertain Msr Update | FALSE | FALSE |  |  | FALSE | FALSE | FALSE | FALSE | FALSE | FALSE | FALSE | FALSE | TRUE
4081 | C-In-CFLscw(23w)-dWP59 | Commercial Indoor General Lighting: CFL Lamp with integated Ballast replaces pre-existing standard lighting Wattage. Measure includes Code case. Impacts: CFL-based HOU (varies by BldgType) | DEER1314 | Lighting Disposition | 5/18/2015 | Com-Iltg-dWatt-CFL | DEER | Scaled | BaseRatio |  |  | None |  | f |  | t | Com | Any | Lighting | InGen-CFL | Ltg_Lamp | CFLint_lamp |  | ILtg-CFL-Com |  |  |  | CFLratio0357 | CFLratio0357 | CFLscw(23w) | Review |  | f | f | Disposition: MeasuresList-October312014.xlsx | RobNc |  |  | Com-Lighting-InGen_CFLratio0357_CFLscw-23w | D1316-ILtg-Com-CFLlte30W | 1/1/2013 |  | DEER2015 Uncertain Msr Update | FALSE | FALSE |  |  | FALSE | FALSE | FALSE | FALSE | FALSE | FALSE | FALSE | FALSE | TRUE
4082 | C-In-CFLscw(24w)-dWP61 | Commercial Indoor General Lighting: CFL Lamp with integated Ballast replaces pre-existing standard lighting Wattage. Measure includes Code case. Impacts: CFL-based HOU (varies by BldgType) | DEER1314 | Lighting Disposition | 5/18/2015 | Com-Iltg-dWatt-CFL | DEER | Scaled | BaseRatio |  |  | None |  | f |  | t | Com | Any | Lighting | InGen-CFL | Ltg_Lamp | CFLint_lamp |  | ILtg-CFL-Com |  |  |  | CFLratio0357 | CFLratio0357 | CFLscw(24w) | Review |  | f | f | Disposition: MeasuresList-October312014.xlsx | RobNc |  |  |  | D1316-ILtg-Com-CFLlte30W | 1/1/2013 |  | DEER2015 Uncertain Msr Update | FALSE | FALSE |  |  | FALSE | FALSE | FALSE | FALSE | FALSE | FALSE | FALSE | FALSE | TRUE
4083 | C-In-CFLscw(25w)-dWP64 | Commercial Indoor General Lighting: CFL Lamp with integated Ballast replaces pre-existing standard lighting Wattage. Measure includes Code case. Impacts: CFL-based HOU (varies by BldgType) | DEER1314 | Lighting Disposition | 5/18/2015 | Com-Iltg-dWatt-CFL | DEER | Scaled | BaseRatio |  |  | None |  | f |  | t | Com | Any | Lighting | InGen-CFL | Ltg_Lamp | CFLint_lamp |  | ILtg-CFL-Com |  |  |  | CFLratio0357 | CFLratio0357 | CFLscw(25w) | Review |  | f | f | Disposition: MeasuresList-October312014.xlsx | RobNc |  |  | Com-Lighting-InGen_CFLratio0357_CFLscw-25w | D1316-ILtg-Com-CFLlte30W | 1/1/2013 |  | DEER2015 Uncertain Msr Update | FALSE | FALSE |  |  | FALSE | FALSE | FALSE | FALSE | FALSE | FALSE | FALSE | FALSE | TRUE
4084 | C-In-CFLscw(26w)-dWP66 | Commercial Indoor General Lighting: CFL Lamp with integated Ballast replaces pre-existing standard lighting Wattage. Measure includes Code case. Impacts: CFL-based HOU (varies by BldgType) | DEER1314 | Lighting Disposition | 5/18/2015 | Com-Iltg-dWatt-CFL | DEER | Scaled | BaseRatio |  |  | None |  | f |  | t | Com | Any | Lighting | InGen-CFL | Ltg_Lamp | CFLint_lamp |  | ILtg-CFL-Com |  |  |  | CFLratio0357 | CFLratio0357 | CFLscw(26w) | Review |  | f | f | Disposition: MeasuresList-October312014.xlsx | RobNc |  |  |  | D1316-ILtg-Com-CFLlte30W | 1/1/2013 |  | DEER2015 Uncertain Msr Update | FALSE | FALSE |  |  | FALSE | FALSE | FALSE | FALSE | FALSE | FALSE | FALSE | FALSE | TRUE
4085 | C-In-CFLscw(27w)-dWP69 | Commercial Indoor General Lighting: CFL Lamp with integated Ballast replaces pre-existing standard lighting Wattage. Measure includes Code case. Impacts: CFL-based HOU (varies by BldgType) | DEER1314 | Lighting Disposition | 5/18/2015 | Com-Iltg-dWatt-CFL | DEER | Scaled | BaseRatio |  |  | None |  | f |  | t | Com | Any | Lighting | InGen-CFL | Ltg_Lamp | CFLint_lamp |  | ILtg-CFL-Com |  |  |  | CFLratio0357 | CFLratio0357 | CFLscw(27w) | Review |  | f | f | Disposition: MeasuresList-October312014.xlsx | RobNc |  |  | Com-Lighting-InGen_CFLratio0357_CFLscw-27w | D1316-ILtg-Com-CFLlte30W | 1/1/2013 |  | DEER2015 Uncertain Msr Update | FALSE | FALSE |  |  | FALSE | FALSE | FALSE | FALSE | FALSE | FALSE | FALSE | FALSE | TRUE
4086 | C-In-CFLscw(28w)-dWP71 | Commercial Indoor General Lighting: CFL Lamp with integated Ballast replaces pre-existing standard lighting Wattage. Measure includes Code case. Impacts: CFL-based HOU (varies by BldgType) | DEER1314 | Lighting Disposition | 5/18/2015 | Com-Iltg-dWatt-CFL | DEER | Scaled | BaseRatio |  |  | None |  | f |  | t | Com | Any | Lighting | InGen-CFL | Ltg_Lamp | CFLint_lamp |  | ILtg-CFL-Com |  |  |  | CFLratio0357 | CFLratio0357 | CFLscw(28w) | Review |  | f | f | Disposition: MeasuresList-October312014.xlsx | RobNc |  |  |  | D1316-ILtg-Com-CFLlte30W | 1/1/2013 |  | DEER2015 Uncertain Msr Update | FALSE | FALSE |  |  | FALSE | FALSE | FALSE | FALSE | FALSE | FALSE | FALSE | FALSE | TRUE
4087 | C-In-CFLscw(30w)-dWP77 | Commercial Indoor General Lighting: CFL Lamp with integated Ballast replaces pre-existing standard lighting Wattage. Measure includes Code case. Impacts: CFL-based HOU (varies by BldgType) | DEER1314 | Lighting Disposition | 5/18/2015 | Com-Iltg-dWatt-CFL | DEER | Scaled | BaseRatio |  |  | None |  | f |  | t | Com | Any | Lighting | InGen-CFL | Ltg_Lamp | CFLint_lamp |  | ILtg-CFL-Com |  |  |  | CFLratio0357 | CFLratio0357 | CFLscw(30w) | Review |  | f | f | Disposition: MeasuresList-October312014.xlsx | RobNc |  |  | Com-Lighting-InGen_CFLratio0357_CFLscw-30w | D1316-ILtg-Com-CFLlte30W | 1/1/2013 |  | DEER2015 Uncertain Msr Update | FALSE | FALSE |  |  | FALSE | FALSE | FALSE | FALSE | FALSE | FALSE | FALSE | FALSE | TRUE
4088 | C-In-CFLscw(31w)-dWP79 | Commercial Indoor General Lighting: CFL Lamp with integated Ballast replaces pre-existing standard lighting Wattage. Measure includes Code case. Impacts: CFL-based HOU (varies by BldgType) | DEER1314 | Lighting Disposition | 3/6/2015 00:00:00 | Com-Iltg-dWatt-CFL | Non-DEER | Scaled | BaseRatio |  |  | None |  | f |  | t | Com | Any | Lighting | InGen-CFL | Ltg_Lamp | CFLint_lamp |  | ILtg-CFL-Com |  |  |  | CFLratio0357 | CFLratio0357 | CFLscw(31w) | Review |  | f | f | Disposition: MeasuresList-October312014.xlsx | RobNc |  |  |  | DEER1316-Ltg-Com-CFL | 1/1/2013 |  | DEER2016 HOU Update | FALSE | FALSE |  |  | FALSE | FALSE | FALSE | FALSE | FALSE | FALSE | FALSE | FALSE | FALSE
4089 | C-In-CFLscw(32w)-dWP118 | Commercial Indoor General Lighting: CFL Lamp with integated Ballast replaces Incandescent Lamp. Measure includes Code case. Impacts: CFL-based HOU (varies by BldgType) | DEER1314 | Lighting Disposition | 3/6/2015 00:00:00 | Com-Iltg-dWatt-CFL | Non-DEER | Scaled | Delta |  |  | None |  | f |  | t | Com | Any | Lighting | InGen-CFL | Ltg_Lamp | CFLint_lamp |  | ILtg-CFL-Com |  |  |  | Incan(150w) | Incan(150w) | CFLscw(32w) | Review |  | f | f | Disposition: MeasuresList-October312014.xlsx | RobNc |  | ILtg-Incand-Com |  | DEER1316-Ltg-Com-CFL | 1/1/2013 |  | DEER2016 HOU Update | FALSE | FALSE |  |  | FALSE | FALSE | FALSE | FALSE | FALSE | FALSE | FALSE | FALSE | FALSE
4090 | C-In-CFLscw(32w)-dWP168 | Commercial Indoor General Lighting: CFL Lamp with integated Ballast replaces Incandescent Lamp. Measure includes Code case. Impacts: CFL-based HOU (varies by BldgType) | DEER1314 | Lighting Disposition | 3/6/2015 00:00:00 | Com-Iltg-dWatt-CFL | Non-DEER | Scaled | Delta |  |  | None |  | f |  | t | Com | Any | Lighting | InGen-CFL | Ltg_Lamp | CFLint_lamp |  | ILtg-CFL-Com |  |  |  | Incan(200w) | Incan(200w) | CFLscw(32w) | Review |  | f | f | Disposition: MeasuresList-October312014.xlsx | RobNc |  | ILtg-Incand-Com |  | DEER1316-Ltg-Com-CFL | 1/1/2013 |  | DEER2016 HOU Update | FALSE | FALSE |  |  | FALSE | FALSE | FALSE | FALSE | FALSE | FALSE | FALSE | FALSE | FALSE
4091 | C-In-CFLscw(32w)-dWP82 | Commercial Indoor General Lighting: CFL Lamp with integated Ballast replaces pre-existing standard lighting Wattage. Measure includes Code case. Impacts: CFL-based HOU (varies by BldgType) | DEER1314 | Lighting Disposition | 3/6/2015 00:00:00 | Com-Iltg-dWatt-CFL | Non-DEER | Scaled | BaseRatio |  |  | None |  | f |  | t | Com | Any | Lighting | InGen-CFL | Ltg_Lamp | CFLint_lamp |  | ILtg-CFL-Com |  |  |  | CFLratio0357 | CFLratio0357 | CFLscw(32w) | Review |  | f | f | Disposition: MeasuresList-October312014.xlsx | RobNc |  |  | Com-Lighting-InGen_CFLratio0357_CFLscw-32w | DEER1316-Ltg-Com-CFL | 1/1/2013 |  | DEER2016 HOU Update | FALSE | FALSE |  |  | FALSE | FALSE | FALSE | FALSE | FALSE | FALSE | FALSE | FALSE | FALSE
4092 | C-In-CFLscw(36w)-dWP114 | Commercial Indoor General Lighting: CFL Lamp with integated Ballast replaces Incandescent Lamp. Measure includes Code case. Impacts: CFL-based HOU (varies by BldgType) | DEER1314 | Lighting Disposition | 3/6/2015 00:00:00 | Com-Iltg-dWatt-CFL | Non-DEER | Scaled | Delta |  |  | None |  | f |  | t | Com | Any | Lighting | InGen-CFL | Ltg_Lamp | CFLint_lamp |  | ILtg-CFL-Com |  |  |  | Incan(150w) | Incan(150w) | CFLscw(36w) | Review |  | f | f | Disposition: MeasuresList-October312014.xlsx | RobNc |  | ILtg-Incand-Com |  | DEER1316-Ltg-Com-CFL | 1/1/2013 |  | DEER2016 HOU Update | FALSE | FALSE |  |  | FALSE | FALSE | FALSE | FALSE | FALSE | FALSE | FALSE | FALSE | FALSE
4093 | C-In-CFLscw(40w)-dWP102 | Commercial Indoor General Lighting: CFL Lamp with integated Ballast replaces pre-existing standard lighting Wattage. Measure includes Code case. Impacts: CFL-based HOU (varies by BldgType) | DEER1314 | Lighting Disposition | 3/6/2015 00:00:00 | Com-Iltg-dWatt-CFL | Non-DEER | Scaled | BaseRatio |  |  | None |  | f |  | t | Com | Any | Lighting | InGen-CFL | Ltg_Lamp | CFLint_lamp |  | ILtg-CFL-Com |  |  |  | CFLratio0357 | CFLratio0357 | CFLscw(40w) | Review |  | f | f | Disposition: MeasuresList-October312014.xlsx | RobNc |  |  |  | DEER1316-Ltg-Com-CFL | 1/1/2013 |  | DEER2016 HOU Update | FALSE | FALSE |  |  | FALSE | FALSE | FALSE | FALSE | FALSE | FALSE | FALSE | FALSE | FALSE
4094 | C-In-CFLscw(42w)-dWP107 | Commercial Indoor General Lighting: CFL Lamp with integated Ballast replaces pre-existing standard lighting Wattage. Measure includes Code case. Impacts: CFL-based HOU (varies by BldgType) | DEER1314 | Lighting Disposition | 3/6/2015 00:00:00 | Com-Iltg-dWatt-CFL | Non-DEER | Scaled | BaseRatio |  |  | None |  | f |  | t | Com | Any | Lighting | InGen-CFL | Ltg_Lamp | CFLint_lamp |  | ILtg-CFL-Com |  |  |  | CFLratio0357 | CFLratio0357 | CFLscw(42w) | Review |  | f | f | Disposition: MeasuresList-October312014.xlsx | RobNc |  |  |  | DEER1316-Ltg-Com-CFL | 1/1/2013 |  | DEER2016 HOU Update | FALSE | FALSE |  |  | FALSE | FALSE | FALSE | FALSE | FALSE | FALSE | FALSE | FALSE | FALSE
4095 | C-In-CFLscw(42w)-dWP108 | Commercial Indoor General Lighting: CFL Lamp with integated Ballast replaces Incandescent Lamp. Measure includes Code case. Impacts: CFL-based HOU (varies by BldgType) | DEER1314 | Lighting Disposition | 3/6/2015 00:00:00 | Com-Iltg-dWatt-CFL | Non-DEER | Scaled | Delta |  |  | None |  | f |  | t | Com | Any | Lighting | InGen-CFL | Ltg_Lamp | CFLint_lamp |  | ILtg-CFL-Com |  |  |  | Incan(150w) | Incan(150w) | CFLscw(42w) | Review |  | f | f | Disposition: MeasuresList-October312014.xlsx | RobNc |  | ILtg-Incand-Com | Com-Lighting-InGen_CFLratio0357_CFLscw-42w | DEER1316-Ltg-Com-CFL | 1/1/2013 |  | DEER2016 HOU Update | FALSE | FALSE |  |  | FALSE | FALSE | FALSE | FALSE | FALSE | FALSE | FALSE | FALSE | FALSE
4096 | C-In-CFLscw(42w)-dWP458 | Commercial Indoor General Lighting: CFL Lamp with integated Ballast replaces Incandescent Lamp. Measure includes Code case. Impacts: CFL-based HOU (varies by BldgType) | DEER1314 | Lighting Disposition | 3/6/2015 00:00:00 | Com-Iltg-dWatt-CFL | Non-DEER | Scaled | Delta |  |  | None |  | f |  | t | Com | Any | Lighting | InGen-CFL | Ltg_Lamp | CFLint_lamp |  | ILtg-CFL-Com |  |  |  | Incan(500w) | Incan(500w) | CFLscw(42w) | Review |  | f | f | Disposition: MeasuresList-October312014.xlsx | RobNc |  | ILtg-Incand-Com |  | DEER1316-Ltg-Com-CFL | 1/1/2013 |  | DEER2016 HOU Update | FALSE | FALSE |  |  | FALSE | FALSE | FALSE | FALSE | FALSE | FALSE | FALSE | FALSE | FALSE
4097 | C-In-CFLscw(42w)-dWP58 | Commercial Indoor General Lighting: CFL Lamp with integated Ballast replaces HID Lamp & Ballast. Measure includes Code case. Impacts: Linear Fluorescent-based HOU (varies by BldgType) | DEER1314 | Lighting Disposition | 3/6/2015 00:00:00 | Com-Iltg-dWatt-CFL | Non-DEER | Scaled | Delta |  |  | None |  | f |  | t | Com | Any | Lighting | InGen-CFL | Ltg_Lamp | CFLint_lamp |  | ILtg-CFL-Com |  |  |  | MH-100w(100w) | MH-100w(100w) | CFLscw(42w) | Review | WP source e.g.: SCE13LG099r0 | f | f | Disposition: MeasuresList-May222014.xlsx | RobNc |  | ILtg-MH |  | DEER1316-Ltg-Com-CFL | 1/1/2013 |  | DEER2016 HOU Update | FALSE | FALSE |  |  | FALSE | FALSE | FALSE | FALSE | FALSE | FALSE | FALSE | FALSE | FALSE
4098 | C-In-CFLscw(45w)-dWP115 | Commercial Indoor General Lighting: CFL Lamp with integated Ballast replaces pre-existing standard lighting Wattage. Measure includes Code case. Impacts: CFL-based HOU (varies by BldgType) | DEER1314 | Lighting Disposition | 3/6/2015 00:00:00 | Com-Iltg-dWatt-CFL | Non-DEER | Scaled | BaseRatio |  |  | None |  | f |  | t | Com | Any | Lighting | InGen-CFL | Ltg_Lamp | CFLint_lamp |  | ILtg-CFL-Com |  |  |  | CFLratio0357 | CFLratio0357 | CFLscw(45w) | Review |  | f | f | Disposition: MeasuresList-October312014.xlsx | RobNc |  |  |  | DEER1316-Ltg-Com-CFL | 1/1/2013 |  | DEER2016 HOU Update | FALSE | FALSE |  |  | FALSE | FALSE | FALSE | FALSE | FALSE | FALSE | FALSE | FALSE | FALSE
4099 | C-In-CFLscw(4w)-dWP10 | Commercial Indoor General Lighting: CFL Lamp with integated Ballast replaces pre-existing standard lighting Wattage. Measure includes Code case. Impacts: CFL-based HOU (varies by BldgType) | DEER1314 | Lighting Disposition | 3/6/2015 00:00:00 | Com-Iltg-dWatt-CFL | DEER | Scaled | BaseRatio |  |  | None |  | f |  | t | Com | Any | Lighting | InGen-CFL | Ltg_Lamp | CFLint_lamp |  | ILtg-CFL-Com |  |  |  | CFLratio0357 | CFLratio0357 | CFLscw(4w) | Review |  | f | f | Disposition: MeasuresList-October312014.xlsx | RobNc |  |  | Com-Lighting-InGen_CFLratio0357_CFLscw-4w | DEER1316-Ltg-Com-CFL | 1/1/2013 |  | DEER2016 HOU Update | FALSE | FALSE |  |  | FALSE | FALSE | FALSE | FALSE | FALSE | FALSE | FALSE | FALSE | FALSE
4100 | C-In-CFLscw(4w)-dWP12 | Commercial Indoor General Lighting: CFL Lamp with integated Ballast replaces pre-existing standard lighting Wattage. Measure includes Code case. Impacts: CFL-based HOU (varies by BldgType) | DEER2011 | Lighting Disposition | 7/31/2014 00:00:00 | Com-Iltg-dWatt-CFL | Non-DEER | Scaled | BaseRatio |  |  | None |  | f |  | t | Com | Any | Lighting | InGen-CFL | Ltg_Lamp | CFLint_lamp |  | ILtg-CFL-Com |  |  |  | CFLratio0407 | CFLratio0407 | CFLscw(4w) | Standard | For PGE3PLTG173r1 only. This measure may only be claimed by this work paper. For revision 2 and later, use C-In-CFLscw(4w)-dWP10. | f | f | Disposition: MeasuresList-October312014.xlsx | RobNc |  |  |  | None | 1/1/2013 | 6/30/2014 |  | FALSE | FALSE |  |  | FALSE | FALSE | FALSE | FALSE | FALSE | FALSE | FALSE | FALSE | FALSE
4101 | C-In-CFLscw(55w)-dWP141 | Commercial Indoor General Lighting: CFL Lamp with integated Ballast replaces pre-existing standard lighting Wattage. Measure includes Code case. Impacts: CFL-based HOU (varies by BldgType) | DEER1314 | Lighting Disposition | 3/6/2015 00:00:00 | Com-Iltg-dWatt-CFL | Non-DEER | Scaled | BaseRatio |  |  | None |  | f |  | t | Com | Any | Lighting | InGen-CFL | Ltg_Lamp | CFLint_lamp |  | ILtg-CFL-Com |  |  |  | CFLratio0357 | CFLratio0357 | CFLscw(55w) | Review |  | f | f | Disposition: MeasuresList-October312014.xlsx | RobNc |  |  | Com-Lighting-InGen_CFLratio0357_CFLscw-55w | DEER1316-Ltg-Com-CFL | 1/1/2013 |  | DEER2016 HOU Update | FALSE | FALSE |  |  | FALSE | FALSE | FALSE | FALSE | FALSE | FALSE | FALSE | FALSE | FALSE
4102 | C-In-CFLscw(55w)-dWP145 | Commercial Indoor General Lighting: CFL Lamp with integated Ballast replaces Incandescent Lamp. Measure includes Code case. Impacts: CFL-based HOU (varies by BldgType) | DEER1314 | Lighting Disposition | 3/6/2015 00:00:00 | Com-Iltg-dWatt-CFL | Non-DEER | Scaled | Delta |  |  | None |  | f |  | t | Com | Any | Lighting | InGen-CFL | Ltg_Lamp | CFLint_lamp |  | ILtg-CFL-Com |  |  |  | Incan(200w) | Incan(200w) | CFLscw(55w) | Review |  | f | f | Disposition: MeasuresList-October312014.xlsx | RobNc |  | ILtg-Incand-Com |  | DEER1316-Ltg-Com-CFL | 1/1/2013 |  | DEER2016 HOU Update | FALSE | FALSE |  |  | FALSE | FALSE | FALSE | FALSE | FALSE | FALSE | FALSE | FALSE | FALSE
4103 | C-In-CFLscw(60w)-dWP154 | Commercial Indoor General Lighting: CFL Lamp with integated Ballast replaces pre-existing standard lighting Wattage. Measure includes Code case. Impacts: CFL-based HOU (varies by BldgType) | DEER1314 | Lighting Disposition | 3/6/2015 00:00:00 | Com-Iltg-dWatt-CFL | Non-DEER | Scaled | BaseRatio |  |  | None |  | f |  | t | Com | Any | Lighting | InGen-CFL | Ltg_Lamp | CFLint_lamp |  | ILtg-CFL-Com |  |  |  | CFLratio0357 | CFLratio0357 | CFLscw(60w) | Review |  | f | f | Disposition: MeasuresList-October312014.xlsx | RobNc |  |  | Com-Lighting-InGen_CFLratio0357_CFLscw-60w | DEER1316-Ltg-Com-CFL | 1/1/2013 |  | DEER2016 HOU Update | FALSE | FALSE |  |  | FALSE | FALSE | FALSE | FALSE | FALSE | FALSE | FALSE | FALSE | FALSE
4104 | C-In-CFLscw(7w)-dWP17 | Commercial Indoor General Lighting: CFL Lamp with integated Ballast replaces pre-existing standard lighting Wattage. Measure includes Code case. Impacts: CFL-based HOU (varies by BldgType) | DEER1314 | Lighting Disposition | 5/18/2015 | Com-Iltg-dWatt-CFL | DEER | Scaled | BaseRatio |  |  | None |  | f |  | t | Com | Any | Lighting | InGen-CFL | Ltg_Lamp | CFLint_lamp |  | ILtg-CFL-Com |  |  |  | CFLratio0357 | CFLratio0357 | CFLscw(7w) | Review |  | f | f | Disposition: MeasuresList-October312014.xlsx | RobNc |  |  |  | D1316-ILtg-Com-CFLlte30W | 1/1/2013 |  | DEER2015 Uncertain Msr Update | FALSE | FALSE |  |  | FALSE | FALSE | FALSE | FALSE | FALSE | FALSE | FALSE | FALSE | TRUE
4105 | C-In-CFLscw(80w)-dWP205 | Commercial Indoor General Lighting: CFL Lamp with integated Ballast replaces pre-existing standard lighting Wattage. Measure includes Code case. Impacts: CFL-based HOU (varies by BldgType) | DEER1314 | Lighting Disposition | 3/6/2015 00:00:00 | Com-Iltg-dWatt-CFL | Non-DEER | Scaled | BaseRatio |  |  | None |  | f |  | t | Com | Any | Lighting | InGen-CFL | Ltg_Lamp | CFLint_lamp |  | ILtg-CFL-Com |  |  |  | CFLratio0357 | CFLratio0357 | CFLscw(80w) | Review |  | f | f | Disposition: MeasuresList-October312014.xlsx | RobNc |  |  |  | DEER1316-Ltg-Com-CFL | 1/1/2013 |  | DEER2016 HOU Update | FALSE | FALSE |  |  | FALSE | FALSE | FALSE | FALSE | FALSE | FALSE | FALSE | FALSE | FALSE
4106 | C-In-CFLscw(8w)-dWP20 | Commercial Indoor General Lighting: CFL Lamp with integated Ballast replaces pre-existing standard lighting Wattage. Measure includes Code case. Impacts: CFL-based HOU (varies by BldgType) | DEER1314 | Lighting Disposition | 5/18/2015 | Com-Iltg-dWatt-CFL | DEER | Scaled | BaseRatio |  |  | None |  | f |  | t | Com | Any | Lighting | InGen-CFL | Ltg_Lamp | CFLint_lamp |  | ILtg-CFL-Com |  |  |  | CFLratio0357 | CFLratio0357 | CFLscw(8w) | Review |  | f | f | Disposition: MeasuresList-October312014.xlsx | RobNc |  |  |  | D1316-ILtg-Com-CFLlte30W | 1/1/2013 |  | DEER2015 Uncertain Msr Update | FALSE | FALSE |  |  | FALSE | FALSE | FALSE | FALSE | FALSE | FALSE | FALSE | FALSE | TRUE
4107 | C-In-CFLscw(9w)-dWP23 | Commercial Indoor General Lighting: CFL Lamp with integated Ballast replaces pre-existing standard lighting Wattage. Measure includes Code case. Impacts: CFL-based HOU (varies by BldgType) | DEER1314 | Lighting Disposition | 5/18/2015 | Com-Iltg-dWatt-CFL | DEER | Scaled | BaseRatio |  |  | None |  | f |  | t | Com | Any | Lighting | InGen-CFL | Ltg_Lamp | CFLint_lamp |  | ILtg-CFL-Com |  |  |  | CFLratio0357 | CFLratio0357 | CFLscw(9w) | Review |  | f | f | Disposition: MeasuresList-October312014.xlsx | RobNc |  |  | Com-Lighting-InGen_CFLratio0357_CFLscw-9w | D1316-ILtg-Com-CFLlte30W | 1/1/2013 |  | DEER2015 Uncertain Msr Update | FALSE | FALSE |  |  | FALSE | FALSE | FALSE | FALSE | FALSE | FALSE | FALSE | FALSE | TRUE
4108 | C-In-CFLscw-A(10w)-dWP25 | Commercial Indoor General Lighting: CFL Lamp with integated Ballast replaces pre-existing standard lighting Wattage. Measure includes Code case. Impacts: CFL-based HOU (varies by BldgType) | DEER1314 | Lighting Disposition | 5/18/2015 | Com-Iltg-dWatt-CFL | DEER | Scaled | BaseRatio |  |  | None |  | f |  | t | Com | Any | Lighting | InGen-CFL | Ltg_Lamp | CFLint_lamp |  | ILtg-CFL-Com |  |  |  | CFLratio0357 | CFLratio0357 | CFLscw-A(10w) | Review |  | f | f | Disposition: MeasuresList-October312014.xlsx | RobNc |  |  |  | D1316-ILtg-Com-CFLlte30W | 1/1/2013 |  | DEER2015 Uncertain Msr Update | FALSE | FALSE |  |  | FALSE | FALSE | FALSE | FALSE | FALSE | FALSE | FALSE | FALSE | TRUE
4109 | C-In-CFLscw-A(11w)-dWP28 | Commercial Indoor General Lighting: CFL Lamp with integated Ballast replaces pre-existing standard lighting Wattage. Measure includes Code case. Impacts: CFL-based HOU (varies by BldgType) | DEER1314 | Lighting Disposition | 5/18/2015 | Com-Iltg-dWatt-CFL | DEER | Scaled | BaseRatio |  |  | None |  | f |  | t | Com | Any | Lighting | InGen-CFL | Ltg_Lamp | CFLint_lamp |  | ILtg-CFL-Com |  |  |  | CFLratio0357 | CFLratio0357 | CFLscw-A(11w) | Review |  | f | f | Disposition: MeasuresList-October312014.xlsx | RobNc |  |  |  | D1316-ILtg-Com-CFLlte30W | 1/1/2013 |  | DEER2015 Uncertain Msr Update | FALSE | FALSE |  |  | FALSE | FALSE | FALSE | FALSE | FALSE | FALSE | FALSE | FALSE | TRUE
4110 | C-In-CFLscw-A(12w)-dWP30 | Commercial Indoor General Lighting: CFL Lamp with integated Ballast replaces pre-existing standard lighting Wattage. Measure includes Code case. Impacts: CFL-based HOU (varies by BldgType) | DEER1314 | Lighting Disposition | 5/18/2015 | Com-Iltg-dWatt-CFL | DEER | Scaled | BaseRatio |  |  | None |  | f |  | t | Com | Any | Lighting | InGen-CFL | Ltg_Lamp | CFLint_lamp |  | ILtg-CFL-Com |  |  |  | CFLratio0357 | CFLratio0357 | CFLscw-A(12w) | Review |  | f | f | Disposition: MeasuresList-October312014.xlsx | RobNc |  |  |  | D1316-ILtg-Com-CFLlte30W | 1/1/2013 |  | DEER2015 Uncertain Msr Update | FALSE | FALSE |  |  | FALSE | FALSE | FALSE | FALSE | FALSE | FALSE | FALSE | FALSE | TRUE
4111 | C-In-CFLscw-A(13w)-dWP33 | Commercial Indoor General Lighting: CFL Lamp with integated Ballast replaces pre-existing standard lighting Wattage. Measure includes Code case. Impacts: CFL-based HOU (varies by BldgType) | DEER1314 | Lighting Disposition | 5/18/2015 | Com-Iltg-dWatt-CFL | DEER | Scaled | BaseRatio |  |  | None |  | f |  | t | Com | Any | Lighting | InGen-CFL | Ltg_Lamp | CFLint_lamp |  | ILtg-CFL-Com |  |  |  | CFLratio0357 | CFLratio0357 | CFLscw-A(13w) | Review |  | f | f | Disposition: MeasuresList-October312014.xlsx | RobNc |  |  |  | D1316-ILtg-Com-CFLlte30W | 1/1/2013 |  | DEER2015 Uncertain Msr Update | FALSE | FALSE |  |  | FALSE | FALSE | FALSE | FALSE | FALSE | FALSE | FALSE | FALSE | TRUE
4112 | C-In-CFLscw-A(14w)-dWP35 | Commercial Indoor General Lighting: CFL Lamp with integated Ballast replaces pre-existing standard lighting Wattage. Measure includes Code case. Impacts: CFL-based HOU (varies by BldgType) | DEER1314 | Lighting Disposition | 5/18/2015 | Com-Iltg-dWatt-CFL | DEER | Scaled | BaseRatio |  |  | None |  | f |  | t | Com | Any | Lighting | InGen-CFL | Ltg_Lamp | CFLint_lamp |  | ILtg-CFL-Com |  |  |  | CFLratio0357 | CFLratio0357 | CFLscw-A(14w) | Review |  | f | f | Disposition: MeasuresList-October312014.xlsx | RobNc |  |  |  | D1316-ILtg-Com-CFLlte30W | 1/1/2013 |  | DEER2015 Uncertain Msr Update | FALSE | FALSE |  |  | FALSE | FALSE | FALSE | FALSE | FALSE | FALSE | FALSE | FALSE | TRUE
4113 | C-In-CFLscw-A(15w)-dWP38 | Commercial Indoor General Lighting: CFL Lamp with integated Ballast replaces pre-existing standard lighting Wattage. Measure includes Code case. Impacts: CFL-based HOU (varies by BldgType) | DEER1314 | Lighting Disposition | 5/18/2015 | Com-Iltg-dWatt-CFL | DEER | Scaled | BaseRatio |  |  | None |  | f |  | t | Com | Any | Lighting | InGen-CFL | Ltg_Lamp | CFLint_lamp |  | ILtg-CFL-Com |  |  |  | CFLratio0357 | CFLratio0357 | CFLscw-A(15w) | Review |  | f | f | Disposition: MeasuresList-October312014.xlsx | RobNc |  |  |  | D1316-ILtg-Com-CFLlte30W | 1/1/2013 |  | DEER2015 Uncertain Msr Update | FALSE | FALSE |  |  | FALSE | FALSE | FALSE | FALSE | FALSE | FALSE | FALSE | FALSE | TRUE
4114 | C-In-CFLscw-A(16w)-dWP41 | Commercial Indoor General Lighting: CFL Lamp with integated Ballast replaces pre-existing standard lighting Wattage. Measure includes Code case. Impacts: CFL-based HOU (varies by BldgType) | DEER1314 | Lighting Disposition | 5/18/2015 | Com-Iltg-dWatt-CFL | DEER | Scaled | BaseRatio |  |  | None |  | f |  | t | Com | Any | Lighting | InGen-CFL | Ltg_Lamp | CFLint_lamp |  | ILtg-CFL-Com |  |  |  | CFLratio0357 | CFLratio0357 | CFLscw-A(16w) | Review |  | f | f | Disposition: MeasuresList-October312014.xlsx | RobNc |  |  |  | D1316-ILtg-Com-CFLlte30W | 1/1/2013 |  | DEER2015 Uncertain Msr Update | FALSE | FALSE |  |  | FALSE | FALSE | FALSE | FALSE | FALSE | FALSE | FALSE | FALSE | TRUE
4115 | C-In-CFLscw-A(18w)-dWP46 | Commercial Indoor General Lighting: CFL Lamp with integated Ballast replaces pre-existing standard lighting Wattage. Measure includes Code case. Impacts: CFL-based HOU (varies by BldgType) | DEER1314 | Lighting Disposition | 5/18/2015 | Com-Iltg-dWatt-CFL | DEER | Scaled | BaseRatio |  |  | None |  | f |  | t | Com | Any | Lighting | InGen-CFL | Ltg_Lamp | CFLint_lamp |  | ILtg-CFL-Com |  |  |  | CFLratio0357 | CFLratio0357 | CFLscw-A(18w) | Review |  | f | f | Disposition: MeasuresList-October312014.xlsx | RobNc |  |  |  | D1316-ILtg-Com-CFLlte30W | 1/1/2013 |  | DEER2015 Uncertain Msr Update | FALSE | FALSE |  |  | FALSE | FALSE | FALSE | FALSE | FALSE | FALSE | FALSE | FALSE | TRUE
4116 | C-In-CFLscw-A(19w)-dWP48 | Commercial Indoor General Lighting: CFL Lamp with integated Ballast replaces pre-existing standard lighting Wattage. Measure includes Code case. Impacts: CFL-based HOU (varies by BldgType) | DEER1314 | Lighting Disposition | 5/18/2015 | Com-Iltg-dWatt-CFL | DEER | Scaled | BaseRatio |  |  | None |  | f |  | t | Com | Any | Lighting | InGen-CFL | Ltg_Lamp | CFLint_lamp |  | ILtg-CFL-Com |  |  |  | CFLratio0357 | CFLratio0357 | CFLscw-A(19w) | Review |  | f | f | Disposition: MeasuresList-October312014.xlsx | RobNc |  |  |  | D1316-ILtg-Com-CFLlte30W | 1/1/2013 |  | DEER2015 Uncertain Msr Update | FALSE | FALSE |  |  | FALSE | FALSE | FALSE | FALSE | FALSE | FALSE | FALSE | FALSE | TRUE
4117 | C-In-CFLscw-A(20w)-dWP51 | Commercial Indoor General Lighting: CFL Lamp with integated Ballast replaces pre-existing standard lighting Wattage. Measure includes Code case. Impacts: CFL-based HOU (varies by BldgType) | DEER1314 | Lighting Disposition | 5/18/2015 | Com-Iltg-dWatt-CFL | DEER | Scaled | BaseRatio |  |  | None |  | f |  | t | Com | Any | Lighting | InGen-CFL | Ltg_Lamp | CFLint_lamp |  | ILtg-CFL-Com |  |  |  | CFLratio0357 | CFLratio0357 | CFLscw-A(20w) | Review |  | f | f | Disposition: MeasuresList-October312014.xlsx | RobNc |  |  |  | D1316-ILtg-Com-CFLlte30W | 1/1/2013 |  | DEER2015 Uncertain Msr Update | FALSE | FALSE |  |  | FALSE | FALSE | FALSE | FALSE | FALSE | FALSE | FALSE | FALSE | TRUE
4118 | C-In-CFLscw-A(22w)-dWP56 | Commercial Indoor General Lighting: CFL Lamp with integated Ballast replaces pre-existing standard lighting Wattage. Measure includes Code case. Impacts: CFL-based HOU (varies by BldgType) | DEER1314 | Lighting Disposition | 5/18/2015 | Com-Iltg-dWatt-CFL | DEER | Scaled | BaseRatio |  |  | None |  | f |  | t | Com | Any | Lighting | InGen-CFL | Ltg_Lamp | CFLint_lamp |  | ILtg-CFL-Com |  |  |  | CFLratio0357 | CFLratio0357 | CFLscw-A(22w) | Review |  | f | f | Disposition: MeasuresList-October312014.xlsx | RobNc |  |  |  | D1316-ILtg-Com-CFLlte30W | 1/1/2013 |  | DEER2015 Uncertain Msr Update | FALSE | FALSE |  |  | FALSE | FALSE | FALSE | FALSE | FALSE | FALSE | FALSE | FALSE | TRUE
4119 | C-In-CFLscw-A(23w)-dWP59 | Commercial Indoor General Lighting: CFL Lamp with integated Ballast replaces pre-existing standard lighting Wattage. Measure includes Code case. Impacts: CFL-based HOU (varies by BldgType) | DEER1314 | Lighting Disposition | 5/18/2015 | Com-Iltg-dWatt-CFL | DEER | Scaled | BaseRatio |  |  | None |  | f |  | t | Com | Any | Lighting | InGen-CFL | Ltg_Lamp | CFLint_lamp |  | ILtg-CFL-Com |  |  |  | CFLratio0357 | CFLratio0357 | CFLscw-A(23w) | Review |  | f | f | Disposition: MeasuresList-October312014.xlsx | RobNc |  |  |  | D1316-ILtg-Com-CFLlte30W | 1/1/2013 |  | DEER2015 Uncertain Msr Update | FALSE | FALSE |  |  | FALSE | FALSE | FALSE | FALSE | FALSE | FALSE | FALSE | FALSE | TRUE
4120 | C-In-CFLscw-A(24w)-dWP61 | Commercial Indoor General Lighting: CFL Lamp with integated Ballast replaces pre-existing standard lighting Wattage. Measure includes Code case. Impacts: CFL-based HOU (varies by BldgType) | DEER1314 | Lighting Disposition | 5/18/2015 | Com-Iltg-dWatt-CFL | DEER | Scaled | BaseRatio |  |  | None |  | f |  | t | Com | Any | Lighting | InGen-CFL | Ltg_Lamp | CFLint_lamp |  | ILtg-CFL-Com |  |  |  | CFLratio0357 | CFLratio0357 | CFLscw-A(24w) | Review |  | f | f | Disposition: MeasuresList-October312014.xlsx | RobNc |  |  |  | D1316-ILtg-Com-CFLlte30W | 1/1/2013 |  | DEER2015 Uncertain Msr Update | FALSE | FALSE |  |  | FALSE | FALSE | FALSE | FALSE | FALSE | FALSE | FALSE | FALSE | TRUE
4121 | C-In-CFLscw-A(25w)-dWP64 | Commercial Indoor General Lighting: CFL Lamp with integated Ballast replaces pre-existing standard lighting Wattage. Measure includes Code case. Impacts: CFL-based HOU (varies by BldgType) | DEER1314 | Lighting Disposition | 5/18/2015 | Com-Iltg-dWatt-CFL | DEER | Scaled | BaseRatio |  |  | None |  | f |  | t | Com | Any | Lighting | InGen-CFL | Ltg_Lamp | CFLint_lamp |  | ILtg-CFL-Com |  |  |  | CFLratio0357 | CFLratio0357 | CFLscw-A(25w) | Review |  | f | f | Disposition: MeasuresList-October312014.xlsx | RobNc |  |  |  | D1316-ILtg-Com-CFLlte30W | 1/1/2013 |  | DEER2015 Uncertain Msr Update | FALSE | FALSE |  |  | FALSE | FALSE | FALSE | FALSE | FALSE | FALSE | FALSE | FALSE | TRUE
4122 | C-In-CFLscw-A(26w)-dWP66 | Commercial Indoor General Lighting: CFL Lamp with integated Ballast replaces pre-existing standard lighting Wattage. Measure includes Code case. Impacts: CFL-based HOU (varies by BldgType) | DEER1314 | Lighting Disposition | 5/18/2015 | Com-Iltg-dWatt-CFL | DEER | Scaled | BaseRatio |  |  | None |  | f |  | t | Com | Any | Lighting | InGen-CFL | Ltg_Lamp | CFLint_lamp |  | ILtg-CFL-Com |  |  |  | CFLratio0357 | CFLratio0357 | CFLscw-A(26w) | Review |  | f | f | Disposition: MeasuresList-October312014.xlsx | RobNc |  |  |  | D1316-ILtg-Com-CFLlte30W | 1/1/2013 |  | DEER2015 Uncertain Msr Update | FALSE | FALSE |  |  | FALSE | FALSE | FALSE | FALSE | FALSE | FALSE | FALSE | FALSE | TRUE
4123 | C-In-CFLscw-A(27w)-dWP69 | Commercial Indoor General Lighting: CFL Lamp with integated Ballast replaces pre-existing standard lighting Wattage. Measure includes Code case. Impacts: CFL-based HOU (varies by BldgType) | DEER1314 | Lighting Disposition | 5/18/2015 | Com-Iltg-dWatt-CFL | DEER | Scaled | BaseRatio |  |  | None |  | f |  | t | Com | Any | Lighting | InGen-CFL | Ltg_Lamp | CFLint_lamp |  | ILtg-CFL-Com |  |  |  | CFLratio0357 | CFLratio0357 | CFLscw-A(27w) | Review |  | f | f | Disposition: MeasuresList-October312014.xlsx | RobNc |  |  |  | D1316-ILtg-Com-CFLlte30W | 1/1/2013 |  | DEER2015 Uncertain Msr Update | FALSE | FALSE |  |  | FALSE | FALSE | FALSE | FALSE | FALSE | FALSE | FALSE | FALSE | TRUE
4124 | C-In-CFLscw-A(28w)-dWP71 | Commercial Indoor General Lighting: CFL Lamp with integated Ballast replaces pre-existing standard lighting Wattage. Measure includes Code case. Impacts: CFL-based HOU (varies by BldgType) | DEER1314 | Lighting Disposition | 5/18/2015 | Com-Iltg-dWatt-CFL | DEER | Scaled | BaseRatio |  |  | None |  | f |  | t | Com | Any | Lighting | InGen-CFL | Ltg_Lamp | CFLint_lamp |  | ILtg-CFL-Com |  |  |  | CFLratio0357 | CFLratio0357 | CFLscw-A(28w) | Review |  | f | f | Disposition: MeasuresList-October312014.xlsx | RobNc |  |  |  | D1316-ILtg-Com-CFLlte30W | 1/1/2013 |  | DEER2015 Uncertain Msr Update | FALSE | FALSE |  |  | FALSE | FALSE | FALSE | FALSE | FALSE | FALSE | FALSE | FALSE | TRUE
4125 | C-In-CFLscw-A(30w)-dWP77 | Commercial Indoor General Lighting: CFL Lamp with integated Ballast replaces pre-existing standard lighting Wattage. Measure includes Code case. Impacts: CFL-based HOU (varies by BldgType) | DEER1314 | Lighting Disposition | 5/18/2015 | Com-Iltg-dWatt-CFL | DEER | Scaled | BaseRatio |  |  | None |  | f |  | t | Com | Any | Lighting | InGen-CFL | Ltg_Lamp | CFLint_lamp |  | ILtg-CFL-Com |  |  |  | CFLratio0357 | CFLratio0357 | CFLscw-A(30w) | Review |  | f | f | Disposition: MeasuresList-October312014.xlsx | RobNc |  |  |  | D1316-ILtg-Com-CFLlte30W | 1/1/2013 |  | DEER2015 Uncertain Msr Update | FALSE | FALSE |  |  | FALSE | FALSE | FALSE | FALSE | FALSE | FALSE | FALSE | FALSE | TRUE
4126 | C-In-CFLscw-A(32w)-dWP82 | Commercial Indoor General Lighting: CFL Lamp with integated Ballast replaces pre-existing standard lighting Wattage. Measure includes Code case. Impacts: CFL-based HOU (varies by BldgType) | DEER1314 | Lighting Disposition | 3/6/2015 00:00:00 | Com-Iltg-dWatt-CFL | Non-DEER | Scaled | BaseRatio |  |  | None |  | f |  | t | Com | Any | Lighting | InGen-CFL | Ltg_Lamp | CFLint_lamp |  | ILtg-CFL-Com |  |  |  | CFLratio0357 | CFLratio0357 | CFLscw-A(32w) | Review |  | f | f | Disposition: MeasuresList-October312014.xlsx | RobNc |  |  |  | DEER1316-Ltg-Com-CFL | 1/1/2013 |  | DEER2016 HOU Update | FALSE | FALSE |  |  | FALSE | FALSE | FALSE | FALSE | FALSE | FALSE | FALSE | FALSE | FALSE
4127 | C-In-CFLscw-A(40w)-dWP102 | Commercial Indoor General Lighting: CFL Lamp with integated Ballast replaces pre-existing standard lighting Wattage. Measure includes Code case. Impacts: CFL-based HOU (varies by BldgType) | DEER1314 | Lighting Disposition | 3/6/2015 00:00:00 | Com-Iltg-dWatt-CFL | Non-DEER | Scaled | BaseRatio |  |  | None |  | f |  | t | Com | Any | Lighting | InGen-CFL | Ltg_Lamp | CFLint_lamp |  | ILtg-CFL-Com |  |  |  | CFLratio0357 | CFLratio0357 | CFLscw-A(40w) | Review |  | f | f | Disposition: MeasuresList-October312014.xlsx | RobNc |  |  |  | DEER1316-Ltg-Com-CFL | 1/1/2013 |  | DEER2016 HOU Update | FALSE | FALSE |  |  | FALSE | FALSE | FALSE | FALSE | FALSE | FALSE | FALSE | FALSE | FALSE
4128 | C-In-CFLscw-A(42w)-dWP107 | Commercial Indoor General Lighting: CFL Lamp with integated Ballast replaces pre-existing standard lighting Wattage. Measure includes Code case. Impacts: CFL-based HOU (varies by BldgType) | DEER1314 | Lighting Disposition | 3/6/2015 00:00:00 | Com-Iltg-dWatt-CFL | Non-DEER | Scaled | BaseRatio |  |  | None |  | f |  | t | Com | Any | Lighting | InGen-CFL | Ltg_Lamp | CFLint_lamp |  | ILtg-CFL-Com |  |  |  | CFLratio0357 | CFLratio0357 | CFLscw-A(42w) | Review |  | f | f | Disposition: MeasuresList-October312014.xlsx | RobNc |  |  |  | DEER1316-Ltg-Com-CFL | 1/1/2013 |  | DEER2016 HOU Update | FALSE | FALSE |  |  | FALSE | FALSE | FALSE | FALSE | FALSE | FALSE | FALSE | FALSE | FALSE
4129 | C-In-CFLscw-A(45w)-dWP115 | Commercial Indoor General Lighting: CFL Lamp with integated Ballast replaces pre-existing standard lighting Wattage. Measure includes Code case. Impacts: CFL-based HOU (varies by BldgType) | DEER1314 | Lighting Disposition | 3/6/2015 00:00:00 | Com-Iltg-dWatt-CFL | Non-DEER | Scaled | BaseRatio |  |  | None |  | f |  | t | Com | Any | Lighting | InGen-CFL | Ltg_Lamp | CFLint_lamp |  | ILtg-CFL-Com |  |  |  | CFLratio0357 | CFLratio0357 | CFLscw-A(45w) | Review |  | f | f | Disposition: MeasuresList-October312014.xlsx | RobNc |  |  |  | DEER1316-Ltg-Com-CFL | 1/1/2013 |  | DEER2016 HOU Update | FALSE | FALSE |  |  | FALSE | FALSE | FALSE | FALSE | FALSE | FALSE | FALSE | FALSE | FALSE
4130 | C-In-CFLscw-A(55w)-dWP141 | Commercial Indoor General Lighting: CFL Lamp with integated Ballast replaces pre-existing standard lighting Wattage. Measure includes Code case. Impacts: CFL-based HOU (varies by BldgType) | DEER1314 | Lighting Disposition | 3/6/2015 00:00:00 | Com-Iltg-dWatt-CFL | Non-DEER | Scaled | BaseRatio |  |  | None |  | f |  | t | Com | Any | Lighting | InGen-CFL | Ltg_Lamp | CFLint_lamp |  | ILtg-CFL-Com |  |  |  | CFLratio0357 | CFLratio0357 | CFLscw-A(55w) | Review |  | f | f | Disposition: MeasuresList-October312014.xlsx | RobNc |  |  |  | DEER1316-Ltg-Com-CFL | 1/1/2013 |  | DEER2016 HOU Update | FALSE | FALSE |  |  | FALSE | FALSE | FALSE | FALSE | FALSE | FALSE | FALSE | FALSE | FALSE
4131 | C-In-CFLscw-A(7w)-dWP17 | Commercial Indoor General Lighting: CFL Lamp with integated Ballast replaces pre-existing standard lighting Wattage. Measure includes Code case. Impacts: CFL-based HOU (varies by BldgType) | DEER1314 | Lighting Disposition | 5/18/2015 | Com-Iltg-dWatt-CFL | DEER | Scaled | BaseRatio |  |  | None |  | f |  | t | Com | Any | Lighting | InGen-CFL | Ltg_Lamp | CFLint_lamp |  | ILtg-CFL-Com |  |  |  | CFLratio0357 | CFLratio0357 | CFLscw-A(7w) | Review |  | f | f | Disposition: MeasuresList-October312014.xlsx | RobNc |  |  |  | D1316-ILtg-Com-CFLlte30W | 1/1/2013 |  | DEER2015 Uncertain Msr Update | FALSE | FALSE |  |  | FALSE | FALSE | FALSE | FALSE | FALSE | FALSE | FALSE | FALSE | TRUE
4132 | C-In-CFLscw-A(8w)-dWP20 | Commercial Indoor General Lighting: CFL Lamp with integated Ballast replaces pre-existing standard lighting Wattage. Measure includes Code case. Impacts: CFL-based HOU (varies by BldgType) | DEER1314 | Lighting Disposition | 5/18/2015 | Com-Iltg-dWatt-CFL | DEER | Scaled | BaseRatio |  |  | None |  | f |  | t | Com | Any | Lighting | InGen-CFL | Ltg_Lamp | CFLint_lamp |  | ILtg-CFL-Com |  |  |  | CFLratio0357 | CFLratio0357 | CFLscw-A(8w) | Review |  | f | f | Disposition: MeasuresList-October312014.xlsx | RobNc |  |  |  | D1316-ILtg-Com-CFLlte30W | 1/1/2013 |  | DEER2015 Uncertain Msr Update | FALSE | FALSE |  |  | FALSE | FALSE | FALSE | FALSE | FALSE | FALSE | FALSE | FALSE | TRUE
4133 | C-In-CFLscw-A(9w)-dWP23 | Commercial Indoor General Lighting: CFL Lamp with integated Ballast replaces pre-existing standard lighting Wattage. Measure includes Code case. Impacts: CFL-based HOU (varies by BldgType) | DEER1314 | Lighting Disposition | 5/18/2015 | Com-Iltg-dWatt-CFL | DEER | Scaled | BaseRatio |  |  | None |  | f |  | t | Com | Any | Lighting | InGen-CFL | Ltg_Lamp | CFLint_lamp |  | ILtg-CFL-Com |  |  |  | CFLratio0357 | CFLratio0357 | CFLscw-A(9w) | Review |  | f | f | Disposition: MeasuresList-October312014.xlsx | RobNc |  |  |  | D1316-ILtg-Com-CFLlte30W | 1/1/2013 |  | DEER2015 Uncertain Msr Update | FALSE | FALSE |  |  | FALSE | FALSE | FALSE | FALSE | FALSE | FALSE | FALSE | FALSE | TRUE
4134 | C-In-CFLscw-Candle(10w)-dWP25 | Commercial Indoor General Lighting: CFL Lamp with integated Ballast replaces pre-existing standard lighting Wattage. Measure includes Code case. Impacts: CFL-based HOU (varies by BldgType) | DEER1314 | Lighting Disposition | 5/18/2015 | Com-Iltg-dWatt-CFL | DEER | Scaled | BaseRatio |  |  | None |  | f |  | t | Com | Any | Lighting | InGen-CFL | Ltg_Lamp | CFLint_lamp |  | ILtg-CFL-Com |  |  |  | CFLratio0357 | CFLratio0357 | CFLscw-Candle(10w) | Review |  | f | f | Disposition: MeasuresList-October312014.xlsx | RobNc |  |  |  | D1316-ILtg-Com-CFLlte30W | 1/1/2013 |  | DEER2015 Uncertain Msr Update | FALSE | FALSE |  |  | FALSE | FALSE | FALSE | FALSE | FALSE | FALSE | FALSE | FALSE | TRUE
4135 | C-In-CFLscw-Candle(11w)-dWP28 | Commercial Indoor General Lighting: CFL Lamp with integated Ballast replaces pre-existing standard lighting Wattage. Measure includes Code case. Impacts: CFL-based HOU (varies by BldgType) | DEER1314 | Lighting Disposition | 5/18/2015 | Com-Iltg-dWatt-CFL | DEER | Scaled | BaseRatio |  |  | None |  | f |  | t | Com | Any | Lighting | InGen-CFL | Ltg_Lamp | CFLint_lamp |  | ILtg-CFL-Com |  |  |  | CFLratio0357 | CFLratio0357 | CFLscw-Candle(11w) | Review |  | f | f | Disposition: MeasuresList-October312014.xlsx | RobNc |  |  |  | D1316-ILtg-Com-CFLlte30W | 1/1/2013 |  | DEER2015 Uncertain Msr Update | FALSE | FALSE |  |  | FALSE | FALSE | FALSE | FALSE | FALSE | FALSE | FALSE | FALSE | TRUE
4136 | C-In-CFLscw-Candle(12w)-dWP30 | Commercial Indoor General Lighting: CFL Lamp with integated Ballast replaces pre-existing standard lighting Wattage. Measure includes Code case. Impacts: CFL-based HOU (varies by BldgType) | DEER1314 | Lighting Disposition | 5/18/2015 | Com-Iltg-dWatt-CFL | DEER | Scaled | BaseRatio |  |  | None |  | f |  | t | Com | Any | Lighting | InGen-CFL | Ltg_Lamp | CFLint_lamp |  | ILtg-CFL-Com |  |  |  | CFLratio0357 | CFLratio0357 | CFLscw-Candle(12w) | Review |  | f | f | Disposition: MeasuresList-October312014.xlsx | RobNc |  |  |  | D1316-ILtg-Com-CFLlte30W | 1/1/2013 |  | DEER2015 Uncertain Msr Update | FALSE | FALSE |  |  | FALSE | FALSE | FALSE | FALSE | FALSE | FALSE | FALSE | FALSE | TRUE
4137 | C-In-CFLscw-Candle(13w)-dWP33 | Commercial Indoor General Lighting: CFL Lamp with integated Ballast replaces pre-existing standard lighting Wattage. Measure includes Code case. Impacts: CFL-based HOU (varies by BldgType) | DEER1314 | Lighting Disposition | 5/18/2015 | Com-Iltg-dWatt-CFL | DEER | Scaled | BaseRatio |  |  | None |  | f |  | t | Com | Any | Lighting | InGen-CFL | Ltg_Lamp | CFLint_lamp |  | ILtg-CFL-Com |  |  |  | CFLratio0357 | CFLratio0357 | CFLscw-Candle(13w) | Review |  | f | f | Disposition: MeasuresList-October312014.xlsx | RobNc |  |  |  | D1316-ILtg-Com-CFLlte30W | 1/1/2013 |  | DEER2015 Uncertain Msr Update | FALSE | FALSE |  |  | FALSE | FALSE | FALSE | FALSE | FALSE | FALSE | FALSE | FALSE | TRUE
4138 | C-In-CFLscw-Candle(14w)-dWP35 | Commercial Indoor General Lighting: CFL Lamp with integated Ballast replaces pre-existing standard lighting Wattage. Measure includes Code case. Impacts: CFL-based HOU (varies by BldgType) | DEER1314 | Lighting Disposition | 5/18/2015 | Com-Iltg-dWatt-CFL | DEER | Scaled | BaseRatio |  |  | None |  | f |  | t | Com | Any | Lighting | InGen-CFL | Ltg_Lamp | CFLint_lamp |  | ILtg-CFL-Com |  |  |  | CFLratio0357 | CFLratio0357 | CFLscw-Candle(14w) | Review |  | f | f | Disposition: MeasuresList-October312014.xlsx | RobNc |  |  |  | D1316-ILtg-Com-CFLlte30W | 1/1/2013 |  | DEER2015 Uncertain Msr Update | FALSE | FALSE |  |  | FALSE | FALSE | FALSE | FALSE | FALSE | FALSE | FALSE | FALSE | TRUE
4139 | C-In-CFLscw-Candle(15w)-dWP38 | Commercial Indoor General Lighting: CFL Lamp with integated Ballast replaces pre-existing standard lighting Wattage. Measure includes Code case. Impacts: CFL-based HOU (varies by BldgType) | DEER1314 | Lighting Disposition | 5/18/2015 | Com-Iltg-dWatt-CFL | DEER | Scaled | BaseRatio |  |  | None |  | f |  | t | Com | Any | Lighting | InGen-CFL | Ltg_Lamp | CFLint_lamp |  | ILtg-CFL-Com |  |  |  | CFLratio0357 | CFLratio0357 | CFLscw-Candle(15w) | Review |  | f | f | Disposition: MeasuresList-October312014.xlsx | RobNc |  |  |  | D1316-ILtg-Com-CFLlte30W | 1/1/2013 |  | DEER2015 Uncertain Msr Update | FALSE | FALSE |  |  | FALSE | FALSE | FALSE | FALSE | FALSE | FALSE | FALSE | FALSE | TRUE
4140 | C-In-CFLscw-Candle(16w)-dWP41 | Commercial Indoor General Lighting: CFL Lamp with integated Ballast replaces pre-existing standard lighting Wattage. Measure includes Code case. Impacts: CFL-based HOU (varies by BldgType) | DEER1314 | Lighting Disposition | 5/18/2015 | Com-Iltg-dWatt-CFL | DEER | Scaled | BaseRatio |  |  | None |  | f |  | t | Com | Any | Lighting | InGen-CFL | Ltg_Lamp | CFLint_lamp |  | ILtg-CFL-Com |  |  |  | CFLratio0357 | CFLratio0357 | CFLscw-Candle(16w) | Review |  | f | f | Disposition: MeasuresList-October312014.xlsx | RobNc |  |  |  | D1316-ILtg-Com-CFLlte30W | 1/1/2013 |  | DEER2015 Uncertain Msr Update | FALSE | FALSE |  |  | FALSE | FALSE | FALSE | FALSE | FALSE | FALSE | FALSE | FALSE | TRUE
4141 | C-In-CFLscw-Candle(18w)-dWP46 | Commercial Indoor General Lighting: CFL Lamp with integated Ballast replaces pre-existing standard lighting Wattage. Measure includes Code case. Impacts: CFL-based HOU (varies by BldgType) | DEER1314 | Lighting Disposition | 5/18/2015 | Com-Iltg-dWatt-CFL | DEER | Scaled | BaseRatio |  |  | None |  | f |  | t | Com | Any | Lighting | InGen-CFL | Ltg_Lamp | CFLint_lamp |  | ILtg-CFL-Com |  |  |  | CFLratio0357 | CFLratio0357 | CFLscw-Candle(18w) | Review |  | f | f | Disposition: MeasuresList-October312014.xlsx | RobNc |  |  |  | D1316-ILtg-Com-CFLlte30W | 1/1/2013 |  | DEER2015 Uncertain Msr Update | FALSE | FALSE |  |  | FALSE | FALSE | FALSE | FALSE | FALSE | FALSE | FALSE | FALSE | TRUE
4142 | C-In-CFLscw-Candle(19w)-dWP48 | Commercial Indoor General Lighting: CFL Lamp with integated Ballast replaces pre-existing standard lighting Wattage. Measure includes Code case. Impacts: CFL-based HOU (varies by BldgType) | DEER1314 | Lighting Disposition | 5/18/2015 | Com-Iltg-dWatt-CFL | DEER | Scaled | BaseRatio |  |  | None |  | f |  | t | Com | Any | Lighting | InGen-CFL | Ltg_Lamp | CFLint_lamp |  | ILtg-CFL-Com |  |  |  | CFLratio0357 | CFLratio0357 | CFLscw-Candle(19w) | Review |  | f | f | Disposition: MeasuresList-October312014.xlsx | RobNc |  |  |  | D1316-ILtg-Com-CFLlte30W | 1/1/2013 |  | DEER2015 Uncertain Msr Update | FALSE | FALSE |  |  | FALSE | FALSE | FALSE | FALSE | FALSE | FALSE | FALSE | FALSE | TRUE
4143 | C-In-CFLscw-Candle(20w)-dWP51 | Commercial Indoor General Lighting: CFL Lamp with integated Ballast replaces pre-existing standard lighting Wattage. Measure includes Code case. Impacts: CFL-based HOU (varies by BldgType) | DEER1314 | Lighting Disposition | 5/18/2015 | Com-Iltg-dWatt-CFL | DEER | Scaled | BaseRatio |  |  | None |  | f |  | t | Com | Any | Lighting | InGen-CFL | Ltg_Lamp | CFLint_lamp |  | ILtg-CFL-Com |  |  |  | CFLratio0357 | CFLratio0357 | CFLscw-Candle(20w) | Review |  | f | f | Disposition: MeasuresList-October312014.xlsx | RobNc |  |  |  | D1316-ILtg-Com-CFLlte30W | 1/1/2013 |  | DEER2015 Uncertain Msr Update | FALSE | FALSE |  |  | FALSE | FALSE | FALSE | FALSE | FALSE | FALSE | FALSE | FALSE | TRUE
4144 | C-In-CFLscw-Candle(22w)-dWP56 | Commercial Indoor General Lighting: CFL Lamp with integated Ballast replaces pre-existing standard lighting Wattage. Measure includes Code case. Impacts: CFL-based HOU (varies by BldgType) | DEER1314 | Lighting Disposition | 5/18/2015 | Com-Iltg-dWatt-CFL | DEER | Scaled | BaseRatio |  |  | None |  | f |  | t | Com | Any | Lighting | InGen-CFL | Ltg_Lamp | CFLint_lamp |  | ILtg-CFL-Com |  |  |  | CFLratio0357 | CFLratio0357 | CFLscw-Candle(22w) | Review |  | f | f | Disposition: MeasuresList-October312014.xlsx | RobNc |  |  |  | D1316-ILtg-Com-CFLlte30W | 1/1/2013 |  | DEER2015 Uncertain Msr Update | FALSE | FALSE |  |  | FALSE | FALSE | FALSE | FALSE | FALSE | FALSE | FALSE | FALSE | TRUE
4145 | C-In-CFLscw-Candle(23w)-dWP59 | Commercial Indoor General Lighting: CFL Lamp with integated Ballast replaces pre-existing standard lighting Wattage. Measure includes Code case. Impacts: CFL-based HOU (varies by BldgType) | DEER1314 | Lighting Disposition | 5/18/2015 | Com-Iltg-dWatt-CFL | DEER | Scaled | BaseRatio |  |  | None |  | f |  | t | Com | Any | Lighting | InGen-CFL | Ltg_Lamp | CFLint_lamp |  | ILtg-CFL-Com |  |  |  | CFLratio0357 | CFLratio0357 | CFLscw-Candle(23w) | Review |  | f | f | Disposition: MeasuresList-October312014.xlsx | RobNc |  |  |  | D1316-ILtg-Com-CFLlte30W | 1/1/2013 |  | DEER2015 Uncertain Msr Update | FALSE | FALSE |  |  | FALSE | FALSE | FALSE | FALSE | FALSE | FALSE | FALSE | FALSE | TRUE
4146 | C-In-CFLscw-Candle(24w)-dWP61 | Commercial Indoor General Lighting: CFL Lamp with integated Ballast replaces pre-existing standard lighting Wattage. Measure includes Code case. Impacts: CFL-based HOU (varies by BldgType) | DEER1314 | Lighting Disposition | 5/18/2015 | Com-Iltg-dWatt-CFL | DEER | Scaled | BaseRatio |  |  | None |  | f |  | t | Com | Any | Lighting | InGen-CFL | Ltg_Lamp | CFLint_lamp |  | ILtg-CFL-Com |  |  |  | CFLratio0357 | CFLratio0357 | CFLscw-Candle(24w) | Review |  | f | f | Disposition: MeasuresList-October312014.xlsx | RobNc |  |  |  | D1316-ILtg-Com-CFLlte30W | 1/1/2013 |  | DEER2015 Uncertain Msr Update | FALSE | FALSE |  |  | FALSE | FALSE | FALSE | FALSE | FALSE | FALSE | FALSE | FALSE | TRUE
4147 | C-In-CFLscw-Candle(25w)-dWP64 | Commercial Indoor General Lighting: CFL Lamp with integated Ballast replaces pre-existing standard lighting Wattage. Measure includes Code case. Impacts: CFL-based HOU (varies by BldgType) | DEER1314 | Lighting Disposition | 5/18/2015 | Com-Iltg-dWatt-CFL | DEER | Scaled | BaseRatio |  |  | None |  | f |  | t | Com | Any | Lighting | InGen-CFL | Ltg_Lamp | CFLint_lamp |  | ILtg-CFL-Com |  |  |  | CFLratio0357 | CFLratio0357 | CFLscw-Candle(25w) | Review |  | f | f | Disposition: MeasuresList-October312014.xlsx | RobNc |  |  |  | D1316-ILtg-Com-CFLlte30W | 1/1/2013 |  | DEER2015 Uncertain Msr Update | FALSE | FALSE |  |  | FALSE | FALSE | FALSE | FALSE | FALSE | FALSE | FALSE | FALSE | TRUE
4148 | C-In-CFLscw-Candle(26w)-dWP66 | Commercial Indoor General Lighting: CFL Lamp with integated Ballast replaces pre-existing standard lighting Wattage. Measure includes Code case. Impacts: CFL-based HOU (varies by BldgType) | DEER1314 | Lighting Disposition | 5/18/2015 | Com-Iltg-dWatt-CFL | DEER | Scaled | BaseRatio |  |  | None |  | f |  | t | Com | Any | Lighting | InGen-CFL | Ltg_Lamp | CFLint_lamp |  | ILtg-CFL-Com |  |  |  | CFLratio0357 | CFLratio0357 | CFLscw-Candle(26w) | Review |  | f | f | Disposition: MeasuresList-October312014.xlsx | RobNc |  |  |  | D1316-ILtg-Com-CFLlte30W | 1/1/2013 |  | DEER2015 Uncertain Msr Update | FALSE | FALSE |  |  | FALSE | FALSE | FALSE | FALSE | FALSE | FALSE | FALSE | FALSE | TRUE
4149 | C-In-CFLscw-Candle(27w)-dWP69 | Commercial Indoor General Lighting: CFL Lamp with integated Ballast replaces pre-existing standard lighting Wattage. Measure includes Code case. Impacts: CFL-based HOU (varies by BldgType) | DEER1314 | Lighting Disposition | 5/18/2015 | Com-Iltg-dWatt-CFL | DEER | Scaled | BaseRatio |  |  | None |  | f |  | t | Com | Any | Lighting | InGen-CFL | Ltg_Lamp | CFLint_lamp |  | ILtg-CFL-Com |  |  |  | CFLratio0357 | CFLratio0357 | CFLscw-Candle(27w) | Review |  | f | f | Disposition: MeasuresList-October312014.xlsx | RobNc |  |  |  | D1316-ILtg-Com-CFLlte30W | 1/1/2013 |  | DEER2015 Uncertain Msr Update | FALSE | FALSE |  |  | FALSE | FALSE | FALSE | FALSE | FALSE | FALSE | FALSE | FALSE | TRUE
4150 | C-In-CFLscw-Candle(28w)-dWP71 | Commercial Indoor General Lighting: CFL Lamp with integated Ballast replaces pre-existing standard lighting Wattage. Measure includes Code case. Impacts: CFL-based HOU (varies by BldgType) | DEER1314 | Lighting Disposition | 5/18/2015 | Com-Iltg-dWatt-CFL | DEER | Scaled | BaseRatio |  |  | None |  | f |  | t | Com | Any | Lighting | InGen-CFL | Ltg_Lamp | CFLint_lamp |  | ILtg-CFL-Com |  |  |  | CFLratio0357 | CFLratio0357 | CFLscw-Candle(28w) | Review |  | f | f | Disposition: MeasuresList-October312014.xlsx | RobNc |  |  |  | D1316-ILtg-Com-CFLlte30W | 1/1/2013 |  | DEER2015 Uncertain Msr Update | FALSE | FALSE |  |  | FALSE | FALSE | FALSE | FALSE | FALSE | FALSE | FALSE | FALSE | TRUE
4151 | C-In-CFLscw-Candle(30w)-dWP77 | Commercial Indoor General Lighting: CFL Lamp with integated Ballast replaces pre-existing standard lighting Wattage. Measure includes Code case. Impacts: CFL-based HOU (varies by BldgType) | DEER1314 | Lighting Disposition | 5/18/2015 | Com-Iltg-dWatt-CFL | DEER | Scaled | BaseRatio |  |  | None |  | f |  | t | Com | Any | Lighting | InGen-CFL | Ltg_Lamp | CFLint_lamp |  | ILtg-CFL-Com |  |  |  | CFLratio0357 | CFLratio0357 | CFLscw-Candle(30w) | Review |  | f | f | Disposition: MeasuresList-October312014.xlsx | RobNc |  |  |  | D1316-ILtg-Com-CFLlte30W | 1/1/2013 |  | DEER2015 Uncertain Msr Update | FALSE | FALSE |  |  | FALSE | FALSE | FALSE | FALSE | FALSE | FALSE | FALSE | FALSE | TRUE
4152 | C-In-CFLscw-Candle(32w)-dWP82 | Commercial Indoor General Lighting: CFL Lamp with integated Ballast replaces pre-existing standard lighting Wattage. Measure includes Code case. Impacts: CFL-based HOU (varies by BldgType) | DEER1314 | Lighting Disposition | 3/6/2015 00:00:00 | Com-Iltg-dWatt-CFL | Non-DEER | Scaled | BaseRatio |  |  | None |  | f |  | t | Com | Any | Lighting | InGen-CFL | Ltg_Lamp | CFLint_lamp |  | ILtg-CFL-Com |  |  |  | CFLratio0357 | CFLratio0357 | CFLscw-Candle(32w) | Review |  | f | f | Disposition: MeasuresList-October312014.xlsx | RobNc |  |  |  | DEER1316-Ltg-Com-CFL | 1/1/2013 |  | DEER2016 HOU Update | FALSE | FALSE |  |  | FALSE | FALSE | FALSE | FALSE | FALSE | FALSE | FALSE | FALSE | FALSE
4153 | C-In-CFLscw-Candle(40w)-dWP102 | Commercial Indoor General Lighting: CFL Lamp with integated Ballast replaces pre-existing standard lighting Wattage. Measure includes Code case. Impacts: CFL-based HOU (varies by BldgType) | DEER1314 | Lighting Disposition | 3/6/2015 00:00:00 | Com-Iltg-dWatt-CFL | Non-DEER | Scaled | BaseRatio |  |  | None |  | f |  | t | Com | Any | Lighting | InGen-CFL | Ltg_Lamp | CFLint_lamp |  | ILtg-CFL-Com |  |  |  | CFLratio0357 | CFLratio0357 | CFLscw-Candle(40w) | Review |  | f | f | Disposition: MeasuresList-October312014.xlsx | RobNc |  |  |  | DEER1316-Ltg-Com-CFL | 1/1/2013 |  | DEER2016 HOU Update | FALSE | FALSE |  |  | FALSE | FALSE | FALSE | FALSE | FALSE | FALSE | FALSE | FALSE | FALSE
4154 | C-In-CFLscw-Candle(42w)-dWP107 | Commercial Indoor General Lighting: CFL Lamp with integated Ballast replaces pre-existing standard lighting Wattage. Measure includes Code case. Impacts: CFL-based HOU (varies by BldgType) | DEER1314 | Lighting Disposition | 3/6/2015 00:00:00 | Com-Iltg-dWatt-CFL | Non-DEER | Scaled | BaseRatio |  |  | None |  | f |  | t | Com | Any | Lighting | InGen-CFL | Ltg_Lamp | CFLint_lamp |  | ILtg-CFL-Com |  |  |  | CFLratio0357 | CFLratio0357 | CFLscw-Candle(42w) | Review |  | f | f | Disposition: MeasuresList-October312014.xlsx | RobNc |  |  |  | DEER1316-Ltg-Com-CFL | 1/1/2013 |  | DEER2016 HOU Update | FALSE | FALSE |  |  | FALSE | FALSE | FALSE | FALSE | FALSE | FALSE | FALSE | FALSE | FALSE
4155 | C-In-CFLscw-Candle(45w)-dWP115 | Commercial Indoor General Lighting: CFL Lamp with integated Ballast replaces pre-existing standard lighting Wattage. Measure includes Code case. Impacts: CFL-based HOU (varies by BldgType) | DEER1314 | Lighting Disposition | 3/6/2015 00:00:00 | Com-Iltg-dWatt-CFL | Non-DEER | Scaled | BaseRatio |  |  | None |  | f |  | t | Com | Any | Lighting | InGen-CFL | Ltg_Lamp | CFLint_lamp |  | ILtg-CFL-Com |  |  |  | CFLratio0357 | CFLratio0357 | CFLscw-Candle(45w) | Review |  | f | f | Disposition: MeasuresList-October312014.xlsx | RobNc |  |  |  | DEER1316-Ltg-Com-CFL | 1/1/2013 |  | DEER2016 HOU Update | FALSE | FALSE |  |  | FALSE | FALSE | FALSE | FALSE | FALSE | FALSE | FALSE | FALSE | FALSE
4156 | C-In-CFLscw-Candle(55w)-dWP141 | Commercial Indoor General Lighting: CFL Lamp with integated Ballast replaces pre-existing standard lighting Wattage. Measure includes Code case. Impacts: CFL-based HOU (varies by BldgType) | DEER1314 | Lighting Disposition | 3/6/2015 00:00:00 | Com-Iltg-dWatt-CFL | Non-DEER | Scaled | BaseRatio |  |  | None |  | f |  | t | Com | Any | Lighting | InGen-CFL | Ltg_Lamp | CFLint_lamp |  | ILtg-CFL-Com |  |  |  | CFLratio0357 | CFLratio0357 | CFLscw-Candle(55w) | Review |  | f | f | Disposition: MeasuresList-October312014.xlsx | RobNc |  |  |  | DEER1316-Ltg-Com-CFL | 1/1/2013 |  | DEER2016 HOU Update | FALSE | FALSE |  |  | FALSE | FALSE | FALSE | FALSE | FALSE | FALSE | FALSE | FALSE | FALSE
4157 | C-In-CFLscw-Candle(7w)-dWP17 | Commercial Indoor General Lighting: CFL Lamp with integated Ballast replaces pre-existing standard lighting Wattage. Measure includes Code case. Impacts: CFL-based HOU (varies by BldgType) | DEER1314 | Lighting Disposition | 5/18/2015 | Com-Iltg-dWatt-CFL | DEER | Scaled | BaseRatio |  |  | None |  | f |  | t | Com | Any | Lighting | InGen-CFL | Ltg_Lamp | CFLint_lamp |  | ILtg-CFL-Com |  |  |  | CFLratio0357 | CFLratio0357 | CFLscw-Candle(7w) | Review |  | f | f | Disposition: MeasuresList-October312014.xlsx | RobNc |  |  |  | D1316-ILtg-Com-CFLlte30W | 1/1/2013 |  | DEER2015 Uncertain Msr Update | FALSE | FALSE |  |  | FALSE | FALSE | FALSE | FALSE | FALSE | FALSE | FALSE | FALSE | TRUE
4158 | C-In-CFLscw-Candle(8w)-dWP20 | Commercial Indoor General Lighting: CFL Lamp with integated Ballast replaces pre-existing standard lighting Wattage. Measure includes Code case. Impacts: CFL-based HOU (varies by BldgType) | DEER1314 | Lighting Disposition | 5/18/2015 | Com-Iltg-dWatt-CFL | DEER | Scaled | BaseRatio |  |  | None |  | f |  | t | Com | Any | Lighting | InGen-CFL | Ltg_Lamp | CFLint_lamp |  | ILtg-CFL-Com |  |  |  | CFLratio0357 | CFLratio0357 | CFLscw-Candle(8w) | Review |  | f | f | Disposition: MeasuresList-October312014.xlsx | RobNc |  |  |  | D1316-ILtg-Com-CFLlte30W | 1/1/2013 |  | DEER2015 Uncertain Msr Update | FALSE | FALSE |  |  | FALSE | FALSE | FALSE | FALSE | FALSE | FALSE | FALSE | FALSE | TRUE
4159 | C-In-CFLscw-Candle(9w)-dWP23 | Commercial Indoor General Lighting: CFL Lamp with integated Ballast replaces pre-existing standard lighting Wattage. Measure includes Code case. Impacts: CFL-based HOU (varies by BldgType) | DEER1314 | Lighting Disposition | 5/18/2015 | Com-Iltg-dWatt-CFL | DEER | Scaled | BaseRatio |  |  | None |  | f |  | t | Com | Any | Lighting | InGen-CFL | Ltg_Lamp | CFLint_lamp |  | ILtg-CFL-Com |  |  |  | CFLratio0357 | CFLratio0357 | CFLscw-Candle(9w) | Review |  | f | f | Disposition: MeasuresList-October312014.xlsx | RobNc |  |  |  | D1316-ILtg-Com-CFLlte30W | 1/1/2013 |  | DEER2015 Uncertain Msr Update | FALSE | FALSE |  |  | FALSE | FALSE | FALSE | FALSE | FALSE | FALSE | FALSE | FALSE | TRUE
4160 | C-In-CFLscw-CC(3w)-dWP12 | Commercial Indoor General Lighting: CFL Lamp with integated Ballast replaces Incandescent Lamp. Measure includes Code case. Impacts: CFL-based HOU (varies by BldgType) | DEER1314 | Lighting Disposition | 7/31/2014 00:00:00 | Com-Iltg-dWatt-CFL | Non-DEER | Scaled | Delta |  |  | None |  | f |  | t | Com | Any | Lighting | InGen-CFL | Ltg_Lamp | CFLint_lamp |  | ILtg-CFL-Com |  |  |  | Incan(15w) | Incan(15w) | CFLscw-CC(3w) | Standard | WP source e.g.: WPSDGENRSH001r0. Replaced by measure ID C-In-CFLscw-CC(3w)-dWP7 | f | f | Disposition: MeasuresList-October312014.xlsx | RobNc |  | ILtg-Incand-Com |  | DEER1314-Ltg-Com-CFL | 1/1/2013 | 10/30/2014 |  | FALSE | FALSE |  |  | FALSE | FALSE | FALSE | FALSE | FALSE | FALSE | FALSE | FALSE | FALSE
4161 | C-In-CFLscw-CC(3w)-dWP17 | Commercial Indoor General Lighting: CFL Lamp with integated Ballast replaces Incandescent Lamp. Measure includes Code case. Impacts: CFL-based HOU (varies by BldgType) | DEER1314 | Lighting Disposition | 5/30/2014 00:00:00 | Com-Iltg-dWatt-CFL | Non-DEER | Scaled | Delta |  |  | None |  | f |  | t | Com | Any | Lighting | InGen-CFL | Ltg_Lamp | CFLint_lamp |  | ILtg-CFL-Com |  |  |  | Incan(20w) | Incan(20w) | CFLscw-CC(3w) | Standard | WP source e.g.: SCE13LG063r0. May disposition measure includes an error. Replaced with C-In-CFLscw-CC(5w)-dWP10 | f | f | Disposition: MeasuresList-October312014.xlsx | RobNc |  | ILtg-Incand-Com |  | DEER1314-Ltg-Com-CFL | 1/1/2013 | 10/30/2014 |  | FALSE | FALSE |  |  | FALSE | FALSE | FALSE | FALSE | FALSE | FALSE | FALSE | FALSE | FALSE
4162 | C-In-CFLscw-CC(3w)-dWP7 | Commercial Indoor General Lighting: CFL Lamp with integated Ballast replaces pre-existing standard lighting Wattage. Measure includes Code case. Impacts: CFL-based HOU (varies by BldgType) | DEER1314 | Lighting Disposition | 5/18/2015 | Com-Iltg-dWatt-CFL | DEER | Scaled | BaseRatio |  |  | None |  | f |  | t | Com | Any | Lighting | InGen-CFL | Ltg_Lamp | CFLint_lamp |  | ILtg-CFL-Com |  |  |  | CFLratio0357 | CFLratio0357 | CFLscw-CC(3w) | Review | WP source e.g.: WPSDGENRSH001r0; Old Measure ID = C-In-CFLscw-CC(3w)-dWP12 | f | f | Disposition: MeasuresList-October312014.xlsx | RobNc |  |  |  | D1316-ILtg-Com-CFLlte30W | 10/31/2014 |  | DEER2015 Uncertain Msr Update | FALSE | FALSE |  |  | FALSE | FALSE | FALSE | FALSE | FALSE | FALSE | FALSE | FALSE | TRUE
4163 | C-In-CFLscw-CC(5w)-dWP10 | Commercial Indoor General Lighting: CFL Lamp with integated Ballast replaces Incandescent Lamp. Measure includes Code case. Impacts: CFL-based HOU (varies by BldgType) | DEER1314 | Lighting Disposition | 5/18/2015 | Com-Iltg-dWatt-CFL | DEER | Scaled | Delta |  |  | None |  | f |  | t | Com | Any | Lighting | InGen-CFL | Ltg_Lamp | CFLint_lamp |  | ILtg-CFL-Com |  |  |  | Incan(15w) | Incan(15w) | CFLscw-CC(5w) | Review | WP source e.g.: SCE13LG063r0; May 2014 disposition measure ID = C-In-CFLscw-CC(3w)-dWP17 is replaced by this measure (ED mistake in May disposition) | f | f | Disposition: MeasuresList-October312014.xlsx | RobNc |  | ILtg-Incand-Com |  | D1316-ILtg-Com-CFLlte30W | 10/31/2014 |  | DEER2015 Uncertain Msr Update | FALSE | FALSE |  |  | FALSE | FALSE | FALSE | FALSE | FALSE | FALSE | FALSE | FALSE | TRUE
4164 | C-In-CFLscw-CC(5w)-dWP12-1 | Commercial Indoor General Lighting: CFL Lamp with integated Ballast replaces pre-existing standard lighting Wattage. Measure includes Code case. Impacts: CFL-based HOU (varies by BldgType) | DEER1314 | Lighting Disposition | 5/18/2015 | Com-Iltg-dWatt-CFL | DEER | Scaled | BaseRatio |  |  | None |  | f |  | t | Com | Any | Lighting | InGen-CFL | Ltg_Lamp | CFLint_lamp |  | ILtg-CFL-Com |  |  |  | CFLratio0357 | CFLratio0357 | CFLscw-CC(5w) | Review | Replaces measure ID C-In-CFLscw-CC(5w)-dWP12-2 (which used to be C-In-CFLscw-CC(5w)-dWP12) | f | f | Disposition: MeasuresList-October312014.xlsx | RobNc |  |  |  | D1316-ILtg-Com-CFLlte30W | 10/31/2014 |  | DEER2015 Uncertain Msr Update | FALSE | FALSE |  |  | FALSE | FALSE | FALSE | FALSE | FALSE | FALSE | FALSE | FALSE | TRUE
4165 | C-In-CFLscw-CC(5w)-dWP12-2 | Commercial Indoor General Lighting: CFL Lamp with integated Ballast replaces Incandescent Lamp. Measure includes Code case. Impacts: CFL-based HOU (varies by BldgType) | DEER1314 | Lighting Disposition | 7/31/2014 00:00:00 | Com-Iltg-dWatt-CFL | Non-DEER | Scaled | Delta |  |  | None |  | f |  | t | Com | Any | Lighting | InGen-CFL | Ltg_Lamp | CFLint_lamp |  | ILtg-CFL-Com |  |  |  | Incan(17.65w) | Incan(17.65w) | CFLscw-CC(5w) | Standard | WP source e.g.: SCE13LG063r0. Old Measure ID C-In-CFLscw-CC(5w)-dWP12. Replaced by measure ID C-In-CFLscw-CC(5w)-dWP12-1 | f | f | Disposition: MeasuresList-October312014.xlsx | RobNc |  | ILtg-Incand-Com |  | DEER1314-Ltg-Com-CFL | 1/1/2013 | 10/30/2014 |  | FALSE | FALSE |  |  | FALSE | FALSE | FALSE | FALSE | FALSE | FALSE | FALSE | FALSE | FALSE
4166 | C-In-CFLscw-CC(8w)-dWP20-1 | Commercial Indoor General Lighting: CFL Lamp with integated Ballast replaces pre-existing standard lighting Wattage. Measure includes Code case. Impacts: CFL-based HOU (varies by BldgType) | DEER1314 | Lighting Disposition | 5/18/2015 | Com-Iltg-dWatt-CFL | DEER | Scaled | BaseRatio |  |  | None |  | f |  | t | Com | Any | Lighting | InGen-CFL | Ltg_Lamp | CFLint_lamp |  | ILtg-CFL-Com |  |  |  | CFLratio0357 | CFLratio0357 | CFLscw-CC(8w) | Review | Old measure ID: C-In-CFLscw-CC(8w)-dWP20-2 (which used to be C-In-CFLscw-CC(8w)-dWP20) | f | f | Disposition: MeasuresList-October312014.xlsx | RobNc |  |  |  | D1316-ILtg-Com-CFLlte30W | 10/31/2014 |  | DEER2015 Uncertain Msr Update | FALSE | FALSE |  |  | FALSE | FALSE | FALSE | FALSE | FALSE | FALSE | FALSE | FALSE | TRUE
4167 | C-In-CFLscw-CC(8w)-dWP20-2 | Commercial Indoor General Lighting: CFL Lamp with integated Ballast replaces Incandescent Lamp. Measure includes Code case. Impacts: CFL-based HOU (varies by BldgType) | DEER1314 | Lighting Disposition | 7/31/2014 00:00:00 | Com-Iltg-dWatt-CFL | Non-DEER | Scaled | Delta |  |  | None |  | f |  | t | Com | Any | Lighting | InGen-CFL | Ltg_Lamp | CFLint_lamp |  | ILtg-CFL-Com |  |  |  | Incan(28.24w) | Incan(28.24w) | CFLscw-CC(8w) | Standard | WP source e.g.: SCE13LG063r0. Replaced with measure ID C-In-CFLscw-CC(8w)-dWP20-1 | f | f | Disposition: MeasuresList-October312014.xlsx | RobNc |  | ILtg-Incand-Com |  | DEER1314-Ltg-Com-CFL | 1/1/2013 | 10/30/2014 |  | FALSE | FALSE |  |  | FALSE | FALSE | FALSE | FALSE | FALSE | FALSE | FALSE | FALSE | FALSE
4168 | C-In-CFLscw-Circ9(22w)-dWP103 | Commercial Indoor General Lighting: CFL Lamp with integated Ballast replaces Incandescent Lamp. Measure includes Code case. Impacts: CFL-based HOU (varies by BldgType) | DEER1314 | Lighting Disposition | 5/18/2015 | Com-Iltg-dWatt-CFL | DEER | Scaled | Delta |  |  | None |  | f |  | t | Com | Any | Lighting | InGen-CFL | Ltg_Lamp | CFLint_lamp |  | ILtg-CFL-Com |  |  |  | Incan(125w) | Incan(125w) | CFLscw-Circ9(22w) | Review | WP source e.g.: SCE13LG017r0; Old Measure ID = C-In-CFLscw-Circ9(22w)-dWP70 | f | f | Disposition: MeasuresList-October312014.xlsx | RobNc |  | ILtg-Incand-Com |  | D1316-ILtg-Com-CFLlte30W | 10/31/2014 |  | DEER2015 Uncertain Msr Update | FALSE | FALSE |  |  | FALSE | FALSE | FALSE | FALSE | FALSE | FALSE | FALSE | FALSE | TRUE
4169 | C-In-CFLscw-Circ9(22w)-dWP56 | Commercial Indoor General Lighting: CFL Lamp with integated Ballast replaces pre-existing standard lighting Wattage. Measure includes Code case. Impacts: CFL-based HOU (varies by BldgType) | DEER1314 | Lighting Disposition | 5/18/2015 | Com-Iltg-dWatt-CFL | DEER | Scaled | BaseRatio |  |  | None |  | f |  | t | Com | Any | Lighting | InGen-CFL | Ltg_Lamp | CFLint_lamp |  | ILtg-CFL-Com |  |  |  | CFLratio0357 | CFLratio0357 | CFLscw-Circ9(22w) | Review |  | f | f | Disposition: MeasuresList-October312014.xlsx | RobNc |  |  |  | D1316-ILtg-Com-CFLlte30W | 1/1/2013 |  | DEER2015 Uncertain Msr Update | FALSE | FALSE |  |  | FALSE | FALSE | FALSE | FALSE | FALSE | FALSE | FALSE | FALSE | TRUE
4170 | C-In-CFLscw-Circ9(22w)-dWP70 | Commercial Indoor General Lighting: CFL Lamp with integated Ballast replaces Incandescent Lamp. Measure includes Code case. Impacts: CFL-based HOU (varies by BldgType) | DEER1314 | Lighting Disposition | 5/30/2014 00:00:00 | Com-Iltg-dWatt-CFL | Non-DEER | Scaled | Delta |  |  | None |  | f |  | t | Com | Any | Lighting | InGen-CFL | Ltg_Lamp | CFLint_lamp |  | ILtg-CFL-Com |  |  |  | Incan(92w) | Incan(92w) | CFLscw-Circ9(22w) | Standard | Replaced in October disposition with Measure ID = C-In-CFLscw-Circ9(22w)-dWP103 | f | f | Disposition: MeasuresList-October312014.xlsx | RobNc |  | ILtg-Incand-Com |  | DEER1314-Ltg-Com-CFL | 1/1/2013 | 10/30/2014 |  | FALSE | FALSE |  |  | FALSE | FALSE | FALSE | FALSE | FALSE | FALSE | FALSE | FALSE | FALSE
4171 | C-In-CFLscw-Circ9(26w)-dWP66 | Commercial Indoor General Lighting: CFL Lamp with integated Ballast replaces pre-existing standard lighting Wattage. Measure includes Code case. Impacts: CFL-based HOU (varies by BldgType) | DEER1314 | Lighting Disposition | 5/18/2015 | Com-Iltg-dWatt-CFL | DEER | Scaled | BaseRatio |  |  | None |  | f |  | t | Com | Any | Lighting | InGen-CFL | Ltg_Lamp | CFLint_lamp |  | ILtg-CFL-Com |  |  |  | CFLratio0357 | CFLratio0357 | CFLscw-Circ9(26w) | Review |  | f | f | Disposition: MeasuresList-October312014.xlsx | RobNc |  |  |  | D1316-ILtg-Com-CFLlte30W | 1/1/2013 |  | DEER2015 Uncertain Msr Update | FALSE | FALSE |  |  | FALSE | FALSE | FALSE | FALSE | FALSE | FALSE | FALSE | FALSE | TRUE
4172 | C-In-CFLscw-Circ9(32w)-dWP112 | Commercial Indoor General Lighting: CFL Lamp with integated Ballast replaces Incandescent Lamp. Measure includes Code case. Impacts: CFL-based HOU (varies by BldgType) | DEER1314 | Lighting Disposition | 3/6/2015 00:00:00 | Com-Iltg-dWatt-CFL | Non-DEER | Scaled | Delta |  |  | None |  | f |  | t | Com | Any | Lighting | InGen-CFL | Ltg_Lamp | CFLint_lamp |  | ILtg-CFL-Com |  |  |  | Incan(144w) | Incan(144w) | CFLscw-Circ9(32w) | Review | WP source e.g.: SCE13LG017r0; Old Measure ID = C-In-CFLscw-Circ9(32w)-dWP72 | f | f | Disposition: MeasuresList-October312014.xlsx | RobNc |  | ILtg-Incand-Com |  | DEER1316-Ltg-Com-CFL | 10/31/2014 |  | DEER2016 HOU Update | FALSE | FALSE |  |  | FALSE | FALSE | FALSE | FALSE | FALSE | FALSE | FALSE | FALSE | FALSE
4173 | C-In-CFLscw-Circ9(32w)-dWP72 | Commercial Indoor General Lighting: CFL Lamp with integated Ballast replaces Incandescent Lamp. Measure includes Code case. Impacts: CFL-based HOU (varies by BldgType) | DEER1314 | Lighting Disposition | 5/30/2014 00:00:00 | Com-Iltg-dWatt-CFL | Non-DEER | Scaled | Delta |  |  | None |  | f |  | t | Com | Any | Lighting | InGen-CFL | Ltg_Lamp | CFLint_lamp |  | ILtg-CFL-Com |  |  |  | Incan(104w) | Incan(104w) | CFLscw-Circ9(32w) | Standard | Replaced in October disposition with Measure ID = C-In-CFLscw-Circ9(32w)-dWP112 | f | f | Disposition: MeasuresList-October312014.xlsx | RobNc |  | ILtg-Incand-Com |  | DEER1314-Ltg-Com-CFL | 1/1/2013 | 10/30/2014 |  | FALSE | FALSE |  |  | FALSE | FALSE | FALSE | FALSE | FALSE | FALSE | FALSE | FALSE | FALSE
4174 | C-In-CFLscw-Circ9(32w)-dWP82 | Commercial Indoor General Lighting: CFL Lamp with integated Ballast replaces pre-existing standard lighting Wattage. Measure includes Code case. Impacts: CFL-based HOU (varies by BldgType) | DEER1314 | Lighting Disposition | 3/6/2015 00:00:00 | Com-Iltg-dWatt-CFL | Non-DEER | Scaled | BaseRatio |  |  | None |  | f |  | t | Com | Any | Lighting | InGen-CFL | Ltg_Lamp | CFLint_lamp |  | ILtg-CFL-Com |  |  |  | CFLratio0357 | CFLratio0357 | CFLscw-Circ9(32w) | Review |  | f | f | Disposition: MeasuresList-October312014.xlsx | RobNc |  |  |  | DEER1316-Ltg-Com-CFL | 1/1/2013 |  | DEER2016 HOU Update | FALSE | FALSE |  |  | FALSE | FALSE | FALSE | FALSE | FALSE | FALSE | FALSE | FALSE | FALSE
4175 | C-In-CFLscw-Circ9(40w)-dWP102 | Commercial Indoor General Lighting: CFL Lamp with integated Ballast replaces pre-existing standard lighting Wattage. Measure includes Code case. Impacts: CFL-based HOU (varies by BldgType) | DEER1314 | Lighting Disposition | 3/6/2015 00:00:00 | Com-Iltg-dWatt-CFL | Non-DEER | Scaled | BaseRatio |  |  | None |  | f |  | t | Com | Any | Lighting | InGen-CFL | Ltg_Lamp | CFLint_lamp |  | ILtg-CFL-Com |  |  |  | CFLratio0357 | CFLratio0357 | CFLscw-Circ9(40w) | Review |  | f | f | Disposition: MeasuresList-October312014.xlsx | RobNc |  |  |  | DEER1316-Ltg-Com-CFL | 1/1/2013 |  | DEER2016 HOU Update | FALSE | FALSE |  |  | FALSE | FALSE | FALSE | FALSE | FALSE | FALSE | FALSE | FALSE | FALSE
4176 | C-In-CFLscw-Circ9(55w)-dWP141 | Commercial Indoor General Lighting: CFL Lamp with integated Ballast replaces pre-existing standard lighting Wattage. Measure includes Code case. Impacts: CFL-based HOU (varies by BldgType) | DEER1314 | Lighting Disposition | 3/6/2015 00:00:00 | Com-Iltg-dWatt-CFL | Non-DEER | Scaled | BaseRatio |  |  | None |  | f |  | t | Com | Any | Lighting | InGen-CFL | Ltg_Lamp | CFLint_lamp |  | ILtg-CFL-Com |  |  |  | CFLratio0357 | CFLratio0357 | CFLscw-Circ9(55w) | Review |  | f | f | Disposition: MeasuresList-October312014.xlsx | RobNc |  |  |  | DEER1316-Ltg-Com-CFL | 1/1/2013 |  | DEER2016 HOU Update | FALSE | FALSE |  |  | FALSE | FALSE | FALSE | FALSE | FALSE | FALSE | FALSE | FALSE | FALSE
4177 | C-In-CFLscw-Glb(10w)-dWP25 | Commercial Indoor General Lighting: CFL Lamp with integated Ballast replaces pre-existing standard lighting Wattage. Measure includes Code case. Impacts: CFL-based HOU (varies by BldgType) | DEER1314 | Lighting Disposition | 5/18/2015 | Com-Iltg-dWatt-CFL | DEER | Scaled | BaseRatio |  |  | None |  | f |  | t | Com | Any | Lighting | InGen-CFL | Ltg_Lamp | CFLint_lamp |  | ILtg-CFL-Com |  |  |  | CFLratio0357 | CFLratio0357 | CFLscw-Glb(10w) | Review |  | f | f | Disposition: MeasuresList-October312014.xlsx | RobNc |  |  |  | D1316-ILtg-Com-CFLlte30W | 1/1/2013 |  | DEER2015 Uncertain Msr Update | FALSE | FALSE |  |  | FALSE | FALSE | FALSE | FALSE | FALSE | FALSE | FALSE | FALSE | TRUE
4178 | C-In-CFLscw-Glb(11w)-dWP28 | Commercial Indoor General Lighting: CFL Lamp with integated Ballast replaces pre-existing standard lighting Wattage. Measure includes Code case. Impacts: CFL-based HOU (varies by BldgType) | DEER1314 | Lighting Disposition | 5/18/2015 | Com-Iltg-dWatt-CFL | DEER | Scaled | BaseRatio |  |  | None |  | f |  | t | Com | Any | Lighting | InGen-CFL | Ltg_Lamp | CFLint_lamp |  | ILtg-CFL-Com |  |  |  | CFLratio0357 | CFLratio0357 | CFLscw-Glb(11w) | Review |  | f | f | Disposition: MeasuresList-October312014.xlsx | RobNc |  |  |  | D1316-ILtg-Com-CFLlte30W | 1/1/2013 |  | DEER2015 Uncertain Msr Update | FALSE | FALSE |  |  | FALSE | FALSE | FALSE | FALSE | FALSE | FALSE | FALSE | FALSE | TRUE
4179 | C-In-CFLscw-Glb(12w)-dWP30 | Commercial Indoor General Lighting: CFL Lamp with integated Ballast replaces pre-existing standard lighting Wattage. Measure includes Code case. Impacts: CFL-based HOU (varies by BldgType) | DEER1314 | Lighting Disposition | 5/18/2015 | Com-Iltg-dWatt-CFL | DEER | Scaled | BaseRatio |  |  | None |  | f |  | t | Com | Any | Lighting | InGen-CFL | Ltg_Lamp | CFLint_lamp |  | ILtg-CFL-Com |  |  |  | CFLratio0357 | CFLratio0357 | CFLscw-Glb(12w) | Review |  | f | f | Disposition: MeasuresList-October312014.xlsx | RobNc |  |  |  | D1316-ILtg-Com-CFLlte30W | 1/1/2013 |  | DEER2015 Uncertain Msr Update | FALSE | FALSE |  |  | FALSE | FALSE | FALSE | FALSE | FALSE | FALSE | FALSE | FALSE | TRUE
4180 | C-In-CFLscw-Glb(13w)-dWP33 | Commercial Indoor General Lighting: CFL Lamp with integated Ballast replaces pre-existing standard lighting Wattage. Measure includes Code case. Impacts: CFL-based HOU (varies by BldgType) | DEER1314 | Lighting Disposition | 5/18/2015 | Com-Iltg-dWatt-CFL | DEER | Scaled | BaseRatio |  |  | None |  | f |  | t | Com | Any | Lighting | InGen-CFL | Ltg_Lamp | CFLint_lamp |  | ILtg-CFL-Com |  |  |  | CFLratio0357 | CFLratio0357 | CFLscw-Glb(13w) | Review |  | f | f | Disposition: MeasuresList-October312014.xlsx | RobNc |  |  |  | D1316-ILtg-Com-CFLlte30W | 1/1/2013 |  | DEER2015 Uncertain Msr Update | FALSE | FALSE |  |  | FALSE | FALSE | FALSE | FALSE | FALSE | FALSE | FALSE | FALSE | TRUE
4181 | C-In-CFLscw-Glb(14w)-dWP35 | Commercial Indoor General Lighting: CFL Lamp with integated Ballast replaces pre-existing standard lighting Wattage. Measure includes Code case. Impacts: CFL-based HOU (varies by BldgType) | DEER1314 | Lighting Disposition | 5/18/2015 | Com-Iltg-dWatt-CFL | DEER | Scaled | BaseRatio |  |  | None |  | f |  | t | Com | Any | Lighting | InGen-CFL | Ltg_Lamp | CFLint_lamp |  | ILtg-CFL-Com |  |  |  | CFLratio0357 | CFLratio0357 | CFLscw-Glb(14w) | Review |  | f | f | Disposition: MeasuresList-October312014.xlsx | RobNc |  |  |  | D1316-ILtg-Com-CFLlte30W | 1/1/2013 |  | DEER2015 Uncertain Msr Update | FALSE | FALSE |  |  | FALSE | FALSE | FALSE | FALSE | FALSE | FALSE | FALSE | FALSE | TRUE
4182 | C-In-CFLscw-Glb(15w)-dWP38 | Commercial Indoor General Lighting: CFL Lamp with integated Ballast replaces pre-existing standard lighting Wattage. Measure includes Code case. Impacts: CFL-based HOU (varies by BldgType) | DEER1314 | Lighting Disposition | 5/18/2015 | Com-Iltg-dWatt-CFL | DEER | Scaled | BaseRatio |  |  | None |  | f |  | t | Com | Any | Lighting | InGen-CFL | Ltg_Lamp | CFLint_lamp |  | ILtg-CFL-Com |  |  |  | CFLratio0357 | CFLratio0357 | CFLscw-Glb(15w) | Review |  | f | f | Disposition: MeasuresList-October312014.xlsx | RobNc |  |  |  | D1316-ILtg-Com-CFLlte30W | 1/1/2013 |  | DEER2015 Uncertain Msr Update | FALSE | FALSE |  |  | FALSE | FALSE | FALSE | FALSE | FALSE | FALSE | FALSE | FALSE | TRUE
4183 | C-In-CFLscw-Glb(16w)-dWP41 | Commercial Indoor General Lighting: CFL Lamp with integated Ballast replaces pre-existing standard lighting Wattage. Measure includes Code case. Impacts: CFL-based HOU (varies by BldgType) | DEER1314 | Lighting Disposition | 5/18/2015 | Com-Iltg-dWatt-CFL | DEER | Scaled | BaseRatio |  |  | None |  | f |  | t | Com | Any | Lighting | InGen-CFL | Ltg_Lamp | CFLint_lamp |  | ILtg-CFL-Com |  |  |  | CFLratio0357 | CFLratio0357 | CFLscw-Glb(16w) | Review |  | f | f | Disposition: MeasuresList-October312014.xlsx | RobNc |  |  |  | D1316-ILtg-Com-CFLlte30W | 1/1/2013 |  | DEER2015 Uncertain Msr Update | FALSE | FALSE |  |  | FALSE | FALSE | FALSE | FALSE | FALSE | FALSE | FALSE | FALSE | TRUE
4184 | C-In-CFLscw-Glb(18w)-dWP46 | Commercial Indoor General Lighting: CFL Lamp with integated Ballast replaces pre-existing standard lighting Wattage. Measure includes Code case. Impacts: CFL-based HOU (varies by BldgType) | DEER1314 | Lighting Disposition | 5/18/2015 | Com-Iltg-dWatt-CFL | DEER | Scaled | BaseRatio |  |  | None |  | f |  | t | Com | Any | Lighting | InGen-CFL | Ltg_Lamp | CFLint_lamp |  | ILtg-CFL-Com |  |  |  | CFLratio0357 | CFLratio0357 | CFLscw-Glb(18w) | Review |  | f | f | Disposition: MeasuresList-October312014.xlsx | RobNc |  |  |  | D1316-ILtg-Com-CFLlte30W | 1/1/2013 |  | DEER2015 Uncertain Msr Update | FALSE | FALSE |  |  | FALSE | FALSE | FALSE | FALSE | FALSE | FALSE | FALSE | FALSE | TRUE
4185 | C-In-CFLscw-Glb(19w)-dWP48 | Commercial Indoor General Lighting: CFL Lamp with integated Ballast replaces pre-existing standard lighting Wattage. Measure includes Code case. Impacts: CFL-based HOU (varies by BldgType) | DEER1314 | Lighting Disposition | 5/18/2015 | Com-Iltg-dWatt-CFL | DEER | Scaled | BaseRatio |  |  | None |  | f |  | t | Com | Any | Lighting | InGen-CFL | Ltg_Lamp | CFLint_lamp |  | ILtg-CFL-Com |  |  |  | CFLratio0357 | CFLratio0357 | CFLscw-Glb(19w) | Review |  | f | f | Disposition: MeasuresList-October312014.xlsx | RobNc |  |  |  | D1316-ILtg-Com-CFLlte30W | 1/1/2013 |  | DEER2015 Uncertain Msr Update | FALSE | FALSE |  |  | FALSE | FALSE | FALSE | FALSE | FALSE | FALSE | FALSE | FALSE | TRUE
4186 | C-In-CFLscw-Glb(20w)-dWP51 | Commercial Indoor General Lighting: CFL Lamp with integated Ballast replaces pre-existing standard lighting Wattage. Measure includes Code case. Impacts: CFL-based HOU (varies by BldgType) | DEER1314 | Lighting Disposition | 5/18/2015 | Com-Iltg-dWatt-CFL | DEER | Scaled | BaseRatio |  |  | None |  | f |  | t | Com | Any | Lighting | InGen-CFL | Ltg_Lamp | CFLint_lamp |  | ILtg-CFL-Com |  |  |  | CFLratio0357 | CFLratio0357 | CFLscw-Glb(20w) | Review |  | f | f | Disposition: MeasuresList-October312014.xlsx | RobNc |  |  |  | D1316-ILtg-Com-CFLlte30W | 1/1/2013 |  | DEER2015 Uncertain Msr Update | FALSE | FALSE |  |  | FALSE | FALSE | FALSE | FALSE | FALSE | FALSE | FALSE | FALSE | TRUE
4187 | C-In-CFLscw-Glb(22w)-dWP56 | Commercial Indoor General Lighting: CFL Lamp with integated Ballast replaces pre-existing standard lighting Wattage. Measure includes Code case. Impacts: CFL-based HOU (varies by BldgType) | DEER1314 | Lighting Disposition | 5/18/2015 | Com-Iltg-dWatt-CFL | DEER | Scaled | BaseRatio |  |  | None |  | f |  | t | Com | Any | Lighting | InGen-CFL | Ltg_Lamp | CFLint_lamp |  | ILtg-CFL-Com |  |  |  | CFLratio0357 | CFLratio0357 | CFLscw-Glb(22w) | Review |  | f | f | Disposition: MeasuresList-October312014.xlsx | RobNc |  |  |  | D1316-ILtg-Com-CFLlte30W | 1/1/2013 |  | DEER2015 Uncertain Msr Update | FALSE | FALSE |  |  | FALSE | FALSE | FALSE | FALSE | FALSE | FALSE | FALSE | FALSE | TRUE
4188 | C-In-CFLscw-Glb(23w)-dWP59 | Commercial Indoor General Lighting: CFL Lamp with integated Ballast replaces pre-existing standard lighting Wattage. Measure includes Code case. Impacts: CFL-based HOU (varies by BldgType) | DEER1314 | Lighting Disposition | 5/18/2015 | Com-Iltg-dWatt-CFL | DEER | Scaled | BaseRatio |  |  | None |  | f |  | t | Com | Any | Lighting | InGen-CFL | Ltg_Lamp | CFLint_lamp |  | ILtg-CFL-Com |  |  |  | CFLratio0357 | CFLratio0357 | CFLscw-Glb(23w) | Review |  | f | f | Disposition: MeasuresList-October312014.xlsx | RobNc |  |  |  | D1316-ILtg-Com-CFLlte30W | 1/1/2013 |  | DEER2015 Uncertain Msr Update | FALSE | FALSE |  |  | FALSE | FALSE | FALSE | FALSE | FALSE | FALSE | FALSE | FALSE | TRUE
4189 | C-In-CFLscw-Glb(24w)-dWP61 | Commercial Indoor General Lighting: CFL Lamp with integated Ballast replaces pre-existing standard lighting Wattage. Measure includes Code case. Impacts: CFL-based HOU (varies by BldgType) | DEER1314 | Lighting Disposition | 5/18/2015 | Com-Iltg-dWatt-CFL | DEER | Scaled | BaseRatio |  |  | None |  | f |  | t | Com | Any | Lighting | InGen-CFL | Ltg_Lamp | CFLint_lamp |  | ILtg-CFL-Com |  |  |  | CFLratio0357 | CFLratio0357 | CFLscw-Glb(24w) | Review |  | f | f | Disposition: MeasuresList-October312014.xlsx | RobNc |  |  |  | D1316-ILtg-Com-CFLlte30W | 1/1/2013 |  | DEER2015 Uncertain Msr Update | FALSE | FALSE |  |  | FALSE | FALSE | FALSE | FALSE | FALSE | FALSE | FALSE | FALSE | TRUE
4190 | C-In-CFLscw-Glb(25w)-dWP64 | Commercial Indoor General Lighting: CFL Lamp with integated Ballast replaces pre-existing standard lighting Wattage. Measure includes Code case. Impacts: CFL-based HOU (varies by BldgType) | DEER1314 | Lighting Disposition | 5/18/2015 | Com-Iltg-dWatt-CFL | DEER | Scaled | BaseRatio |  |  | None |  | f |  | t | Com | Any | Lighting | InGen-CFL | Ltg_Lamp | CFLint_lamp |  | ILtg-CFL-Com |  |  |  | CFLratio0357 | CFLratio0357 | CFLscw-Glb(25w) | Review |  | f | f | Disposition: MeasuresList-October312014.xlsx | RobNc |  |  |  | D1316-ILtg-Com-CFLlte30W | 1/1/2013 |  | DEER2015 Uncertain Msr Update | FALSE | FALSE |  |  | FALSE | FALSE | FALSE | FALSE | FALSE | FALSE | FALSE | FALSE | TRUE
4191 | C-In-CFLscw-Glb(26w)-dWP66 | Commercial Indoor General Lighting: CFL Lamp with integated Ballast replaces pre-existing standard lighting Wattage. Measure includes Code case. Impacts: CFL-based HOU (varies by BldgType) | DEER1314 | Lighting Disposition | 5/18/2015 | Com-Iltg-dWatt-CFL | DEER | Scaled | BaseRatio |  |  | None |  | f |  | t | Com | Any | Lighting | InGen-CFL | Ltg_Lamp | CFLint_lamp |  | ILtg-CFL-Com |  |  |  | CFLratio0357 | CFLratio0357 | CFLscw-Glb(26w) | Review |  | f | f | Disposition: MeasuresList-October312014.xlsx | RobNc |  |  |  | D1316-ILtg-Com-CFLlte30W | 1/1/2013 |  | DEER2015 Uncertain Msr Update | FALSE | FALSE |  |  | FALSE | FALSE | FALSE | FALSE | FALSE | FALSE | FALSE | FALSE | TRUE
4192 | C-In-CFLscw-Glb(27w)-dWP69 | Commercial Indoor General Lighting: CFL Lamp with integated Ballast replaces pre-existing standard lighting Wattage. Measure includes Code case. Impacts: CFL-based HOU (varies by BldgType) | DEER1314 | Lighting Disposition | 5/18/2015 | Com-Iltg-dWatt-CFL | DEER | Scaled | BaseRatio |  |  | None |  | f |  | t | Com | Any | Lighting | InGen-CFL | Ltg_Lamp | CFLint_lamp |  | ILtg-CFL-Com |  |  |  | CFLratio0357 | CFLratio0357 | CFLscw-Glb(27w) | Review |  | f | f | Disposition: MeasuresList-October312014.xlsx | RobNc |  |  |  | D1316-ILtg-Com-CFLlte30W | 1/1/2013 |  | DEER2015 Uncertain Msr Update | FALSE | FALSE |  |  | FALSE | FALSE | FALSE | FALSE | FALSE | FALSE | FALSE | FALSE | TRUE
4193 | C-In-CFLscw-Glb(28w)-dWP71 | Commercial Indoor General Lighting: CFL Lamp with integated Ballast replaces pre-existing standard lighting Wattage. Measure includes Code case. Impacts: CFL-based HOU (varies by BldgType) | DEER1314 | Lighting Disposition | 5/18/2015 | Com-Iltg-dWatt-CFL | DEER | Scaled | BaseRatio |  |  | None |  | f |  | t | Com | Any | Lighting | InGen-CFL | Ltg_Lamp | CFLint_lamp |  | ILtg-CFL-Com |  |  |  | CFLratio0357 | CFLratio0357 | CFLscw-Glb(28w) | Review |  | f | f | Disposition: MeasuresList-October312014.xlsx | RobNc |  |  |  | D1316-ILtg-Com-CFLlte30W | 1/1/2013 |  | DEER2015 Uncertain Msr Update | FALSE | FALSE |  |  | FALSE | FALSE | FALSE | FALSE | FALSE | FALSE | FALSE | FALSE | TRUE
4194 | C-In-CFLscw-Glb(30w)-dWP77 | Commercial Indoor General Lighting: CFL Lamp with integated Ballast replaces pre-existing standard lighting Wattage. Measure includes Code case. Impacts: CFL-based HOU (varies by BldgType) | DEER1314 | Lighting Disposition | 5/18/2015 | Com-Iltg-dWatt-CFL | DEER | Scaled | BaseRatio |  |  | None |  | f |  | t | Com | Any | Lighting | InGen-CFL | Ltg_Lamp | CFLint_lamp |  | ILtg-CFL-Com |  |  |  | CFLratio0357 | CFLratio0357 | CFLscw-Glb(30w) | Review |  | f | f | Disposition: MeasuresList-October312014.xlsx | RobNc |  |  |  | D1316-ILtg-Com-CFLlte30W | 1/1/2013 |  | DEER2015 Uncertain Msr Update | FALSE | FALSE |  |  | FALSE | FALSE | FALSE | FALSE | FALSE | FALSE | FALSE | FALSE | TRUE
4195 | C-In-CFLscw-Glb(32w)-dWP82 | Commercial Indoor General Lighting: CFL Lamp with integated Ballast replaces pre-existing standard lighting Wattage. Measure includes Code case. Impacts: CFL-based HOU (varies by BldgType) | DEER1314 | Lighting Disposition | 3/6/2015 00:00:00 | Com-Iltg-dWatt-CFL | Non-DEER | Scaled | BaseRatio |  |  | None |  | f |  | t | Com | Any | Lighting | InGen-CFL | Ltg_Lamp | CFLint_lamp |  | ILtg-CFL-Com |  |  |  | CFLratio0357 | CFLratio0357 | CFLscw-Glb(32w) | Review |  | f | f | Disposition: MeasuresList-October312014.xlsx | RobNc |  |  |  | DEER1316-Ltg-Com-CFL | 1/1/2013 |  | DEER2016 HOU Update | FALSE | FALSE |  |  | FALSE | FALSE | FALSE | FALSE | FALSE | FALSE | FALSE | FALSE | FALSE
4196 | C-In-CFLscw-Glb(40w)-dWP102 | Commercial Indoor General Lighting: CFL Lamp with integated Ballast replaces pre-existing standard lighting Wattage. Measure includes Code case. Impacts: CFL-based HOU (varies by BldgType) | DEER1314 | Lighting Disposition | 3/6/2015 00:00:00 | Com-Iltg-dWatt-CFL | Non-DEER | Scaled | BaseRatio |  |  | None |  | f |  | t | Com | Any | Lighting | InGen-CFL | Ltg_Lamp | CFLint_lamp |  | ILtg-CFL-Com |  |  |  | CFLratio0357 | CFLratio0357 | CFLscw-Glb(40w) | Review |  | f | f | Disposition: MeasuresList-October312014.xlsx | RobNc |  |  |  | DEER1316-Ltg-Com-CFL | 1/1/2013 |  | DEER2016 HOU Update | FALSE | FALSE |  |  | FALSE | FALSE | FALSE | FALSE | FALSE | FALSE | FALSE | FALSE | FALSE
4197 | C-In-CFLscw-Glb(42w)-dWP107 | Commercial Indoor General Lighting: CFL Lamp with integated Ballast replaces pre-existing standard lighting Wattage. Measure includes Code case. Impacts: CFL-based HOU (varies by BldgType) | DEER1314 | Lighting Disposition | 3/6/2015 00:00:00 | Com-Iltg-dWatt-CFL | Non-DEER | Scaled | BaseRatio |  |  | None |  | f |  | t | Com | Any | Lighting | InGen-CFL | Ltg_Lamp | CFLint_lamp |  | ILtg-CFL-Com |  |  |  | CFLratio0357 | CFLratio0357 | CFLscw-Glb(42w) | Review |  | f | f | Disposition: MeasuresList-October312014.xlsx | RobNc |  |  |  | DEER1316-Ltg-Com-CFL | 1/1/2013 |  | DEER2016 HOU Update | FALSE | FALSE |  |  | FALSE | FALSE | FALSE | FALSE | FALSE | FALSE | FALSE | FALSE | FALSE
4198 | C-In-CFLscw-Glb(45w)-dWP115 | Commercial Indoor General Lighting: CFL Lamp with integated Ballast replaces pre-existing standard lighting Wattage. Measure includes Code case. Impacts: CFL-based HOU (varies by BldgType) | DEER1314 | Lighting Disposition | 3/6/2015 00:00:00 | Com-Iltg-dWatt-CFL | Non-DEER | Scaled | BaseRatio |  |  | None |  | f |  | t | Com | Any | Lighting | InGen-CFL | Ltg_Lamp | CFLint_lamp |  | ILtg-CFL-Com |  |  |  | CFLratio0357 | CFLratio0357 | CFLscw-Glb(45w) | Review |  | f | f | Disposition: MeasuresList-October312014.xlsx | RobNc |  |  |  | DEER1316-Ltg-Com-CFL | 1/1/2013 |  | DEER2016 HOU Update | FALSE | FALSE |  |  | FALSE | FALSE | FALSE | FALSE | FALSE | FALSE | FALSE | FALSE | FALSE
4199 | C-In-CFLscw-Glb(55w)-dWP141 | Commercial Indoor General Lighting: CFL Lamp with integated Ballast replaces pre-existing standard lighting Wattage. Measure includes Code case. Impacts: CFL-based HOU (varies by BldgType) | DEER1314 | Lighting Disposition | 3/6/2015 00:00:00 | Com-Iltg-dWatt-CFL | Non-DEER | Scaled | BaseRatio |  |  | None |  | f |  | t | Com | Any | Lighting | InGen-CFL | Ltg_Lamp | CFLint_lamp |  | ILtg-CFL-Com |  |  |  | CFLratio0357 | CFLratio0357 | CFLscw-Glb(55w) | Review |  | f | f | Disposition: MeasuresList-October312014.xlsx | RobNc |  |  |  | DEER1316-Ltg-Com-CFL | 1/1/2013 |  | DEER2016 HOU Update | FALSE | FALSE |  |  | FALSE | FALSE | FALSE | FALSE | FALSE | FALSE | FALSE | FALSE | FALSE
4200 | C-In-CFLscw-Glb(7w)-dWP17 | Commercial Indoor General Lighting: CFL Lamp with integated Ballast replaces pre-existing standard lighting Wattage. Measure includes Code case. Impacts: CFL-based HOU (varies by BldgType) | DEER1314 | Lighting Disposition | 5/18/2015 | Com-Iltg-dWatt-CFL | DEER | Scaled | BaseRatio |  |  | None |  | f |  | t | Com | Any | Lighting | InGen-CFL | Ltg_Lamp | CFLint_lamp |  | ILtg-CFL-Com |  |  |  | CFLratio0357 | CFLratio0357 | CFLscw-Glb(7w) | Review |  | f | f | Disposition: MeasuresList-October312014.xlsx | RobNc |  |  |  | D1316-ILtg-Com-CFLlte30W | 1/1/2013 |  | DEER2015 Uncertain Msr Update | FALSE | FALSE |  |  | FALSE | FALSE | FALSE | FALSE | FALSE | FALSE | FALSE | FALSE | TRUE
4201 | C-In-CFLscw-Glb(8w)-dWP20 | Commercial Indoor General Lighting: CFL Lamp with integated Ballast replaces pre-existing standard lighting Wattage. Measure includes Code case. Impacts: CFL-based HOU (varies by BldgType) | DEER1314 | Lighting Disposition | 5/18/2015 | Com-Iltg-dWatt-CFL | DEER | Scaled | BaseRatio |  |  | None |  | f |  | t | Com | Any | Lighting | InGen-CFL | Ltg_Lamp | CFLint_lamp |  | ILtg-CFL-Com |  |  |  | CFLratio0357 | CFLratio0357 | CFLscw-Glb(8w) | Review |  | f | f | Disposition: MeasuresList-October312014.xlsx | RobNc |  |  |  | D1316-ILtg-Com-CFLlte30W | 1/1/2013 |  | DEER2015 Uncertain Msr Update | FALSE | FALSE |  |  | FALSE | FALSE | FALSE | FALSE | FALSE | FALSE | FALSE | FALSE | TRUE
4202 | C-In-CFLscw-Glb(9w)-dWP23 | Commercial Indoor General Lighting: CFL Lamp with integated Ballast replaces pre-existing standard lighting Wattage. Measure includes Code case. Impacts: CFL-based HOU (varies by BldgType) | DEER1314 | Lighting Disposition | 5/18/2015 | Com-Iltg-dWatt-CFL | DEER | Scaled | BaseRatio |  |  | None |  | f |  | t | Com | Any | Lighting | InGen-CFL | Ltg_Lamp | CFLint_lamp |  | ILtg-CFL-Com |  |  |  | CFLratio0357 | CFLratio0357 | CFLscw-Glb(9w) | Review |  | f | f | Disposition: MeasuresList-October312014.xlsx | RobNc |  |  |  | D1316-ILtg-Com-CFLlte30W | 1/1/2013 |  | DEER2015 Uncertain Msr Update | FALSE | FALSE |  |  | FALSE | FALSE | FALSE | FALSE | FALSE | FALSE | FALSE | FALSE | TRUE
4203 | C-In-CFLscw-PAR38(23w)-dWP59 | Commercial Indoor General Lighting: CFL Lamp with integated Ballast replaces pre-existing standard lighting Wattage. Measure includes Code case. Impacts: CFL-based HOU (varies by BldgType) | DEER1314 | Lighting Disposition | 5/18/2015 | Com-Iltg-dWatt-CFL | DEER | Scaled | BaseRatio |  |  | None |  | f |  | t | Com | Any | Lighting | InGen-CFL | Ltg_Lamp | CFLint_lamp |  | ILtg-CFL-Com |  |  |  | CFLratio0357 | CFLratio0357 | CFLscw-PAR38(23w) | Review |  | f | f | Disposition: MeasuresList-October312014.xlsx | RobNc |  |  |  | D1316-ILtg-Com-CFLlte30W | 1/1/2013 |  | DEER2015 Uncertain Msr Update | FALSE | FALSE |  |  | FALSE | FALSE | FALSE | FALSE | FALSE | FALSE | FALSE | FALSE | TRUE
4204 | C-In-CFLscw-Refl(10w)-dWP25 | Commercial Indoor General Lighting: CFL Lamp with integated Ballast replaces pre-existing standard lighting Wattage. Measure includes Code case. Impacts: CFL-based HOU (varies by BldgType) | DEER1314 | Lighting Disposition | 5/18/2015 | Com-Iltg-dWatt-CFL | DEER | Scaled | BaseRatio |  |  | None |  | f |  | t | Com | Any | Lighting | InGen-CFL | Ltg_Lamp | CFLint_lamp |  | ILtg-CFL-Com |  |  |  | CFLratio0357 | CFLratio0357 | CFLscw-Refl(10w) | Review |  | f | f | Disposition: MeasuresList-October312014.xlsx | RobNc |  |  |  | D1316-ILtg-Com-CFLlte30W | 1/1/2013 |  | DEER2015 Uncertain Msr Update | FALSE | FALSE |  |  | FALSE | FALSE | FALSE | FALSE | FALSE | FALSE | FALSE | FALSE | TRUE
4205 | C-In-CFLscw-Refl(11w)-dWP28 | Commercial Indoor General Lighting: CFL Lamp with integated Ballast replaces pre-existing standard lighting Wattage. Measure includes Code case. Impacts: CFL-based HOU (varies by BldgType) | DEER1314 | Lighting Disposition | 5/18/2015 | Com-Iltg-dWatt-CFL | DEER | Scaled | BaseRatio |  |  | None |  | f |  | t | Com | Any | Lighting | InGen-CFL | Ltg_Lamp | CFLint_lamp |  | ILtg-CFL-Com |  |  |  | CFLratio0357 | CFLratio0357 | CFLscw-Refl(11w) | Review |  | f | f | Disposition: MeasuresList-October312014.xlsx | RobNc |  |  |  | D1316-ILtg-Com-CFLlte30W | 1/1/2013 |  | DEER2015 Uncertain Msr Update | FALSE | FALSE |  |  | FALSE | FALSE | FALSE | FALSE | FALSE | FALSE | FALSE | FALSE | TRUE
4206 | C-In-CFLscw-Refl(12w)-dWP30 | Commercial Indoor General Lighting: CFL Lamp with integated Ballast replaces pre-existing standard lighting Wattage. Measure includes Code case. Impacts: CFL-based HOU (varies by BldgType) | DEER1314 | Lighting Disposition | 5/18/2015 | Com-Iltg-dWatt-CFL | DEER | Scaled | BaseRatio |  |  | None |  | f |  | t | Com | Any | Lighting | InGen-CFL | Ltg_Lamp | CFLint_lamp |  | ILtg-CFL-Com |  |  |  | CFLratio0357 | CFLratio0357 | CFLscw-Refl(12w) | Review |  | f | f | Disposition: MeasuresList-October312014.xlsx | RobNc |  |  |  | D1316-ILtg-Com-CFLlte30W | 1/1/2013 |  | DEER2015 Uncertain Msr Update | FALSE | FALSE |  |  | FALSE | FALSE | FALSE | FALSE | FALSE | FALSE | FALSE | FALSE | TRUE
4207 | C-In-CFLscw-Refl(13w)-dWP33 | Commercial Indoor General Lighting: CFL Lamp with integated Ballast replaces pre-existing standard lighting Wattage. Measure includes Code case. Impacts: CFL-based HOU (varies by BldgType) | DEER1314 | Lighting Disposition | 5/18/2015 | Com-Iltg-dWatt-CFL | DEER | Scaled | BaseRatio |  |  | None |  | f |  | t | Com | Any | Lighting | InGen-CFL | Ltg_Lamp | CFLint_lamp |  | ILtg-CFL-Com |  |  |  | CFLratio0357 | CFLratio0357 | CFLscw-Refl(13w) | Review |  | f | f | Disposition: MeasuresList-October312014.xlsx | RobNc |  |  |  | D1316-ILtg-Com-CFLlte30W | 1/1/2013 |  | DEER2015 Uncertain Msr Update | FALSE | FALSE |  |  | FALSE | FALSE | FALSE | FALSE | FALSE | FALSE | FALSE | FALSE | TRUE
4208 | C-In-CFLscw-Refl(14w)-dWP35 | Commercial Indoor General Lighting: CFL Lamp with integated Ballast replaces pre-existing standard lighting Wattage. Measure includes Code case. Impacts: CFL-based HOU (varies by BldgType) | DEER1314 | Lighting Disposition | 5/18/2015 | Com-Iltg-dWatt-CFL | DEER | Scaled | BaseRatio |  |  | None |  | f |  | t | Com | Any | Lighting | InGen-CFL | Ltg_Lamp | CFLint_lamp |  | ILtg-CFL-Com |  |  |  | CFLratio0357 | CFLratio0357 | CFLscw-Refl(14w) | Review |  | f | f | Disposition: MeasuresList-October312014.xlsx | RobNc |  |  |  | D1316-ILtg-Com-CFLlte30W | 1/1/2013 |  | DEER2015 Uncertain Msr Update | FALSE | FALSE |  |  | FALSE | FALSE | FALSE | FALSE | FALSE | FALSE | FALSE | FALSE | TRUE
4209 | C-In-CFLscw-Refl(16w)-dWP41 | Commercial Indoor General Lighting: CFL Lamp with integated Ballast replaces pre-existing standard lighting Wattage. Measure includes Code case. Impacts: CFL-based HOU (varies by BldgType) | DEER1314 | Lighting Disposition | 5/18/2015 | Com-Iltg-dWatt-CFL | DEER | Scaled | BaseRatio |  |  | None |  | f |  | t | Com | Any | Lighting | InGen-CFL | Ltg_Lamp | CFLint_lamp |  | ILtg-CFL-Com |  |  |  | CFLratio0357 | CFLratio0357 | CFLscw-Refl(16w) | Review |  | f | f | Disposition: MeasuresList-October312014.xlsx | RobNc |  |  |  | D1316-ILtg-Com-CFLlte30W | 1/1/2013 |  | DEER2015 Uncertain Msr Update | FALSE | FALSE |  |  | FALSE | FALSE | FALSE | FALSE | FALSE | FALSE | FALSE | FALSE | TRUE
4210 | C-In-CFLscw-Refl(18w)-dWP46 | Commercial Indoor General Lighting: CFL Lamp with integated Ballast replaces pre-existing standard lighting Wattage. Measure includes Code case. Impacts: CFL-based HOU (varies by BldgType) | DEER1314 | Lighting Disposition | 5/18/2015 | Com-Iltg-dWatt-CFL | DEER | Scaled | BaseRatio |  |  | None |  | f |  | t | Com | Any | Lighting | InGen-CFL | Ltg_Lamp | CFLint_lamp |  | ILtg-CFL-Com |  |  |  | CFLratio0357 | CFLratio0357 | CFLscw-Refl(18w) | Review |  | f | f | Disposition: MeasuresList-October312014.xlsx | RobNc |  |  |  | D1316-ILtg-Com-CFLlte30W | 1/1/2013 |  | DEER2015 Uncertain Msr Update | FALSE | FALSE |  |  | FALSE | FALSE | FALSE | FALSE | FALSE | FALSE | FALSE | FALSE | TRUE
4211 | C-In-CFLscw-Refl(19w)-dWP48 | Commercial Indoor General Lighting: CFL Lamp with integated Ballast replaces pre-existing standard lighting Wattage. Measure includes Code case. Impacts: CFL-based HOU (varies by BldgType) | DEER1314 | Lighting Disposition | 5/18/2015 | Com-Iltg-dWatt-CFL | DEER | Scaled | BaseRatio |  |  | None |  | f |  | t | Com | Any | Lighting | InGen-CFL | Ltg_Lamp | CFLint_lamp |  | ILtg-CFL-Com |  |  |  | CFLratio0357 | CFLratio0357 | CFLscw-Refl(19w) | Review |  | f | f | Disposition: MeasuresList-October312014.xlsx | RobNc |  |  |  | D1316-ILtg-Com-CFLlte30W | 1/1/2013 |  | DEER2015 Uncertain Msr Update | FALSE | FALSE |  |  | FALSE | FALSE | FALSE | FALSE | FALSE | FALSE | FALSE | FALSE | TRUE
4212 | C-In-CFLscw-Refl(20w)-dWP51 | Commercial Indoor General Lighting: CFL Lamp with integated Ballast replaces pre-existing standard lighting Wattage. Measure includes Code case. Impacts: CFL-based HOU (varies by BldgType) | DEER1314 | Lighting Disposition | 5/18/2015 | Com-Iltg-dWatt-CFL | DEER | Scaled | BaseRatio |  |  | None |  | f |  | t | Com | Any | Lighting | InGen-CFL | Ltg_Lamp | CFLint_lamp |  | ILtg-CFL-Com |  |  |  | CFLratio0357 | CFLratio0357 | CFLscw-Refl(20w) | Review |  | f | f | Disposition: MeasuresList-October312014.xlsx | RobNc |  |  |  | D1316-ILtg-Com-CFLlte30W | 1/1/2013 |  | DEER2015 Uncertain Msr Update | FALSE | FALSE |  |  | FALSE | FALSE | FALSE | FALSE | FALSE | FALSE | FALSE | FALSE | TRUE
4213 | C-In-CFLscw-Refl(22w)-dWP56 | Commercial Indoor General Lighting: CFL Lamp with integated Ballast replaces pre-existing standard lighting Wattage. Measure includes Code case. Impacts: CFL-based HOU (varies by BldgType) | DEER1314 | Lighting Disposition | 5/18/2015 | Com-Iltg-dWatt-CFL | DEER | Scaled | BaseRatio |  |  | None |  | f |  | t | Com | Any | Lighting | InGen-CFL | Ltg_Lamp | CFLint_lamp |  | ILtg-CFL-Com |  |  |  | CFLratio0357 | CFLratio0357 | CFLscw-Refl(22w) | Review |  | f | f | Disposition: MeasuresList-October312014.xlsx | RobNc |  |  |  | D1316-ILtg-Com-CFLlte30W | 1/1/2013 |  | DEER2015 Uncertain Msr Update | FALSE | FALSE |  |  | FALSE | FALSE | FALSE | FALSE | FALSE | FALSE | FALSE | FALSE | TRUE
4214 | C-In-CFLscw-Refl(24w)-dWP61 | Commercial Indoor General Lighting: CFL Lamp with integated Ballast replaces pre-existing standard lighting Wattage. Measure includes Code case. Impacts: CFL-based HOU (varies by BldgType) | DEER1314 | Lighting Disposition | 5/18/2015 | Com-Iltg-dWatt-CFL | DEER | Scaled | BaseRatio |  |  | None |  | f |  | t | Com | Any | Lighting | InGen-CFL | Ltg_Lamp | CFLint_lamp |  | ILtg-CFL-Com |  |  |  | CFLratio0357 | CFLratio0357 | CFLscw-Refl(24w) | Review |  | f | f | Disposition: MeasuresList-October312014.xlsx | RobNc |  |  |  | D1316-ILtg-Com-CFLlte30W | 1/1/2013 |  | DEER2015 Uncertain Msr Update | FALSE | FALSE |  |  | FALSE | FALSE | FALSE | FALSE | FALSE | FALSE | FALSE | FALSE | TRUE
4215 | C-In-CFLscw-Refl(25w)-dWP64 | Commercial Indoor General Lighting: CFL Lamp with integated Ballast replaces pre-existing standard lighting Wattage. Measure includes Code case. Impacts: CFL-based HOU (varies by BldgType) | DEER1314 | Lighting Disposition | 5/18/2015 | Com-Iltg-dWatt-CFL | DEER | Scaled | BaseRatio |  |  | None |  | f |  | t | Com | Any | Lighting | InGen-CFL | Ltg_Lamp | CFLint_lamp |  | ILtg-CFL-Com |  |  |  | CFLratio0357 | CFLratio0357 | CFLscw-Refl(25w) | Review |  | f | f | Disposition: MeasuresList-October312014.xlsx | RobNc |  |  |  | D1316-ILtg-Com-CFLlte30W | 1/1/2013 |  | DEER2015 Uncertain Msr Update | FALSE | FALSE |  |  | FALSE | FALSE | FALSE | FALSE | FALSE | FALSE | FALSE | FALSE | TRUE
4216 | C-In-CFLscw-Refl(26w)-dWP66 | Commercial Indoor General Lighting: CFL Lamp with integated Ballast replaces pre-existing standard lighting Wattage. Measure includes Code case. Impacts: CFL-based HOU (varies by BldgType) | DEER1314 | Lighting Disposition | 5/18/2015 | Com-Iltg-dWatt-CFL | DEER | Scaled | BaseRatio |  |  | None |  | f |  | t | Com | Any | Lighting | InGen-CFL | Ltg_Lamp | CFLint_lamp |  | ILtg-CFL-Com |  |  |  | CFLratio0357 | CFLratio0357 | CFLscw-Refl(26w) | Review |  | f | f | Disposition: MeasuresList-October312014.xlsx | RobNc |  |  |  | D1316-ILtg-Com-CFLlte30W | 1/1/2013 |  | DEER2015 Uncertain Msr Update | FALSE | FALSE |  |  | FALSE | FALSE | FALSE | FALSE | FALSE | FALSE | FALSE | FALSE | TRUE
4217 | C-In-CFLscw-Refl(27w)-dWP69 | Commercial Indoor General Lighting: CFL Lamp with integated Ballast replaces pre-existing standard lighting Wattage. Measure includes Code case. Impacts: CFL-based HOU (varies by BldgType) | DEER1314 | Lighting Disposition | 5/18/2015 | Com-Iltg-dWatt-CFL | DEER | Scaled | BaseRatio |  |  | None |  | f |  | t | Com | Any | Lighting | InGen-CFL | Ltg_Lamp | CFLint_lamp |  | ILtg-CFL-Com |  |  |  | CFLratio0357 | CFLratio0357 | CFLscw-Refl(27w) | Review |  | f | f | Disposition: MeasuresList-October312014.xlsx | RobNc |  |  |  | D1316-ILtg-Com-CFLlte30W | 1/1/2013 |  | DEER2015 Uncertain Msr Update | FALSE | FALSE |  |  | FALSE | FALSE | FALSE | FALSE | FALSE | FALSE | FALSE | FALSE | TRUE
4218 | C-In-CFLscw-Refl(28w)-dWP71 | Commercial Indoor General Lighting: CFL Lamp with integated Ballast replaces pre-existing standard lighting Wattage. Measure includes Code case. Impacts: CFL-based HOU (varies by BldgType) | DEER1314 | Lighting Disposition | 5/18/2015 | Com-Iltg-dWatt-CFL | DEER | Scaled | BaseRatio |  |  | None |  | f |  | t | Com | Any | Lighting | InGen-CFL | Ltg_Lamp | CFLint_lamp |  | ILtg-CFL-Com |  |  |  | CFLratio0357 | CFLratio0357 | CFLscw-Refl(28w) | Review |  | f | f | Disposition: MeasuresList-October312014.xlsx | RobNc |  |  |  | D1316-ILtg-Com-CFLlte30W | 1/1/2013 |  | DEER2015 Uncertain Msr Update | FALSE | FALSE |  |  | FALSE | FALSE | FALSE | FALSE | FALSE | FALSE | FALSE | FALSE | TRUE
4219 | C-In-CFLscw-Refl(30w)-dWP77 | Commercial Indoor General Lighting: CFL Lamp with integated Ballast replaces pre-existing standard lighting Wattage. Measure includes Code case. Impacts: CFL-based HOU (varies by BldgType) | DEER1314 | Lighting Disposition | 5/18/2015 | Com-Iltg-dWatt-CFL | DEER | Scaled | BaseRatio |  |  | None |  | f |  | t | Com | Any | Lighting | InGen-CFL | Ltg_Lamp | CFLint_lamp |  | ILtg-CFL-Com |  |  |  | CFLratio0357 | CFLratio0357 | CFLscw-Refl(30w) | Review |  | f | f | Disposition: MeasuresList-October312014.xlsx | RobNc |  |  |  | D1316-ILtg-Com-CFLlte30W | 1/1/2013 |  | DEER2015 Uncertain Msr Update | FALSE | FALSE |  |  | FALSE | FALSE | FALSE | FALSE | FALSE | FALSE | FALSE | FALSE | TRUE
4220 | C-In-CFLscw-Refl(32w)-dWP82 | Commercial Indoor General Lighting: CFL Lamp with integated Ballast replaces pre-existing standard lighting Wattage. Measure includes Code case. Impacts: CFL-based HOU (varies by BldgType) | DEER1314 | Lighting Disposition | 3/6/2015 00:00:00 | Com-Iltg-dWatt-CFL | Non-DEER | Scaled | BaseRatio |  |  | None |  | f |  | t | Com | Any | Lighting | InGen-CFL | Ltg_Lamp | CFLint_lamp |  | ILtg-CFL-Com |  |  |  | CFLratio0357 | CFLratio0357 | CFLscw-Refl(32w) | Review |  | f | f | Disposition: MeasuresList-October312014.xlsx | RobNc |  |  |  | DEER1316-Ltg-Com-CFL | 1/1/2013 |  | DEER2016 HOU Update | FALSE | FALSE |  |  | FALSE | FALSE | FALSE | FALSE | FALSE | FALSE | FALSE | FALSE | FALSE
4221 | C-In-CFLscw-Refl(40w)-dWP102 | Commercial Indoor General Lighting: CFL Lamp with integated Ballast replaces pre-existing standard lighting Wattage. Measure includes Code case. Impacts: CFL-based HOU (varies by BldgType) | DEER1314 | Lighting Disposition | 3/6/2015 00:00:00 | Com-Iltg-dWatt-CFL | Non-DEER | Scaled | BaseRatio |  |  | None |  | f |  | t | Com | Any | Lighting | InGen-CFL | Ltg_Lamp | CFLint_lamp |  | ILtg-CFL-Com |  |  |  | CFLratio0357 | CFLratio0357 | CFLscw-Refl(40w) | Review |  | f | f | Disposition: MeasuresList-October312014.xlsx | RobNc |  |  |  | DEER1316-Ltg-Com-CFL | 1/1/2013 |  | DEER2016 HOU Update | FALSE | FALSE |  |  | FALSE | FALSE | FALSE | FALSE | FALSE | FALSE | FALSE | FALSE | FALSE
4222 | C-In-CFLscw-Refl(42w)-dWP107 | Commercial Indoor General Lighting: CFL Lamp with integated Ballast replaces pre-existing standard lighting Wattage. Measure includes Code case. Impacts: CFL-based HOU (varies by BldgType) | DEER1314 | Lighting Disposition | 3/6/2015 00:00:00 | Com-Iltg-dWatt-CFL | Non-DEER | Scaled | BaseRatio |  |  | None |  | f |  | t | Com | Any | Lighting | InGen-CFL | Ltg_Lamp | CFLint_lamp |  | ILtg-CFL-Com |  |  |  | CFLratio0357 | CFLratio0357 | CFLscw-Refl(42w) | Review |  | f | f | Disposition: MeasuresList-October312014.xlsx | RobNc |  |  |  | DEER1316-Ltg-Com-CFL | 1/1/2013 |  | DEER2016 HOU Update | FALSE | FALSE |  |  | FALSE | FALSE | FALSE | FALSE | FALSE | FALSE | FALSE | FALSE | FALSE
4223 | C-In-CFLscw-Refl(45w)-dWP115 | Commercial Indoor General Lighting: CFL Lamp with integated Ballast replaces pre-existing standard lighting Wattage. Measure includes Code case. Impacts: CFL-based HOU (varies by BldgType) | DEER1314 | Lighting Disposition | 3/6/2015 00:00:00 | Com-Iltg-dWatt-CFL | Non-DEER | Scaled | BaseRatio |  |  | None |  | f |  | t | Com | Any | Lighting | InGen-CFL | Ltg_Lamp | CFLint_lamp |  | ILtg-CFL-Com |  |  |  | CFLratio0357 | CFLratio0357 | CFLscw-Refl(45w) | Review |  | f | f | Disposition: MeasuresList-October312014.xlsx | RobNc |  |  |  | DEER1316-Ltg-Com-CFL | 1/1/2013 |  | DEER2016 HOU Update | FALSE | FALSE |  |  | FALSE | FALSE | FALSE | FALSE | FALSE | FALSE | FALSE | FALSE | FALSE
4224 | C-In-CFLscw-Refl(55w)-dWP141 | Commercial Indoor General Lighting: CFL Lamp with integated Ballast replaces pre-existing standard lighting Wattage. Measure includes Code case. Impacts: CFL-based HOU (varies by BldgType) | DEER1314 | Lighting Disposition | 3/6/2015 00:00:00 | Com-Iltg-dWatt-CFL | Non-DEER | Scaled | BaseRatio |  |  | None |  | f |  | t | Com | Any | Lighting | InGen-CFL | Ltg_Lamp | CFLint_lamp |  | ILtg-CFL-Com |  |  |  | CFLratio0357 | CFLratio0357 | CFLscw-Refl(55w) | Review |  | f | f | Disposition: MeasuresList-October312014.xlsx | RobNc |  |  |  | DEER1316-Ltg-Com-CFL | 1/1/2013 |  | DEER2016 HOU Update | FALSE | FALSE |  |  | FALSE | FALSE | FALSE | FALSE | FALSE | FALSE | FALSE | FALSE | FALSE
4225 | C-In-CFLscw-Refl(7w)-dWP17 | Commercial Indoor General Lighting: CFL Lamp with integated Ballast replaces pre-existing standard lighting Wattage. Measure includes Code case. Impacts: CFL-based HOU (varies by BldgType) | DEER1314 | Lighting Disposition | 5/18/2015 | Com-Iltg-dWatt-CFL | DEER | Scaled | BaseRatio |  |  | None |  | f |  | t | Com | Any | Lighting | InGen-CFL | Ltg_Lamp | CFLint_lamp |  | ILtg-CFL-Com |  |  |  | CFLratio0357 | CFLratio0357 | CFLscw-Refl(7w) | Review |  | f | f | Disposition: MeasuresList-October312014.xlsx | RobNc |  |  |  | D1316-ILtg-Com-CFLlte30W | 1/1/2013 |  | DEER2015 Uncertain Msr Update | FALSE | FALSE |  |  | FALSE | FALSE | FALSE | FALSE | FALSE | FALSE | FALSE | FALSE | TRUE
4226 | C-In-CFLscw-Refl(8w)-dWP20 | Commercial Indoor General Lighting: CFL Lamp with integated Ballast replaces pre-existing standard lighting Wattage. Measure includes Code case. Impacts: CFL-based HOU (varies by BldgType) | DEER1314 | Lighting Disposition | 5/18/2015 | Com-Iltg-dWatt-CFL | DEER | Scaled | BaseRatio |  |  | None |  | f |  | t | Com | Any | Lighting | InGen-CFL | Ltg_Lamp | CFLint_lamp |  | ILtg-CFL-Com |  |  |  | CFLratio0357 | CFLratio0357 | CFLscw-Refl(8w) | Review |  | f | f | Disposition: MeasuresList-October312014.xlsx | RobNc |  |  |  | D1316-ILtg-Com-CFLlte30W | 1/1/2013 |  | DEER2015 Uncertain Msr Update | FALSE | FALSE |  |  | FALSE | FALSE | FALSE | FALSE | FALSE | FALSE | FALSE | FALSE | TRUE
4227 | C-In-CFLscw-Refl(9w)-dWP23 | Commercial Indoor General Lighting: CFL Lamp with integated Ballast replaces pre-existing standard lighting Wattage. Measure includes Code case. Impacts: CFL-based HOU (varies by BldgType) | DEER1314 | Lighting Disposition | 5/18/2015 | Com-Iltg-dWatt-CFL | DEER | Scaled | BaseRatio |  |  | None |  | f |  | t | Com | Any | Lighting | InGen-CFL | Ltg_Lamp | CFLint_lamp |  | ILtg-CFL-Com |  |  |  | CFLratio0357 | CFLratio0357 | CFLscw-Refl(9w) | Review |  | f | f | Disposition: MeasuresList-October312014.xlsx | RobNc |  |  |  | D1316-ILtg-Com-CFLlte30W | 1/1/2013 |  | DEER2015 Uncertain Msr Update | FALSE | FALSE |  |  | FALSE | FALSE | FALSE | FALSE | FALSE | FALSE | FALSE | FALSE | TRUE
4228 | C-In-CFLscw-Refl-1(15w)-dWP38 | Commercial Indoor General Lighting: CFL Lamp with integated Ballast replaces pre-existing standard lighting Wattage. Measure includes Code case. Impacts: CFL-based HOU (varies by BldgType) | DEER1314 | Lighting Disposition | 5/18/2015 | Com-Iltg-dWatt-CFL | DEER | Scaled | BaseRatio |  |  | None |  | f |  | t | Com | Any | Lighting | InGen-CFL | Ltg_Lamp | CFLint_lamp |  | ILtg-CFL-Com |  |  |  | CFLratio0357 | CFLratio0357 | CFLscw-Refl-1(15w) | Review |  | f | f | Disposition: MeasuresList-October312014.xlsx | RobNc |  |  |  | D1316-ILtg-Com-CFLlte30W | 1/1/2013 |  | DEER2015 Uncertain Msr Update | FALSE | FALSE |  |  | FALSE | FALSE | FALSE | FALSE | FALSE | FALSE | FALSE | FALSE | TRUE
4229 | C-In-CFLscw-Refl-1(23w)-dWP59 | Commercial Indoor General Lighting: CFL Lamp with integated Ballast replaces pre-existing standard lighting Wattage. Measure includes Code case. Impacts: CFL-based HOU (varies by BldgType) | DEER1314 | Lighting Disposition | 5/18/2015 | Com-Iltg-dWatt-CFL | DEER | Scaled | BaseRatio |  |  | None |  | f |  | t | Com | Any | Lighting | InGen-CFL | Ltg_Lamp | CFLint_lamp |  | ILtg-CFL-Com |  |  |  | CFLratio0357 | CFLratio0357 | CFLscw-Refl-1(23w) | Review |  | f | f | Disposition: MeasuresList-October312014.xlsx | RobNc |  |  |  | D1316-ILtg-Com-CFLlte30W | 1/1/2013 |  | DEER2015 Uncertain Msr Update | FALSE | FALSE |  |  | FALSE | FALSE | FALSE | FALSE | FALSE | FALSE | FALSE | FALSE | TRUE
4230 | C-In-CMH-24w(24w)-dWP46 | Commercial Indoor General Lighting: HID Lamp & Ballast replaces Halogen Lamp. Measure includes Code case. Impacts: Linear Fluorescent-based HOU (varies by BldgType) | DEER1314 | Lighting Disposition | 3/6/2015 00:00:00 | Com-Iltg-dWatt-LF | DEER | Scaled | Delta |  |  | None |  | f |  | t | Com | Any | Lighting | InGen-LF | Ltg_Lmp+Blst | HID_LmpBlst |  | ILtg-MH |  |  |  | Hal-PAR38(70w) | Hal-PAR38(70w) | CMH-24w(24w) | Review |  | f | f | Disposition: MeasuresList-October312014.xlsx | RobNc |  | ILtg-Incand-Com |  | DEER1316-Ltg-Com-LF | 1/1/2013 |  | DEER2016 HOU Update | FALSE | FALSE |  |  | FALSE | FALSE | FALSE | FALSE | FALSE | FALSE | FALSE | FALSE | FALSE
4231 | C-In-Ind(110w)-dwP80-dwC75 | Commercial Indoor General Lighting: Induction Lamp & Ballast replaces Metal Halide. Measure includes Code case. Impacts: Linear Fluorescent-based HOU (varies by BldgType) | DEER1314 | Lighting Disposition | 3/6/2015 00:00:00 | Com-Iltg-dWatt-HB | Non-DEER | Scaled | Delta |  |  | None |  | f |  | t | Com | Any | Lighting | InGen-HB | Ltg_Lmp+Blst | Ind_LmpBlst |  | ILtg-Induct-Elec |  |  |  | MH-150w(190w) | PSMH-150w(185w) | Ind(110w) | Review |  | f | f | RevisedHighBay.xlsx | ErRobNc |  | ILtg-MH |  | DEER1316-Ltg-Com-HB | 1/1/2013 |  | DEER2016 HOU Update | FALSE | FALSE |  |  | FALSE | FALSE | FALSE | FALSE | FALSE | FALSE | FALSE | FALSE | FALSE
4232 | C-In-Ind(165w)-dwP130-dwC67 | Commercial Indoor General Lighting: Induction Lamp & Ballast replaces Metal Halide. Measure includes Code case. Impacts: Linear Fluorescent-based HOU (varies by BldgType) | DEER1314 | Lighting Disposition | 3/6/2015 00:00:00 | Com-Iltg-dWatt-HB | Non-DEER | Scaled | Delta |  |  | None |  | f |  | t | Com | Any | Lighting | InGen-HB | Ltg_Lmp+Blst | Ind_LmpBlst |  | ILtg-Induct-Elec |  |  |  | MH-250w(295w) | PSMH-200w(232w) | Ind(165w) | Review |  | f | f | RevisedHighBay.xlsx | ErRobNc |  | ILtg-MH |  | DEER1316-Ltg-Com-HB | 1/1/2013 |  | DEER2016 HOU Update | FALSE | FALSE |  |  | FALSE | FALSE | FALSE | FALSE | FALSE | FALSE | FALSE | FALSE | FALSE
4233 | C-In-Ind(215w)-dWP243-dWC150 | Commercial Indoor General Lighting: Induction Lamp & Ballast replaces HID Lamp & Ballast. Measure includes Code case. Impacts: Linear Fluorescent-based HOU (varies by BldgType) | DEER1314 | Lighting Disposition | 3/6/2015 00:00:00 | Com-Iltg-dWatt-HB | Non-DEER | Scaled | Delta |  |  | None |  | f |  | t | Com | Any | Lighting | InGen-HB | Ltg_Lmp+Blst | Ind_LmpBlst |  | ILtg-Induct-Elec |  |  |  | MH-400w(458w) | PSMH-320w(365w) | Ind(215w) | Review | Not Used in 2013-2014 Final Lighting Disposition | f | f | Disposition: MeasuresList-May222014.xlsx | ErRobNc |  | ILtg-MH |  | DEER1316-Ltg-Com-HB | 1/1/2013 |  | DEER2016 HOU Update | FALSE | FALSE |  |  | FALSE | FALSE | FALSE | FALSE | FALSE | FALSE | FALSE | FALSE | FALSE
4234 | C-In-Ind(220w)-dwP238-dwC180 | Commercial Indoor General Lighting: Induction Lamp & Ballast replaces Metal Halide. Measure includes Code case. Impacts: Linear Fluorescent-based HOU (varies by BldgType) | DEER1314 | Lighting Disposition | 3/6/2015 00:00:00 | Com-Iltg-dWatt-HB | Non-DEER | Scaled | Delta |  |  | None |  | f |  | t | Com | Any | Lighting | InGen-HB | Ltg_Lmp+Blst | Ind_LmpBlst |  | ILtg-Induct-Elec |  |  |  | MH-400w(458w) | PSMH-350w(400w) | Ind(220w) | Review |  | f | f | RevisedHighBay.xlsx | ErRobNc |  | ILtg-MH |  | DEER1316-Ltg-Com-HB | 1/1/2013 |  | DEER2016 HOU Update | FALSE | FALSE |  |  | FALSE | FALSE | FALSE | FALSE | FALSE | FALSE | FALSE | FALSE | FALSE
4235 | C-In-Ind(320w)-dWP138-dWC45 | Commercial Indoor General Lighting: Induction Lamp & Ballast replaces HID Lamp & Ballast. Measure includes Code case. Impacts: Linear Fluorescent-based HOU (varies by BldgType) | DEER1314 | Lighting Disposition | 3/6/2015 00:00:00 | Com-Iltg-dWatt-HB | Non-DEER | Scaled | Delta |  |  | None |  | f |  | t | Com | Any | Lighting | InGen-HB | Ltg_Lmp+Blst | Ind_LmpBlst |  | ILtg-Induct-Elec |  |  |  | MH-400w(458w) | PSMH-320w(365w) | Ind(320w) | Review | Not Used in 2013-2014 Final Lighting Disposition | f | f | Disposition: MeasuresList-May222014.xlsx | ErRobNc |  | ILtg-MH |  | DEER1316-Ltg-Com-HB | 1/1/2013 |  | DEER2016 HOU Update | FALSE | FALSE |  |  | FALSE | FALSE | FALSE | FALSE | FALSE | FALSE | FALSE | FALSE | FALSE
4236 | C-In-Ind(330w)-dwP128-dwC126 | Commercial Indoor General Lighting: Induction Lamp & Ballast replaces Metal Halide. Measure includes Code case. Impacts: Linear Fluorescent-based HOU (varies by BldgType) | DEER1314 | Lighting Disposition | 3/6/2015 00:00:00 | Com-Iltg-dWatt-HB | Non-DEER | Scaled | Delta |  |  | None |  | f |  | t | Com | Any | Lighting | InGen-HB | Ltg_Lmp+Blst | Ind_LmpBlst |  | ILtg-Induct-Elec |  |  |  | MH-400w(458w) | PSMH-400w(456w) | Ind(330w) | Review |  | f | f | RevisedHighBay.xlsx | ErRobNc |  | ILtg-MH |  | DEER1316-Ltg-Com-HB | 1/1/2013 |  | DEER2016 HOU Update | FALSE | FALSE |  |  | FALSE | FALSE | FALSE | FALSE | FALSE | FALSE | FALSE | FALSE | FALSE
4237 | C-In-Ind(43w)-dWP85 | Commercial Indoor General Lighting: Induction Lamp & Ballast replaces HID Lamp & Ballast. Measure includes Code case. Impacts: Linear Fluorescent-based HOU (varies by BldgType) | DEER1314 | Lighting Disposition | 3/6/2015 00:00:00 | Com-Iltg-dWatt-HB | Non-DEER | Scaled | Delta |  |  | None |  | f |  | t | Com | Any | Lighting | InGen-HB | Ltg_Lmp+Blst | Ind_LmpBlst |  | ILtg-Induct-Elec |  |  |  | MH-100w(128w) | MH-100w(128w) | Ind(43w) | Review | Not Used in 2013-2014 Final Lighting Disposition | f | f | Disposition: MeasuresList-May222014.xlsx | RobNc |  | ILtg-MH |  | DEER1316-Ltg-Com-HB | 1/1/2013 |  | DEER2016 HOU Update | FALSE | FALSE |  |  | FALSE | FALSE | FALSE | FALSE | FALSE | FALSE | FALSE | FALSE | FALSE
4238 | C-In-Ind(44w)-dwP84 | Commercial Indoor General Lighting: Induction Lamp & Ballast replaces Metal Halide. Measure includes Code case. Impacts: Linear Fluorescent-based HOU (varies by BldgType) | DEER1314 | Lighting Disposition | 3/6/2015 00:00:00 | Com-Iltg-dWatt-HB | Non-DEER | Scaled | Delta |  |  | None |  | f |  | t | Com | Any | Lighting | InGen-HB | Ltg_Lmp+Blst | Ind_LmpBlst |  | ILtg-Induct-Elec |  |  |  | MH-100w(128w) | MH-100w(128w) | Ind(44w) | Review |  | f | f | RevisedHighBay.xlsx | RobNc |  | ILtg-MH |  | DEER1316-Ltg-Com-HB | 1/1/2013 |  | DEER2016 HOU Update | FALSE | FALSE |  |  | FALSE | FALSE | FALSE | FALSE | FALSE | FALSE | FALSE | FALSE | FALSE
4239 | C-In-Ind(70w)-dwP58 | Commercial Indoor General Lighting: Induction Lamp & Ballast replaces Metal Halide. Measure includes Code case. Impacts: Linear Fluorescent-based HOU (varies by BldgType) | DEER1314 | Lighting Disposition | 3/6/2015 00:00:00 | Com-Iltg-dWatt-HB | DEER | Scaled | Delta |  |  | None |  | f |  | t | Com | Any | Lighting | InGen-HB | Ltg_Lmp+Blst | Ind_LmpBlst |  | ILtg-Induct-Elec |  |  |  | MH-100w(128w) | MH-100w(128w) | Ind(70w) | Review |  | f | f | RevisedHighBay.xlsx | RobNc |  | ILtg-MH |  | DEER1316-Ltg-Com-HB | 1/1/2013 |  | DEER2016 HOU Update | FALSE | FALSE |  |  | FALSE | FALSE | FALSE | FALSE | FALSE | FALSE | FALSE | FALSE | FALSE
4240 | C-In-Ind-120w(132w)-dwP58-dwC53 | Commercial Indoor General Lighting: Induction Lamp & Ballast replaces Metal Halide. Measure includes Code case. Impacts: Linear Fluorescent-based HOU (varies by BldgType) | DEER1314 | Lighting Disposition | 3/6/2015 00:00:00 | Com-Iltg-dWatt-HB | DEER | Scaled | Delta |  |  | None |  | f |  | t | Com | Any | Lighting | InGen-HB | Ltg_Lmp+Blst | Ind_LmpBlst |  | ILtg-Induct-Elec |  |  |  | MH-175w(215w) | PSMH-150w(185w) | Ind-120w(132w) | Review |  | f | f | RevisedHighBay.xlsx | ErRobNc |  | ILtg-MH |  | DEER1316-Ltg-Com-HB | 1/1/2013 |  | DEER2016 HOU Update | FALSE | FALSE |  |  | FALSE | FALSE | FALSE | FALSE | FALSE | FALSE | FALSE | FALSE | FALSE
4241 | C-In-Ind-120w(132w)-dWP83-dWC53 | Commercial Indoor General Lighting: Induction Lamp & Ballast replaces HID Lamp & Ballast. Measure includes Code case. Impacts: Linear Fluorescent-based HOU (varies by BldgType) | DEER1314 | Lighting Disposition | 3/6/2015 00:00:00 | Com-Iltg-dWatt-HB | Non-DEER | Scaled | Delta |  |  | None |  | f |  | t | Com | Any | Lighting | InGen-HB | Ltg_Lmp+Blst | Ind_LmpBlst |  | ILtg-Induct-Elec |  |  |  | MH-175w(215w) | PSMH-150w(185w) | Ind-120w(132w) | Review | Not Used in 2013-2014 Final Lighting Disposition | f | f | Disposition: MeasuresList-May222014.xlsx | ErRobNc |  | ILtg-MH |  | DEER1316-Ltg-Com-HB | 1/1/2013 |  | DEER2016 HOU Update | FALSE | FALSE |  |  | FALSE | FALSE | FALSE | FALSE | FALSE | FALSE | FALSE | FALSE | FALSE
4242 | C-In-Ind-120w(132w)-dwP83-dwC76 | Commercial Indoor General Lighting: Induction Lamp & Ballast replaces Metal Halide. Measure includes Code case. Impacts: Linear Fluorescent-based HOU (varies by BldgType) | DEER1314 | Lighting Disposition | 3/6/2015 00:00:00 | Com-Iltg-dWatt-HB | Non-DEER | Scaled | Delta |  |  | None |  | f |  | t | Com | Any | Lighting | InGen-HB | Ltg_Lmp+Blst | Ind_LmpBlst |  | ILtg-Induct-Elec |  |  |  | MH-175w(215w) | PSMH-175w(208w) | Ind-120w(132w) | Review |  | f | f | RevisedHighBay.xlsx | ErRobNc |  | ILtg-MH |  | DEER1316-Ltg-Com-HB | 1/1/2013 |  | DEER2016 HOU Update | FALSE | FALSE |  |  | FALSE | FALSE | FALSE | FALSE | FALSE | FALSE | FALSE | FALSE | FALSE
4243 | C-In-Ind-180w(198w)-dWP97-dWC34 | Commercial Indoor General Lighting: Induction Lamp & Ballast replaces HID Lamp & Ballast. Measure includes Code case. Impacts: Linear Fluorescent-based HOU (varies by BldgType) | DEER1314 | Lighting Disposition | 3/6/2015 00:00:00 | Com-Iltg-dWatt-HB | Non-DEER | Scaled | Delta |  |  | None |  | f |  | t | Com | Any | Lighting | InGen-HB | Ltg_Lmp+Blst | Ind_LmpBlst |  | ILtg-Induct-Elec |  |  |  | MH-250w(295w) | PSMH-200w(232w) | Ind-180w(198w) | Review | Not Used in 2013-2014 Final Lighting Disposition | f | f | Disposition: MeasuresList-May222014.xlsx | ErRobNc |  | ILtg-MH |  | DEER1316-Ltg-Com-HB | 1/1/2013 |  | DEER2016 HOU Update | FALSE | FALSE |  |  | FALSE | FALSE | FALSE | FALSE | FALSE | FALSE | FALSE | FALSE | FALSE
4244 | C-In-Ind-180w(198w)-dWP97-dWC90 | Commercial Indoor General Lighting: Induction Lamp & Ballast replaces HID Lamp & Ballast. Measure includes Code case. Impacts: Linear Fluorescent-based HOU (varies by BldgType) | DEER1314 | Lighting Disposition | 3/6/2015 00:00:00 | Com-Iltg-dWatt-HB | DEER | Scaled | Delta |  |  | None |  | f |  | t | Com | Any | Lighting | InGen-HB | Ltg_Lmp+Blst | Ind_LmpBlst |  | ILtg-Induct-Elec |  |  |  | MH-250w(295w) | PSMH-250w(288w) | Ind-180w(198w) | Review | WP source e.g.: PGECOLTG113r4 | f | f | Disposition: MeasuresList-May222014.xlsx | ErRobNc |  | ILtg-MH |  | DEER1316-Ltg-Com-HB | 1/1/2013 |  | DEER2016 HOU Update | FALSE | FALSE |  |  | FALSE | FALSE | FALSE | FALSE | FALSE | FALSE | FALSE | FALSE | FALSE
4245 | C-In-Ind-250w(275w)-dwP183-dwC125 | Commercial Indoor General Lighting: Induction Lamp & Ballast replaces Metal Halide. Measure includes Code case. Impacts: Linear Fluorescent-based HOU (varies by BldgType) | DEER1314 | Lighting Disposition | 3/6/2015 00:00:00 | Com-Iltg-dWatt-HB | DEER | Scaled | Delta |  |  | None |  | f |  | t | Com | Any | Lighting | InGen-HB | Ltg_Lmp+Blst | Ind_LmpBlst |  | ILtg-Induct-Elec |  |  |  | MH-400w(458w) | PSMH-350w(400w) | Ind-250w(275w) | Review |  | f | f | RevisedHighBay.xlsx | ErRobNc |  | ILtg-MH |  | DEER1316-Ltg-Com-HB | 1/1/2013 |  | DEER2016 HOU Update | FALSE | FALSE |  |  | FALSE | FALSE | FALSE | FALSE | FALSE | FALSE | FALSE | FALSE | FALSE
4246 | C-In-Ind-250w(275w)-dWP183-dWC90 | Commercial Indoor General Lighting: Induction Lamp & Ballast replaces HID Lamp & Ballast. Measure includes Code case. Impacts: Linear Fluorescent-based HOU (varies by BldgType) | DEER1314 | Lighting Disposition | 3/6/2015 00:00:00 | Com-Iltg-dWatt-HB | Non-DEER | Scaled | Delta |  |  | None |  | f |  | t | Com | Any | Lighting | InGen-HB | Ltg_Lmp+Blst | Ind_LmpBlst |  | ILtg-Induct-Elec |  |  |  | MH-400w(458w) | PSMH-320w(365w) | Ind-250w(275w) | Review | Not Used in 2013-2014 Final Lighting Disposition | f | f | Disposition: MeasuresList-May222014.xlsx | ErRobNc |  | ILtg-MH |  | DEER1316-Ltg-Com-HB | 1/1/2013 |  | DEER2016 HOU Update | FALSE | FALSE |  |  | FALSE | FALSE | FALSE | FALSE | FALSE | FALSE | FALSE | FALSE | FALSE
4247 | C-In-Ind-360w(396w)-dWP62 | Commercial Indoor General Lighting: Induction Lamp & Ballast replaces HID Lamp & Ballast. Measure includes Code case. Impacts: Linear Fluorescent-based HOU (varies by BldgType) | DEER1314 | Lighting Disposition | 3/6/2015 00:00:00 | Com-Iltg-dWatt-HB | Non-DEER | Scaled | Delta |  |  | None |  | f |  | t | Com | Any | Lighting | InGen-HB | Ltg_Lmp+Blst | Ind_LmpBlst |  | ILtg-Induct-Elec |  |  |  | MH-400w(458w) | MH-400w(458w) | Ind-360w(396w) | Review | Not Used in 2013-2014 Final Lighting Disposition | f | f | Disposition: MeasuresList-May222014.xlsx | RobNc |  | ILtg-MH |  | DEER1316-Ltg-Com-HB | 1/1/2013 |  | DEER2016 HOU Update | FALSE | FALSE |  |  | FALSE | FALSE | FALSE | FALSE | FALSE | FALSE | FALSE | FALSE | FALSE
4248 | C-In-Ind-360w(396w)-dwP62-dwC4 | Commercial Indoor General Lighting: Induction Lamp & Ballast replaces Metal Halide. Measure includes Code case. Impacts: Linear Fluorescent-based HOU (varies by BldgType) | DEER1314 | Lighting Disposition | 3/6/2015 00:00:00 | Com-Iltg-dWatt-HB | DEER | Scaled | Delta |  |  | None |  | f |  | t | Com | Any | Lighting | InGen-HB | Ltg_Lmp+Blst | Ind_LmpBlst |  | ILtg-Induct-Elec |  |  |  | MH-400w(458w) | PSMH-350w(400w) | Ind-360w(396w) | Review |  | f | f | RevisedHighBay.xlsx | ErRobNc |  | ILtg-MH |  | DEER1316-Ltg-Com-HB | 1/1/2013 |  | DEER2016 HOU Update | FALSE | FALSE |  |  | FALSE | FALSE | FALSE | FALSE | FALSE | FALSE | FALSE | FALSE | FALSE
4249 | C-In-Ind-70w(77w)-dWP51 | Commercial Indoor General Lighting: Induction Lamp & Ballast replaces HID Lamp & Ballast. Measure includes Code case. Impacts: Linear Fluorescent-based HOU (varies by BldgType) | DEER1314 | Lighting Disposition | 3/6/2015 00:00:00 | Com-Iltg-dWatt-HB | Non-DEER | Scaled | Delta |  |  | None |  | f |  | t | Com | Any | Lighting | InGen-HB | Ltg_Lmp+Blst | Ind_LmpBlst |  | ILtg-Induct-Elec |  |  |  | MH-100w(128w) | MH-100w(128w) | Ind-70w(77w) | Review | WP source e.g.: PGECOLTG113r4 | f | f | Disposition: MeasuresList-May222014.xlsx | RobNc |  | ILtg-MH |  | DEER1316-Ltg-Com-HB | 1/1/2013 |  | DEER2016 HOU Update | FALSE | FALSE |  |  | FALSE | FALSE | FALSE | FALSE | FALSE | FALSE | FALSE | FALSE | FALSE
4250 | C-In-LED-A19(10w)-dWP19 | Commercial Indoor General Lighting: LED Lamp replaces pre-existing standard lighting Wattage. Measure includes Code case. Impacts: CFL-based HOU (varies by BldgType) | DEER1314 | Lighting Disposition | 3/6/2015 00:00:00 | Com-Iltg-dWatt-CFL | Non-DEER | Scaled | BaseRatio |  |  | None |  | f |  | t | Com | Any | Lighting | InGen-CFL | Ltg_Lamp | LED_lamp |  | ILtg-Com-LED-20000hr |  |  |  | LEDratio0296 | LEDratio0296 | LED-A19(10w) | Review | WP source: PGECOLTG165r2 | f | f | Disposition: MeasuresList-October312014.xlsx | RobNc |  |  |  | DEER1316-Ltg-Com-CFL | 1/1/2013 |  | DEER2016 HOU Update | FALSE | FALSE |  |  | FALSE | FALSE | FALSE | FALSE | FALSE | FALSE | FALSE | FALSE | FALSE
4251 | C-In-LED-A19(11w)-dWP21 | Commercial Indoor General Lighting: LED Lamp replaces pre-existing standard lighting Wattage. Measure includes Code case. Impacts: CFL-based HOU (varies by BldgType) | DEER1314 | Lighting Disposition | 3/6/2015 00:00:00 | Com-Iltg-dWatt-CFL | Non-DEER | Scaled | BaseRatio |  |  | None |  | f |  | t | Com | Any | Lighting | InGen-CFL | Ltg_Lamp | LED_lamp |  | ILtg-Com-LED-20000hr |  |  |  | LEDratio0296 | LEDratio0296 | LED-A19(11w) | Review |  | f | f | Disposition: MeasuresList-October312014.xlsx | RobNc |  |  |  | DEER1316-Ltg-Com-CFL | 1/1/2013 |  | DEER2016 HOU Update | FALSE | FALSE |  |  | FALSE | FALSE | FALSE | FALSE | FALSE | FALSE | FALSE | FALSE | FALSE
4252 | C-In-LED-A19(12w)-dWP23 | Commercial Indoor General Lighting: LED Lamp replaces pre-existing standard lighting Wattage. Measure includes Code case. Impacts: CFL-based HOU (varies by BldgType) | DEER1314 | Lighting Disposition | 3/6/2015 00:00:00 | Com-Iltg-dWatt-CFL | Non-DEER | Scaled | BaseRatio |  |  | None |  | f |  | t | Com | Any | Lighting | InGen-CFL | Ltg_Lamp | LED_lamp |  | ILtg-Com-LED-20000hr |  |  |  | LEDratio0296 | LEDratio0296 | LED-A19(12w) | Review |  | f | f | Disposition: MeasuresList-October312014.xlsx | RobNc |  |  |  | DEER1316-Ltg-Com-CFL | 1/1/2013 |  | DEER2016 HOU Update | FALSE | FALSE |  |  | FALSE | FALSE | FALSE | FALSE | FALSE | FALSE | FALSE | FALSE | FALSE
4253 | C-In-LED-A19(13w)-dWP25 | Commercial Indoor General Lighting: LED Lamp replaces pre-existing standard lighting Wattage. Measure includes Code case. Impacts: CFL-based HOU (varies by BldgType) | DEER1314 | Lighting Disposition | 3/6/2015 00:00:00 | Com-Iltg-dWatt-CFL | Non-DEER | Scaled | BaseRatio |  |  | None |  | f |  | t | Com | Any | Lighting | InGen-CFL | Ltg_Lamp | LED_lamp |  | ILtg-Com-LED-20000hr |  |  |  | LEDratio0296 | LEDratio0296 | LED-A19(13w) | Review |  | f | f | Disposition: MeasuresList-October312014.xlsx | RobNc |  |  |  | DEER1316-Ltg-Com-CFL | 1/1/2013 |  | DEER2016 HOU Update | FALSE | FALSE |  |  | FALSE | FALSE | FALSE | FALSE | FALSE | FALSE | FALSE | FALSE | FALSE
4254 | C-In-LED-A19(14w)-dWP27 | Commercial Indoor General Lighting: LED Lamp replaces pre-existing standard lighting Wattage. Measure includes Code case. Impacts: CFL-based HOU (varies by BldgType) | DEER1314 | Lighting Disposition | 3/6/2015 00:00:00 | Com-Iltg-dWatt-CFL | Non-DEER | Scaled | BaseRatio |  |  | None |  | f |  | t | Com | Any | Lighting | InGen-CFL | Ltg_Lamp | LED_lamp |  | ILtg-Com-LED-20000hr |  |  |  | LEDratio0296 | LEDratio0296 | LED-A19(14w) | Review |  | f | f | Disposition: MeasuresList-October312014.xlsx | RobNc |  |  |  | DEER1316-Ltg-Com-CFL | 1/1/2013 |  | DEER2016 HOU Update | FALSE | FALSE |  |  | FALSE | FALSE | FALSE | FALSE | FALSE | FALSE | FALSE | FALSE | FALSE
4255 | C-In-LED-A19(15w)-dWP29 | Commercial Indoor General Lighting: LED Lamp replaces pre-existing standard lighting Wattage. Measure includes Code case. Impacts: CFL-based HOU (varies by BldgType) | DEER1314 | Lighting Disposition | 3/6/2015 00:00:00 | Com-Iltg-dWatt-CFL | Non-DEER | Scaled | BaseRatio |  |  | None |  | f |  | t | Com | Any | Lighting | InGen-CFL | Ltg_Lamp | LED_lamp |  | ILtg-Com-LED-20000hr |  |  |  | LEDratio0296 | LEDratio0296 | LED-A19(15w) | Review |  | f | f | Disposition: MeasuresList-October312014.xlsx | RobNc |  |  |  | DEER1316-Ltg-Com-CFL | 1/1/2013 |  | DEER2016 HOU Update | FALSE | FALSE |  |  | FALSE | FALSE | FALSE | FALSE | FALSE | FALSE | FALSE | FALSE | FALSE
4256 | C-In-LED-A19(16w)-dWP31 | Commercial Indoor General Lighting: LED Lamp replaces pre-existing standard lighting Wattage. Measure includes Code case. Impacts: CFL-based HOU (varies by BldgType) | DEER1314 | Lighting Disposition | 3/6/2015 00:00:00 | Com-Iltg-dWatt-CFL | Non-DEER | Scaled | BaseRatio |  |  | None |  | f |  | t | Com | Any | Lighting | InGen-CFL | Ltg_Lamp | LED_lamp |  | ILtg-Com-LED-20000hr |  |  |  | LEDratio0296 | LEDratio0296 | LED-A19(16w) | Review |  | f | f | Disposition: MeasuresList-October312014.xlsx | RobNc |  |  |  | DEER1316-Ltg-Com-CFL | 1/1/2013 |  | DEER2016 HOU Update | FALSE | FALSE |  |  | FALSE | FALSE | FALSE | FALSE | FALSE | FALSE | FALSE | FALSE | FALSE
4257 | C-In-LED-A19(17w)-dWP33 | Commercial Indoor General Lighting: LED Lamp replaces pre-existing standard lighting Wattage. Measure includes Code case. Impacts: CFL-based HOU (varies by BldgType) | DEER1314 | Lighting Disposition | 3/6/2015 00:00:00 | Com-Iltg-dWatt-CFL | Non-DEER | Scaled | BaseRatio |  |  | None |  | f |  | t | Com | Any | Lighting | InGen-CFL | Ltg_Lamp | LED_lamp |  | ILtg-Com-LED-20000hr |  |  |  | LEDratio0296 | LEDratio0296 | LED-A19(17w) | Review |  | f | f | Disposition: MeasuresList-October312014.xlsx | RobNc |  |  |  | DEER1316-Ltg-Com-CFL | 1/1/2013 |  | DEER2016 HOU Update | FALSE | FALSE |  |  | FALSE | FALSE | FALSE | FALSE | FALSE | FALSE | FALSE | FALSE | FALSE
4258 | C-In-LED-A19(18w)-dWP35 | Commercial Indoor General Lighting: LED Lamp replaces pre-existing standard lighting Wattage. Measure includes Code case. Impacts: CFL-based HOU (varies by BldgType) | DEER1314 | Lighting Disposition | 3/6/2015 00:00:00 | Com-Iltg-dWatt-CFL | Non-DEER | Scaled | BaseRatio |  |  | None |  | f |  | t | Com | Any | Lighting | InGen-CFL | Ltg_Lamp | LED_lamp |  | ILtg-Com-LED-20000hr |  |  |  | LEDratio0296 | LEDratio0296 | LED-A19(18w) | Review |  | f | f | Disposition: MeasuresList-October312014.xlsx | RobNc |  |  |  | DEER1316-Ltg-Com-CFL | 1/1/2013 |  | DEER2016 HOU Update | FALSE | FALSE |  |  | FALSE | FALSE | FALSE | FALSE | FALSE | FALSE | FALSE | FALSE | FALSE
4259 | C-In-LED-A19(19w)-dWP37 | Commercial Indoor General Lighting: LED Lamp replaces pre-existing standard lighting Wattage. Measure includes Code case. Impacts: CFL-based HOU (varies by BldgType) | DEER1314 | Lighting Disposition | 3/6/2015 00:00:00 | Com-Iltg-dWatt-CFL | Non-DEER | Scaled | BaseRatio |  |  | None |  | f |  | t | Com | Any | Lighting | InGen-CFL | Ltg_Lamp | LED_lamp |  | ILtg-Com-LED-20000hr |  |  |  | LEDratio0296 | LEDratio0296 | LED-A19(19w) | Review |  | f | f | Disposition: MeasuresList-October312014.xlsx | RobNc |  |  |  | DEER1316-Ltg-Com-CFL | 1/1/2013 |  | DEER2016 HOU Update | FALSE | FALSE |  |  | FALSE | FALSE | FALSE | FALSE | FALSE | FALSE | FALSE | FALSE | FALSE
4260 | C-In-LED-A19(20w)-dWP39 | Commercial Indoor General Lighting: LED Lamp replaces pre-existing standard lighting Wattage. Measure includes Code case. Impacts: CFL-based HOU (varies by BldgType) | DEER1314 | Lighting Disposition | 3/6/2015 00:00:00 | Com-Iltg-dWatt-CFL | Non-DEER | Scaled | BaseRatio |  |  | None |  | f |  | t | Com | Any | Lighting | InGen-CFL | Ltg_Lamp | LED_lamp |  | ILtg-Com-LED-20000hr |  |  |  | LEDratio0296 | LEDratio0296 | LED-A19(20w) | Review |  | f | f | Disposition: MeasuresList-October312014.xlsx | RobNc |  |  |  | DEER1316-Ltg-Com-CFL | 1/1/2013 |  | DEER2016 HOU Update | FALSE | FALSE |  |  | FALSE | FALSE | FALSE | FALSE | FALSE | FALSE | FALSE | FALSE | FALSE
4261 | C-In-LED-A19(21w)-dWP41 | Commercial Indoor General Lighting: LED Lamp replaces pre-existing standard lighting Wattage. Measure includes Code case. Impacts: CFL-based HOU (varies by BldgType) | DEER1314 | Lighting Disposition | 3/6/2015 00:00:00 | Com-Iltg-dWatt-CFL | Non-DEER | Scaled | BaseRatio |  |  | None |  | f |  | t | Com | Any | Lighting | InGen-CFL | Ltg_Lamp | LED_lamp |  | ILtg-Com-LED-20000hr |  |  |  | LEDratio0296 | LEDratio0296 | LED-A19(21w) | Review |  | f | f | Disposition: MeasuresList-October312014.xlsx | RobNc |  |  |  | DEER1316-Ltg-Com-CFL | 1/1/2013 |  | DEER2016 HOU Update | FALSE | FALSE |  |  | FALSE | FALSE | FALSE | FALSE | FALSE | FALSE | FALSE | FALSE | FALSE
4262 | C-In-LED-A19(22w)-dWP43 | Commercial Indoor General Lighting: LED Lamp replaces pre-existing standard lighting Wattage. Measure includes Code case. Impacts: CFL-based HOU (varies by BldgType) | DEER1314 | Lighting Disposition | 3/6/2015 00:00:00 | Com-Iltg-dWatt-CFL | Non-DEER | Scaled | BaseRatio |  |  | None |  | f |  | t | Com | Any | Lighting | InGen-CFL | Ltg_Lamp | LED_lamp |  | ILtg-Com-LED-20000hr |  |  |  | LEDratio0296 | LEDratio0296 | LED-A19(22w) | Review |  | f | f | Disposition: MeasuresList-October312014.xlsx | RobNc |  |  |  | DEER1316-Ltg-Com-CFL | 1/1/2013 |  | DEER2016 HOU Update | FALSE | FALSE |  |  | FALSE | FALSE | FALSE | FALSE | FALSE | FALSE | FALSE | FALSE | FALSE
4263 | C-In-LED-A19(23w)-dWP45 | Commercial Indoor General Lighting: LED Lamp replaces pre-existing standard lighting Wattage. Measure includes Code case. Impacts: CFL-based HOU (varies by BldgType) | DEER1314 | Lighting Disposition | 3/6/2015 00:00:00 | Com-Iltg-dWatt-CFL | Non-DEER | Scaled | BaseRatio |  |  | None |  | f |  | t | Com | Any | Lighting | InGen-CFL | Ltg_Lamp | LED_lamp |  | ILtg-Com-LED-20000hr |  |  |  | LEDratio0296 | LEDratio0296 | LED-A19(23w) | Review |  | f | f | Disposition: MeasuresList-October312014.xlsx | RobNc |  |  |  | DEER1316-Ltg-Com-CFL | 1/1/2013 |  | DEER2016 HOU Update | FALSE | FALSE |  |  | FALSE | FALSE | FALSE | FALSE | FALSE | FALSE | FALSE | FALSE | FALSE
4264 | C-In-LED-A19(24w)-dWP47 | Commercial Indoor General Lighting: LED Lamp replaces pre-existing standard lighting Wattage. Measure includes Code case. Impacts: CFL-based HOU (varies by BldgType) | DEER1314 | Lighting Disposition | 3/6/2015 00:00:00 | Com-Iltg-dWatt-CFL | Non-DEER | Scaled | BaseRatio |  |  | None |  | f |  | t | Com | Any | Lighting | InGen-CFL | Ltg_Lamp | LED_lamp |  | ILtg-Com-LED-20000hr |  |  |  | LEDratio0296 | LEDratio0296 | LED-A19(24w) | Review |  | f | f | Disposition: MeasuresList-October312014.xlsx | RobNc |  |  |  | DEER1316-Ltg-Com-CFL | 1/1/2013 |  | DEER2016 HOU Update | FALSE | FALSE |  |  | FALSE | FALSE | FALSE | FALSE | FALSE | FALSE | FALSE | FALSE | FALSE
4265 | C-In-LED-A19(25w)-dWP49 | Commercial Indoor General Lighting: LED Lamp replaces pre-existing standard lighting Wattage. Measure includes Code case. Impacts: CFL-based HOU (varies by BldgType) | DEER1314 | Lighting Disposition | 3/6/2015 00:00:00 | Com-Iltg-dWatt-CFL | Non-DEER | Scaled | BaseRatio |  |  | None |  | f |  | t | Com | Any | Lighting | InGen-CFL | Ltg_Lamp | LED_lamp |  | ILtg-Com-LED-20000hr |  |  |  | LEDratio0296 | LEDratio0296 | LED-A19(25w) | Review | WP source e.g.: SCE13LG106r1 | f | f | Disposition: MeasuresList-October312014.xlsx | RobNc |  |  |  | DEER1316-Ltg-Com-CFL | 1/1/2013 |  | DEER2016 HOU Update | FALSE | FALSE |  |  | FALSE | FALSE | FALSE | FALSE | FALSE | FALSE | FALSE | FALSE | FALSE
4266 | C-In-LED-A19(30w)-dWP58 | Commercial Indoor General Lighting: LED Lamp replaces pre-existing standard lighting Wattage. Measure includes Code case. Impacts: CFL-based HOU (varies by BldgType) | DEER1314 | Lighting Disposition | 3/6/2015 00:00:00 | Com-Iltg-dWatt-CFL | Non-DEER | Scaled | BaseRatio |  |  | None |  | f |  | t | Com | Any | Lighting | InGen-CFL | Ltg_Lamp | LED_lamp |  | ILtg-Com-LED-20000hr |  |  |  | LEDratio0296 | LEDratio0296 | LED-A19(30w) | Review | Not Used by Oct 2014 disposition. May 2014 disposition used this measure in error; the Measure Technology is 18w | f | f | Disposition: MeasuresList-October312014.xlsx | RobNc |  |  |  | DEER1316-Ltg-Com-CFL | 1/1/2013 |  | DEER2016 HOU Update | FALSE | FALSE |  |  | FALSE | FALSE | FALSE | FALSE | FALSE | FALSE | FALSE | FALSE | FALSE
4267 | C-In-LED-A19(35w)-dWP68 | Commercial Indoor General Lighting: LED Lamp replaces pre-existing standard lighting Wattage. Measure includes Code case. Impacts: CFL-based HOU (varies by BldgType) | DEER1314 | Lighting Disposition | 3/6/2015 00:00:00 | Com-Iltg-dWatt-CFL | Non-DEER | Scaled | BaseRatio |  |  | None |  | f |  | t | Com | Any | Lighting | InGen-CFL | Ltg_Lamp | LED_lamp |  | ILtg-Com-LED-20000hr |  |  |  | LEDratio0296 | LEDratio0296 | LED-A19(35w) | Review | Not Used by Oct 2014 disposition. May 2014 disposition used this measure in error; the Measure Technology is 25w | f | f | Disposition: MeasuresList-October312014.xlsx | RobNc |  |  |  | DEER1316-Ltg-Com-CFL | 1/1/2013 |  | DEER2016 HOU Update | FALSE | FALSE |  |  | FALSE | FALSE | FALSE | FALSE | FALSE | FALSE | FALSE | FALSE | FALSE
4268 | C-In-LED-A19(4w)-dWP7 | Commercial Indoor General Lighting: LED Lamp replaces pre-existing standard lighting Wattage. Measure includes Code case. Impacts: CFL-based HOU (varies by BldgType) | DEER1314 | Lighting Disposition | 3/6/2015 00:00:00 | Com-Iltg-dWatt-CFL | Non-DEER | Scaled | BaseRatio |  |  | None |  | f |  | t | Com | Any | Lighting | InGen-CFL | Ltg_Lamp | LED_lamp |  | ILtg-Com-LED-20000hr |  |  |  | LEDratio0296 | LEDratio0296 | LED-A19(4w) | Review | WP source e.g.: SCE13LG106r1 | f | f | Disposition: MeasuresList-October312014.xlsx | RobNc |  |  |  | DEER1316-Ltg-Com-CFL | 1/1/2013 |  | DEER2016 HOU Update | FALSE | FALSE |  |  | FALSE | FALSE | FALSE | FALSE | FALSE | FALSE | FALSE | FALSE | FALSE
4269 | C-In-LED-A19(6w)-dWP11 | Commercial Indoor General Lighting: LED Lamp replaces pre-existing standard lighting Wattage. Measure includes Code case. Impacts: CFL-based HOU (varies by BldgType) | DEER1314 | Lighting Disposition | 3/6/2015 00:00:00 | Com-Iltg-dWatt-CFL | Non-DEER | Scaled | BaseRatio |  |  | None |  | f |  | t | Com | Any | Lighting | InGen-CFL | Ltg_Lamp | LED_lamp |  | ILtg-Com-LED-20000hr |  |  |  | LEDratio0296 | LEDratio0296 | LED-A19(6w) | Review |  | f | f | Disposition: MeasuresList-October312014.xlsx | RobNc |  |  |  | DEER1316-Ltg-Com-CFL | 1/1/2013 |  | DEER2016 HOU Update | FALSE | FALSE |  |  | FALSE | FALSE | FALSE | FALSE | FALSE | FALSE | FALSE | FALSE | FALSE
4270 | C-In-LED-A19(7w)-dWP13 | Commercial Indoor General Lighting: LED Lamp replaces pre-existing standard lighting Wattage. Measure includes Code case. Impacts: CFL-based HOU (varies by BldgType) | DEER1314 | Lighting Disposition | 3/6/2015 00:00:00 | Com-Iltg-dWatt-CFL | Non-DEER | Scaled | BaseRatio |  |  | None |  | f |  | t | Com | Any | Lighting | InGen-CFL | Ltg_Lamp | LED_lamp |  | ILtg-Com-LED-20000hr |  |  |  | LEDratio0296 | LEDratio0296 | LED-A19(7w) | Review | Not Used by Oct 2014 disposition. May 2014 disposition used this measure in error; the Measure Technology is 4w | f | f | Disposition: MeasuresList-October312014.xlsx | RobNc |  |  |  | DEER1316-Ltg-Com-CFL | 1/1/2013 |  | DEER2016 HOU Update | FALSE | FALSE |  |  | FALSE | FALSE | FALSE | FALSE | FALSE | FALSE | FALSE | FALSE | FALSE
4271 | C-In-LED-A19(8w)-dWP15 | Commercial Indoor General Lighting: LED Lamp replaces pre-existing standard lighting Wattage. Measure includes Code case. Impacts: CFL-based HOU (varies by BldgType) | DEER1314 | Lighting Disposition | 3/6/2015 00:00:00 | Com-Iltg-dWatt-CFL | Non-DEER | Scaled | BaseRatio |  |  | None |  | f |  | t | Com | Any | Lighting | InGen-CFL | Ltg_Lamp | LED_lamp |  | ILtg-Com-LED-20000hr |  |  |  | LEDratio0296 | LEDratio0296 | LED-A19(8w) | Review |  | f | f | Disposition: MeasuresList-October312014.xlsx | RobNc |  |  |  | DEER1316-Ltg-Com-CFL | 1/1/2013 |  | DEER2016 HOU Update | FALSE | FALSE |  |  | FALSE | FALSE | FALSE | FALSE | FALSE | FALSE | FALSE | FALSE | FALSE
4272 | C-In-LED-A19(9w)-dWP17 | Commercial Indoor General Lighting: LED Lamp replaces pre-existing standard lighting Wattage. Measure includes Code case. Impacts: CFL-based HOU (varies by BldgType) | DEER1314 | Lighting Disposition | 3/6/2015 00:00:00 | Com-Iltg-dWatt-CFL | Non-DEER | Scaled | BaseRatio |  |  | None |  | f |  | t | Com | Any | Lighting | InGen-CFL | Ltg_Lamp | LED_lamp |  | ILtg-Com-LED-20000hr |  |  |  | LEDratio0296 | LEDratio0296 | LED-A19(9w) | Review |  | f | f | Disposition: MeasuresList-October312014.xlsx | RobNc |  |  |  | DEER1316-Ltg-Com-CFL | 1/1/2013 |  | DEER2016 HOU Update | FALSE | FALSE |  |  | FALSE | FALSE | FALSE | FALSE | FALSE | FALSE | FALSE | FALSE | FALSE
4273 | C-In-LED-BR(11w)-dWP37 | Commercial Indoor General Lighting: LED Lamp replaces pre-existing standard lighting Wattage. Measure includes Code case. Impacts: CFL-based HOU (varies by BldgType) | DEER2011 | Lighting Disposition | 7/31/2014 00:00:00 | Com-Iltg-dWatt-CFL | Non-DEER | Scaled | BaseRatio |  |  | None |  | f |  | t | Com | Any | Lighting | InGen-CFL | Ltg_Lamp | LED_lamp |  | ILtg-Com-LED-20000hr |  |  |  | LEDratio0440 | LEDratio0440 | LED-BR(11w) | Standard | WP source: PGECOLTG177r1. For use prior to July 1, 2014 only. | f | f | Disposition: MeasuresList-October312014.xlsx | RobNc |  |  |  | None | 1/1/2013 | 6/30/2014 |  | FALSE | FALSE |  |  | FALSE | FALSE | FALSE | FALSE | FALSE | FALSE | FALSE | FALSE | FALSE
4274 | C-In-LED-BR(11w)-dWP41 | Commercial Indoor General Lighting: LED Lamp replaces pre-existing standard lighting Wattage. Measure includes Code case. Impacts: CFL-based HOU (varies by BldgType) | DEER1314 | Lighting Disposition | 3/6/2015 00:00:00 | Com-Iltg-dWatt-CFL | Non-DEER | Scaled | BaseRatio |  |  | None |  | f |  | t | Com | Any | Lighting | InGen-CFL | Ltg_Lamp | LED_lamp |  | ILtg-Com-LED-20000hr |  |  |  | LEDratio0480 | LEDratio0480 | LED-BR(11w) | Review |  | f | f | Disposition: MeasuresList-October312014.xlsx | RobNc |  |  |  | DEER1316-Ltg-Com-CFL | 1/1/2013 |  | DEER2016 HOU Update | FALSE | FALSE |  |  | FALSE | FALSE | FALSE | FALSE | FALSE | FALSE | FALSE | FALSE | FALSE
4275 | C-In-LED-BR(14w)-dWP39 | Commercial Indoor General Lighting: LED Lamp replaces pre-existing standard lighting Wattage. Measure includes Code case. Impacts: CFL-based HOU (varies by BldgType) | DEER2011 | Lighting Disposition | 7/31/2014 00:00:00 | Com-Iltg-dWatt-CFL | Non-DEER | Scaled | BaseRatio |  |  | None |  | f |  | t | Com | Any | Lighting | InGen-CFL | Ltg_Lamp | LED_lamp |  | ILtg-Com-LED-20000hr |  |  |  | LEDratio0380 | LEDratio0380 | LED-BR(14w) | Standard | WP source: PGECOLTG177r1. For use prior to July 1, 2014 only. | f | f | Disposition: MeasuresList-October312014.xlsx | RobNc |  |  |  | None | 1/1/2013 | 6/30/2014 |  | FALSE | FALSE |  |  | FALSE | FALSE | FALSE | FALSE | FALSE | FALSE | FALSE | FALSE | FALSE
4276 | C-In-LED-BR(14w)-dWP46 | Commercial Indoor General Lighting: LED Lamp replaces pre-existing standard lighting Wattage. Measure includes Code case. Impacts: CFL-based HOU (varies by BldgType) | DEER1314 | Lighting Disposition | 3/6/2015 00:00:00 | Com-Iltg-dWatt-CFL | Non-DEER | Scaled | BaseRatio |  |  | None |  | f |  | t | Com | Any | Lighting | InGen-CFL | Ltg_Lamp | LED_lamp |  | ILtg-Com-LED-20000hr |  |  |  | LEDratio0434 | LEDratio0434 | LED-BR(14w) | Review |  | f | f | Disposition: MeasuresList-October312014.xlsx | RobNc |  |  |  | DEER1316-Ltg-Com-CFL | 1/1/2013 |  | DEER2016 HOU Update | FALSE | FALSE |  |  | FALSE | FALSE | FALSE | FALSE | FALSE | FALSE | FALSE | FALSE | FALSE
4277 | C-In-LED-BR(6w)-dWP21 | Commercial Indoor General Lighting: LED Lamp replaces pre-existing standard lighting Wattage. Measure includes Code case. Impacts: CFL-based HOU (varies by BldgType) | DEER2011 | Lighting Disposition | 7/31/2014 00:00:00 | Com-Iltg-dWatt-CFL | Non-DEER | Scaled | BaseRatio |  |  | None |  | f |  | t | Com | Any | Lighting | InGen-CFL | Ltg_Lamp | LED_lamp |  | ILtg-Com-LED-20000hr |  |  |  | LEDratio0456 | LEDratio0456 | LED-BR(6w) | Standard | WP source: PGECOLTG177r1. For use prior to July 1, 2014 only. | f | f | Disposition: MeasuresList-October312014.xlsx | RobNc |  |  |  | None | 1/1/2013 | 6/30/2014 |  | FALSE | FALSE |  |  | FALSE | FALSE | FALSE | FALSE | FALSE | FALSE | FALSE | FALSE | FALSE
4278 | C-In-LED-BR(6w)-dWP30 | Commercial Indoor General Lighting: LED Lamp replaces pre-existing standard lighting Wattage. Measure includes Code case. Impacts: CFL-based HOU (varies by BldgType) | DEER1314 | Lighting Disposition | 3/6/2015 00:00:00 | Com-Iltg-dWatt-CFL | Non-DEER | Scaled | BaseRatio |  |  | None |  | f |  | t | Com | Any | Lighting | InGen-CFL | Ltg_Lamp | LED_lamp |  | ILtg-Com-LED-20000hr |  |  |  | LEDratio0609 | LEDratio0609 | LED-BR(6w) | Review |  | f | f | Disposition: MeasuresList-October312014.xlsx | RobNc |  |  |  | DEER1316-Ltg-Com-CFL | 1/1/2013 |  | DEER2016 HOU Update | FALSE | FALSE |  |  | FALSE | FALSE | FALSE | FALSE | FALSE | FALSE | FALSE | FALSE | FALSE
4279 | C-In-LED-Candle(1.8w)-dWP11 | Commercial Indoor General Lighting: LED Lamp replaces pre-existing standard lighting Wattage. Measure includes Code case. Impacts: CFL-based HOU (varies by BldgType) | DEER1314 | Lighting Disposition | 3/6/2015 00:00:00 | Com-Iltg-dWatt-CFL | Non-DEER | Scaled | BaseRatio |  |  | None |  | f |  | t | Com | Any | Lighting | InGen-CFL | Ltg_Lamp | LED_lamp |  | ILtg-Com-LED-15000hr |  |  |  | LEDratio0735 | LEDratio0735 | LED-Candle(1.8w) | Review | WP source e.g.: PGECOLTG163r2 | f | f | Disposition: MeasuresList-October312014.xlsx | RobNc |  |  |  | DEER1316-Ltg-Com-CFL | 1/1/2013 |  | DEER2016 HOU Update | FALSE | FALSE |  |  | FALSE | FALSE | FALSE | FALSE | FALSE | FALSE | FALSE | FALSE | FALSE
4280 | C-In-LED-Candle(2w)-dWP12 | Commercial Indoor General Lighting: LED Lamp replaces pre-existing standard lighting Wattage. Measure includes Code case. Impacts: CFL-based HOU (varies by BldgType) | DEER1314 | Lighting Disposition | 3/6/2015 00:00:00 | Com-Iltg-dWatt-CFL | Non-DEER | Scaled | BaseRatio |  |  | None |  | f |  | t | Com | Any | Lighting | InGen-CFL | Ltg_Lamp | LED_lamp |  | ILtg-Com-LED-15000hr |  |  |  | LEDratio0735 | LEDratio0735 | LED-Candle(2w) | Review | WP source e.g.: WPSDGENRLG0106-Rev02. Also used by PGECOLTG163r3 (starting July 1, 2014). | f | f | Disposition: MeasuresList-October312014.xlsx | RobNc |  |  |  | DEER1316-Ltg-Com-CFL | 1/1/2013 |  | DEER2016 HOU Update | FALSE | FALSE |  |  | FALSE | FALSE | FALSE | FALSE | FALSE | FALSE | FALSE | FALSE | FALSE
4281 | C-In-LED-Candle(3w)-dWP19 | Commercial Indoor General Lighting: LED Lamp replaces pre-existing standard lighting Wattage. Measure includes Code case. Impacts: CFL-based HOU (varies by BldgType) | DEER1314 | Lighting Disposition | 3/6/2015 00:00:00 | Com-Iltg-dWatt-CFL | Non-DEER | Scaled | BaseRatio |  |  | None |  | f |  | t | Com | Any | Lighting | InGen-CFL | Ltg_Lamp | LED_lamp |  | ILtg-Com-LED-15000hr |  |  |  | LEDratio0735 | LEDratio0735 | LED-Candle(3w) | Review | WP source e.g.: PGECOLTG163r2 | f | f | Disposition: MeasuresList-October312014.xlsx | RobNc |  |  |  | DEER1316-Ltg-Com-CFL | 1/1/2013 |  | DEER2016 HOU Update | FALSE | FALSE |  |  | FALSE | FALSE | FALSE | FALSE | FALSE | FALSE | FALSE | FALSE | FALSE
4282 | C-In-LED-CanRet(10w)-dWP24 | Commercial Indoor General Lighting: LED Lamp replaces pre-existing standard lighting Wattage. Measure includes Code case. Impacts: CFL-based HOU (varies by BldgType) | DEER1314 | Lighting Disposition | 3/6/2015 00:00:00 | Com-Iltg-dWatt-CFL | Non-DEER | Scaled | BaseRatio |  |  | None |  | f |  | t | Com | Any | Lighting | InGen-CFL | Ltg_Lamp | LED_lamp |  | ILtg-Com-LED-20000hr |  |  |  | LEDratio0342 | LEDratio0342 | LED-CanRet(10w) | Review |  | f | f | Disposition: MeasuresList-October312014.xlsx | RobNc |  |  |  | DEER1316-Ltg-Com-CFL | 1/1/2013 |  | DEER2016 HOU Update | FALSE | FALSE |  |  | FALSE | FALSE | FALSE | FALSE | FALSE | FALSE | FALSE | FALSE | FALSE
4283 | C-In-LED-CanRet(10w)-dWP38 | Commercial Indoor General Lighting: LED Lamp replaces Incandescent Lamp. Measure includes Code case. Impacts: CFL-based HOU (varies by BldgType) | DEER1314 | Lighting Disposition | 3/6/2015 00:00:00 | Com-Iltg-dWatt-CFL | Non-DEER | Scaled | Delta |  |  | None |  | f |  | t | Com | Any | Lighting | InGen-CFL | Ltg_Lamp | LED_lamp |  | ILtg-Com-LED-20000hr |  |  |  | Incan(48.5w) | Incan(48.5w) | LED-CanRet(10w) | Review | WP source e.g.: PGECOLTG175r0 | f | f | Disposition: MeasuresList-October312014.xlsx | RobNc |  | ILtg-Incand-Com |  | DEER1316-Ltg-Com-LF | 1/1/2013 |  | DEER2016 HOU Update | FALSE | FALSE |  |  | FALSE | FALSE | FALSE | FALSE | FALSE | FALSE | FALSE | FALSE | FALSE
4284 | C-In-LED-CanRet(12w)-dWP54 | Commercial Indoor General Lighting: LED Lamp replaces Incandescent Lamp. Measure includes Code case. Impacts: CFL-based HOU (varies by BldgType) | DEER1314 | Lighting Disposition | 3/6/2015 00:00:00 | Com-Iltg-dWatt-CFL | Non-DEER | Scaled | Delta |  |  | None |  | f |  | t | Com | Any | Lighting | InGen-CFL | Ltg_Lamp | LED_lamp |  | ILtg-Com-LED-20000hr |  |  |  | Incan(66w) | Incan(66w) | LED-CanRet(12w) | Review |  | f | f | Disposition: MeasuresList-October312014.xlsx | RobNc |  | ILtg-Incand-Com |  | DEER1316-Ltg-Com-LF | 1/1/2013 |  | DEER2016 HOU Update | FALSE | FALSE |  |  | FALSE | FALSE | FALSE | FALSE | FALSE | FALSE | FALSE | FALSE | FALSE
4285 | C-In-LED-CanRet(15w)-dWP36 | Commercial Indoor General Lighting: LED Lamp replaces pre-existing standard lighting Wattage. Measure includes Code case. Impacts: CFL-based HOU (varies by BldgType) | DEER1314 | Lighting Disposition | 3/6/2015 00:00:00 | Com-Iltg-dWatt-CFL | Non-DEER | Scaled | BaseRatio |  |  | None |  | f |  | t | Com | Any | Lighting | InGen-CFL | Ltg_Lamp | LED_lamp |  | ILtg-Com-LED-20000hr |  |  |  | LEDratio0342 | LEDratio0342 | LED-CanRet(15w) | Review | WP source e.g.: WPSDGENRLG0106r2 | f | f | Disposition: MeasuresList-October312014.xlsx | RobNc |  |  |  | DEER1316-Ltg-Com-CFL | 1/1/2013 |  | DEER2016 HOU Update | FALSE | FALSE |  |  | FALSE | FALSE | FALSE | FALSE | FALSE | FALSE | FALSE | FALSE | FALSE
4286 | C-In-LED-CanRet(15w)-dWP62 | Commercial Indoor General Lighting: LED Lamp replaces Incandescent Lamp. Measure includes Code case. Impacts: CFL-based HOU (varies by BldgType) | DEER1314 | Lighting Disposition | 3/6/2015 00:00:00 | Com-Iltg-dWatt-CFL | Non-DEER | Scaled | Delta |  |  | None |  | f |  | t | Com | Any | Lighting | InGen-CFL | Ltg_Lamp | LED_lamp |  | ILtg-Com-LED-20000hr |  |  |  | Incan(77w) | Incan(77w) | LED-CanRet(15w) | Review | WP source e.g.: PGECOLTG175r0 | f | f | Disposition: MeasuresList-October312014.xlsx | RobNc |  | ILtg-Incand-Com |  | DEER1316-Ltg-Com-LF | 1/1/2013 |  | DEER2016 HOU Update | FALSE | FALSE |  |  | FALSE | FALSE | FALSE | FALSE | FALSE | FALSE | FALSE | FALSE | FALSE
4287 | C-In-LED-CanRet(21w)-dWP57 | Commercial Indoor General Lighting: LED Lamp replaces Incandescent Lamp. Measure includes Code case. Impacts: CFL-based HOU (varies by BldgType) | DEER1314 | Lighting Disposition | 3/6/2015 00:00:00 | Com-Iltg-dWatt-CFL | Non-DEER | Scaled | Delta |  |  | None |  | f |  | t | Com | Any | Lighting | InGen-CFL | Ltg_Lamp | LED_lamp |  | ILtg-Com-LED-20000hr |  |  |  | Incan(78w) | Incan(78w) | LED-CanRet(21w) | Review |  | f | f | Disposition: MeasuresList-October312014.xlsx | RobNc |  | ILtg-Incand-Com |  | DEER1316-Ltg-Com-LF | 1/1/2013 |  | DEER2016 HOU Update | FALSE | FALSE |  |  | FALSE | FALSE | FALSE | FALSE | FALSE | FALSE | FALSE | FALSE | FALSE
4288 | C-In-LED-CanRet(8w)-dWP19 | Commercial Indoor General Lighting: LED Lamp replaces pre-existing standard lighting Wattage. Measure includes Code case. Impacts: CFL-based HOU (varies by BldgType) | DEER1314 | Lighting Disposition | 3/6/2015 00:00:00 | Com-Iltg-dWatt-CFL | Non-DEER | Scaled | BaseRatio |  |  | None |  | f |  | t | Com | Any | Lighting | InGen-CFL | Ltg_Lamp | LED_lamp |  | ILtg-Com-LED-20000hr |  |  |  | LEDratio0342 | LEDratio0342 | LED-CanRet(8w) | Review | WP source e.g.: PGECOLTG175r0 | f | f | Disposition: MeasuresList-October312014.xlsx | RobNc |  |  |  | DEER1316-Ltg-Com-CFL | 1/1/2013 |  | DEER2016 HOU Update | FALSE | FALSE |  |  | FALSE | FALSE | FALSE | FALSE | FALSE | FALSE | FALSE | FALSE | FALSE
4289 | C-In-LED-CanRet(8w)-dWP25 | Commercial Indoor General Lighting: LED Lamp replaces Incandescent Lamp. Measure includes Code case. Impacts: CFL-based HOU (varies by BldgType) | DEER1314 | Lighting Disposition | 3/6/2015 00:00:00 | Com-Iltg-dWatt-CFL | Non-DEER | Scaled | Delta |  |  | None |  | f |  | t | Com | Any | Lighting | InGen-CFL | Ltg_Lamp | LED_lamp |  | ILtg-Com-LED-20000hr |  |  |  | Incan(33w) | Incan(33w) | LED-CanRet(8w) | Review | WP source e.g.: PGECOLTG175r0 | f | f | Disposition: MeasuresList-October312014.xlsx | RobNc |  | ILtg-Incand-Com |  | DEER1316-Ltg-Com-LF | 1/1/2013 |  | DEER2016 HOU Update | FALSE | FALSE |  |  | FALSE | FALSE | FALSE | FALSE | FALSE | FALSE | FALSE | FALSE | FALSE
4290 | C-In-LEDFixt(12.1w)-dWP23 | Commercial Indoor General Lighting: LED Fixture replaces pre-existing standard lighting Wattage. Measure includes Code case. Impacts: CFL-based HOU (varies by BldgType) | DEER1314 | Lighting Disposition | 3/6/2015 00:00:00 | Com-Iltg-dWatt-CFL | Non-DEER | Scaled | BaseRatio |  |  | None |  | f |  | t | Com | Any | Lighting | InGen-CFL | Ltg_Fixture | LED_fixt |  | ILtg-Com-LED-50000hr |  |  |  | LEDratio0296 | LEDratio0296 | LEDFixt(12.1w) | Review |  | f | f | Disposition: MeasuresList-October312014.xlsx | RobNc |  |  |  | DEER1316-Ltg-Com-CFL | 1/1/2013 |  | DEER2016 HOU Update | FALSE | FALSE |  |  | FALSE | FALSE | FALSE | FALSE | FALSE | FALSE | FALSE | FALSE | FALSE
4291 | C-In-LEDFixt(131w)-dWP20 | Commercial Indoor General Lighting: LED Fixture replaces Linear Fluorescent Fixture. Measure includes Code case. Impacts: Linear Fluorescent-based HOU (varies by BldgType) | DEER1314 | Lighting Disposition | 3/6/2015 00:00:00 | Com-Iltg-dWatt-HB | Non-DEER | Scaled | Delta |  |  | None |  | f |  | t | Com | Any | Lighting | InGen-HB | Ltg_Fixture | LED_fixt |  | ILtg-Com-LED-50000hr |  |  |  | LFFixt-T8-48in-32w-2g+El-IS-VHLO(151w) | LFFixt-T8-48in-32w-2g+El-IS-VHLO(151w) | LEDFixt(131w) | Review | WP source e.g.: PGECOLTG178r2 | f | f | Disposition: MeasuresList-May222014.xlsx | RobNc |  | ILtg-Lfluor-Elec |  | DEER1316-Ltg-Com-HB | 1/1/2013 |  | DEER2016 HOU Update | FALSE | FALSE |  |  | FALSE | FALSE | FALSE | FALSE | FALSE | FALSE | FALSE | FALSE | FALSE
4292 | C-In-LEDFixt(131w)-dWP77 | Commercial Indoor General Lighting: LED Fixture replaces HID Fixture. Measure includes Code case. Impacts: Linear Fluorescent-based HOU (varies by BldgType) | DEER1314 | Lighting Disposition | 3/6/2015 00:00:00 | Com-Iltg-dWatt-HB | Non-DEER | Scaled | Delta |  |  | None |  | f |  | t | Com | Any | Lighting | InGen-HB | Ltg_Fixture | LED_fixt |  | ILtg-Com-LED-50000hr |  |  |  | HIDFixt-PSMH-175w(208w) | HIDFixt-PSMH-175w(208w) | LEDFixt(131w) | Review | WP source e.g.: PGECOLTG178r2 | f | f | Disposition: MeasuresList-May222014.xlsx | RobNc |  | ILtg-MH |  | DEER1316-Ltg-Com-HB | 1/1/2013 |  | DEER2016 HOU Update | FALSE | FALSE |  |  | FALSE | FALSE | FALSE | FALSE | FALSE | FALSE | FALSE | FALSE | FALSE
4293 | C-In-LEDFixt(160w)-dwP66 | Commercial Indoor General Lighting: LED Fixture replaces LF fixture. Measure includes Code case. Impacts: Linear Fluorescent-based HOU (varies by BldgType) | DEER1314 | Lighting Disposition | 3/6/2015 00:00:00 | Com-Iltg-dWatt-HB | Non-DEER | Scaled | Delta |  |  | None |  | f |  | t | Com | Any | Lighting | InGen-HB | Ltg_Fixture | LED_fixt |  | ILtg-Com-LED-50000hr |  |  |  | LFFixt-T8-48in-32w-2g+El-IS-VHLO(226w) | LFFixt-T8-48in-32w-2g+El-IS-VHLO(226w) | LEDFixt(160w) | Review |  | f | f | RevisedHighBay.xlsx | RobNc |  | ILtg-Lfluor-Elec |  | DEER1316-Ltg-Com-HB | 1/1/2013 |  | DEER2016 HOU Update | FALSE | FALSE |  |  | FALSE | FALSE | FALSE | FALSE | FALSE | FALSE | FALSE | FALSE | FALSE
4294 | C-In-LEDFixt(160w)-dwP72 | Commercial Indoor General Lighting: LED Fixture replaces HID fixture. Measure includes Code case. Impacts: Linear Fluorescent-based HOU (varies by BldgType) | DEER1314 | Lighting Disposition | 3/6/2015 00:00:00 | Com-Iltg-dWatt-HB | Non-DEER | Scaled | Delta |  |  | None |  | f |  | t | Com | Any | Lighting | InGen-HB | Ltg_Fixture | LED_fixt |  | ILtg-Com-LED-50000hr |  |  |  | HIDFixt-PSMH-200w(232w) | HIDFixt-PSMH-200w(232w) | LEDFixt(160w) | Review |  | f | f | RevisedHighBay.xlsx | RobNc |  | ILtg-HID |  | DEER1316-Ltg-Com-HB | 1/1/2013 |  | DEER2016 HOU Update | FALSE | FALSE |  |  | FALSE | FALSE | FALSE | FALSE | FALSE | FALSE | FALSE | FALSE | FALSE
4295 | C-In-LEDFixt(17w)-dWP33 | Commercial Indoor General Lighting: LED Fixture replaces pre-existing standard lighting Wattage. Measure includes Code case. Impacts: CFL-based HOU (varies by BldgType) | DEER1314 | Lighting Disposition | 3/6/2015 00:00:00 | Com-Iltg-dWatt-HB | Non-DEER | Scaled | BaseRatio |  |  | None |  | f |  | t | Com | Any | Lighting | InGen-HB | Ltg_Fixture | LED_fixt |  | ILtg-Com-LED-50000hr |  |  |  | LEDratio0296 | LEDratio0296 | LEDFixt(17w) | Review |  | f | f | Disposition: MeasuresList-October312014.xlsx | RobNc |  |  |  | DEER1316-Ltg-Com-HB | 1/1/2013 |  | DEER2016 HOU Update | FALSE | FALSE |  |  | FALSE | FALSE | FALSE | FALSE | FALSE | FALSE | FALSE | FALSE | FALSE
4296 | C-In-LEDFixt(187w)-dWP101 | Commercial Indoor General Lighting: LED Fixture replaces HID Fixture. Measure includes Code case. Impacts: Linear Fluorescent-based HOU (varies by BldgType) | DEER1314 | Lighting Disposition | 3/6/2015 00:00:00 | Com-Iltg-dWatt-HB | Non-DEER | Scaled | Delta |  |  | None |  | f |  | t | Com | Any | Lighting | InGen-HB | Ltg_Fixture | LED_fixt |  | ILtg-Com-LED-50000hr |  |  |  | HIDFixt-PSMH-250w(288w) | HIDFixt-PSMH-250w(288w) | LEDFixt(187w) | Review | WP source e.g.: PGECOLTG178r2 | f | f | Disposition: MeasuresList-May222014.xlsx | RobNc |  | ILtg-MH |  | DEER1316-Ltg-Com-HB | 1/1/2013 |  | DEER2016 HOU Update | FALSE | FALSE |  |  | FALSE | FALSE | FALSE | FALSE | FALSE | FALSE | FALSE | FALSE | FALSE
4297 | C-In-LEDFixt(20w)-dWP39 | Commercial Indoor General Lighting: LED Fixture replaces pre-existing standard lighting Wattage. Measure includes Code case. Impacts: CFL-based HOU (varies by BldgType) | DEER1314 | Lighting Disposition | 3/6/2015 00:00:00 | Com-Iltg-dWatt-CFL | Non-DEER | Scaled | BaseRatio |  |  | None |  | f |  | t | Com | Any | Lighting | InGen-CFL | Ltg_Fixture | LED_fixt |  | ILtg-Com-LED-50000hr |  |  |  | LEDratio0296 | LEDratio0296 | LEDFixt(20w) | Review |  | f | f | Disposition: MeasuresList-October312014.xlsx | RobNc |  |  |  | DEER1316-Ltg-Com-CFL | 1/1/2013 |  | DEER2016 HOU Update | FALSE | FALSE |  |  | FALSE | FALSE | FALSE | FALSE | FALSE | FALSE | FALSE | FALSE | FALSE
4298 | C-In-LEDFixt(220w)-dWP145 | Commercial Indoor General Lighting: LED Fixture replaces HID Fixture. Measure includes Code case. Impacts: Linear Fluorescent-based HOU (varies by BldgType) | DEER1314 | Lighting Disposition | 3/6/2015 00:00:00 | Com-Iltg-dWatt-HB | Non-DEER | Scaled | Delta |  |  | None |  | f |  | t | Com | Any | Lighting | InGen-HB | Ltg_Fixture | LED_fixt |  | ILtg-Com-LED-50000hr |  |  |  | HIDFixt-PSMH-320w(365w) | HIDFixt-PSMH-320w(365w) | LEDFixt(220w) | Review | WP source e.g.: PGECOLTG178r2 | f | f | Disposition: MeasuresList-May222014.xlsx | RobNc |  | ILtg-MH |  | DEER1316-Ltg-Com-HB | 1/1/2013 |  | DEER2016 HOU Update | FALSE | FALSE |  |  | FALSE | FALSE | FALSE | FALSE | FALSE | FALSE | FALSE | FALSE | FALSE
4299 | C-In-LEDFixt(220w)-dWP82 | Commercial Indoor General Lighting: LED Fixture replaces Linear Fluorescent Fixture. Measure includes Code case. Impacts: Linear Fluorescent-based HOU (varies by BldgType) | DEER1314 | Lighting Disposition | 3/6/2015 00:00:00 | Com-Iltg-dWatt-HB | Non-DEER | Scaled | Delta |  |  | None |  | f |  | t | Com | Any | Lighting | InGen-HB | Ltg_Fixture | LED_fixt |  | ILtg-Com-LED-50000hr |  |  |  | LFFixt-T8-48in-32w-2g+El-IS-VHLO(302w) | LFFixt-T8-48in-32w-2g+El-IS-VHLO(302w) | LEDFixt(220w) | Review | WP source e.g.: PGECOLTG178r2 | f | f | Disposition: MeasuresList-May222014.xlsx | RobNc |  | ILtg-Lfluor-Elec |  | DEER1316-Ltg-Com-HB | 1/1/2013 |  | DEER2016 HOU Update | FALSE | FALSE |  |  | FALSE | FALSE | FALSE | FALSE | FALSE | FALSE | FALSE | FALSE | FALSE
4300 | C-In-LEDFixt(22w)-dwP37 | Commercial Indoor General Lighting: LED Fixture replaces LF fixture. Measure includes Code case. Impacts: Linear Fluorescent-based HOU (varies by BldgType) | DEER1314 | Lighting Disposition | 3/6/2015 00:00:00 | Com-Iltg-dWatt-CFL | Non-DEER | Scaled | Delta |  |  | None |  | f |  | t | Com | Any | Lighting | InGen-CFL | Ltg_Fixture | LED_fixt |  | ILtg-Com-LED-50000hr |  |  |  | LFFixt-T8-48in-32w-2g+El-IS-NLO(59w) | LFFixt-T8-48in-32w-2g+El-IS-NLO(59w) | LEDFixt(22w) | Review |  | f | f | RevisedHighBay.xlsx | RobNc |  | ILtg-Lfluor-Elec |  | DEER1316-Ltg-Com-LF | 1/1/2013 |  | DEER2016 HOU Update | FALSE | FALSE |  |  | FALSE | FALSE | FALSE | FALSE | FALSE | FALSE | FALSE | FALSE | FALSE
4301 | C-In-LEDFixt(22w)-dWP43 | Commercial Indoor General Lighting: LED Fixture replaces pre-existing standard lighting Wattage. Measure includes Code case. Impacts: CFL-based HOU (varies by BldgType) | DEER1314 | Lighting Disposition | 3/6/2015 00:00:00 | Com-Iltg-dWatt-CFL | Non-DEER | Scaled | BaseRatio |  |  | None |  | f |  | t | Com | Any | Lighting | InGen-CFL | Ltg_Fixture | LED_fixt |  | ILtg-Com-LED-50000hr |  |  |  | LEDratio0296 | LEDratio0296 | LEDFixt(22w) | Review |  | f | f | Disposition: MeasuresList-October312014.xlsx | RobNc |  |  |  | DEER1316-Ltg-Com-CFL | 1/1/2013 |  | DEER2016 HOU Update | FALSE | FALSE |  |  | FALSE | FALSE | FALSE | FALSE | FALSE | FALSE | FALSE | FALSE | FALSE
4302 | C-In-LEDFixt(262w)-dWP138 | Commercial Indoor General Lighting: LED Fixture replaces HID Fixture. Measure includes Code case. Impacts: Linear Fluorescent-based HOU (varies by BldgType) | DEER1314 | Lighting Disposition | 3/6/2015 00:00:00 | Com-Iltg-dWatt-HB | Non-DEER | Scaled | Delta |  |  | None |  | f |  | t | Com | Any | Lighting | InGen-HB | Ltg_Fixture | LED_fixt |  | ILtg-Com-LED-50000hr |  |  |  | HIDFixt-PSMH-350w(400w) | HIDFixt-PSMH-350w(400w) | LEDFixt(262w) | Review | WP source e.g.: PGECOLTG178r2 | f | f | Disposition: MeasuresList-May222014.xlsx | RobNc |  | ILtg-MH |  | DEER1316-Ltg-Com-HB | 1/1/2013 |  | DEER2016 HOU Update | FALSE | FALSE |  |  | FALSE | FALSE | FALSE | FALSE | FALSE | FALSE | FALSE | FALSE | FALSE
4303 | C-In-LEDFixt(280w)-dwP176 | Commercial Indoor General Lighting: LED Fixture replaces HID fixture. Measure includes Code case. Impacts: Linear Fluorescent-based HOU (varies by BldgType) | DEER1314 | Lighting Disposition | 3/6/2015 00:00:00 | Com-Iltg-dWatt-HB | Non-DEER | Scaled | Delta |  |  | None |  | f |  | t | Com | Any | Lighting | InGen-HB | Ltg_Fixture | LED_fixt |  | ILtg-Com-LED-50000hr |  |  |  | HIDFixt-PSMH-400w(456w) | HIDFixt-PSMH-400w(456w) | LEDFixt(280w) | Review |  | f | f | RevisedHighBay.xlsx | RobNc |  | ILtg-HID |  | DEER1316-Ltg-Com-HB | 1/1/2013 |  | DEER2016 HOU Update | FALSE | FALSE |  |  | FALSE | FALSE | FALSE | FALSE | FALSE | FALSE | FALSE | FALSE | FALSE
4304 | C-In-LEDFixt(320w)-dWP186 | Commercial Indoor General Lighting: LED Fixture replaces HID Fixture. Measure includes Code case. Impacts: Linear Fluorescent-based HOU (varies by BldgType) | DEER1314 | Lighting Disposition | 3/6/2015 00:00:00 | Com-Iltg-dWatt-HB | Non-DEER | Scaled | Delta |  |  | None |  | f |  | t | Com | Any | Lighting | InGen-HB | Ltg_Fixture | LED_fixt |  | ILtg-Com-LED-50000hr |  |  |  | HIDFixt-PSMH-450w(506w) | HIDFixt-PSMH-450w(506w) | LEDFixt(320w) | Review | WP source e.g.: PGECOLTG178r2 | f | f | Disposition: MeasuresList-May222014.xlsx | RobNc |  | ILtg-MH |  | DEER1316-Ltg-Com-HB | 1/1/2013 |  | DEER2016 HOU Update | FALSE | FALSE |  |  | FALSE | FALSE | FALSE | FALSE | FALSE | FALSE | FALSE | FALSE | FALSE
4305 | C-In-LEDFixt(500w)-dWP318 | Commercial Indoor General Lighting: LED Fixture replaces HID Fixture. Measure includes Code case. Impacts: Linear Fluorescent-based HOU (varies by BldgType) | DEER1314 | Lighting Disposition | 3/6/2015 00:00:00 | Com-Iltg-dWatt-HB | Non-DEER | Scaled | Delta |  |  | None |  | f |  | t | Com | Any | Lighting | InGen-HB | Ltg_Fixture | LED_fixt |  | ILtg-Com-LED-50000hr |  |  |  | HIDFixt-PSMH-750w(818w) | HIDFixt-PSMH-750w(818w) | LEDFixt(500w) | Review | WP source e.g.: PGECOLTG178r2 | f | f | Disposition: MeasuresList-May222014.xlsx | RobNc |  | ILtg-MH |  | DEER1316-Ltg-Com-HB | 1/1/2013 |  | DEER2016 HOU Update | FALSE | FALSE |  |  | FALSE | FALSE | FALSE | FALSE | FALSE | FALSE | FALSE | FALSE | FALSE
4306 | C-In-LEDFixt(750w)-dWP330 | Commercial Indoor General Lighting: LED Fixture replaces HID Fixture. Measure includes Code case. Impacts: Linear Fluorescent-based HOU (varies by BldgType) | DEER1314 | Lighting Disposition | 3/6/2015 00:00:00 | Com-Iltg-dWatt-HB | Non-DEER | Scaled | Delta |  |  | None |  | f |  | t | Com | Any | Lighting | InGen-HB | Ltg_Fixture | LED_fixt |  | ILtg-Com-LED-50000hr |  |  |  | HIDFixt-PSMH-1000w(1080w) | HIDFixt-PSMH-1000w(1080w) | LEDFixt(750w) | Review | WP source e.g.: PGECOLTG178r2 | f | f | Disposition: MeasuresList-May222014.xlsx | RobNc |  | ILtg-MH |  | DEER1316-Ltg-Com-HB | 1/1/2013 |  | DEER2016 HOU Update | FALSE | FALSE |  |  | FALSE | FALSE | FALSE | FALSE | FALSE | FALSE | FALSE | FALSE | FALSE
4307 | C-In-LEDFixt(7w)-dWP13 | Commercial Indoor General Lighting: LED Fixture replaces pre-existing standard lighting Wattage. Measure includes Code case. Impacts: CFL-based HOU (varies by BldgType) | DEER1314 | Lighting Disposition | 3/6/2015 00:00:00 | Com-Iltg-dWatt-CFL | Non-DEER | Scaled | BaseRatio |  |  | None |  | f |  | t | Com | Any | Lighting | InGen-CFL | Ltg_Fixture | LED_fixt |  | ILtg-Com-LED-50000hr |  |  |  | LEDratio0296 | LEDratio0296 | LEDFixt(7w) | Review |  | f | f | Disposition: MeasuresList-October312014.xlsx | RobNc |  |  |  | DEER1316-Ltg-Com-CFL | 1/1/2013 |  | DEER2016 HOU Update | FALSE | FALSE |  |  | FALSE | FALSE | FALSE | FALSE | FALSE | FALSE | FALSE | FALSE | FALSE
4308 | C-In-LEDFixt-1(11w)-dWP21 | Commercial Indoor General Lighting: LED Fixture replaces pre-existing standard lighting Wattage. Measure includes Code case. Impacts: CFL-based HOU (varies by BldgType) | DEER1314 | Lighting Disposition | 3/6/2015 00:00:00 | Com-Iltg-dWatt-CFL | Non-DEER | Scaled | BaseRatio |  |  | None |  | f |  | t | Com | Any | Lighting | InGen-CFL | Ltg_Fixture | LED_fixt |  | ILtg-Com-LED-50000hr |  |  |  | LEDratio0296 | LEDratio0296 | LEDFixt-1(11w) | Review |  | f | f | Disposition: MeasuresList-October312014.xlsx | RobNc |  |  |  | DEER1316-Ltg-Com-CFL | 1/1/2013 |  | DEER2016 HOU Update | FALSE | FALSE |  |  | FALSE | FALSE | FALSE | FALSE | FALSE | FALSE | FALSE | FALSE | FALSE
4309 | C-In-LEDFixt-1(14w)-dWP27 | Commercial Indoor General Lighting: LED Fixture replaces pre-existing standard lighting Wattage. Measure includes Code case. Impacts: CFL-based HOU (varies by BldgType) | DEER1314 | Lighting Disposition | 3/6/2015 00:00:00 | Com-Iltg-dWatt-CFL | Non-DEER | Scaled | BaseRatio |  |  | None |  | f |  | t | Com | Any | Lighting | InGen-CFL | Ltg_Fixture | LED_fixt |  | ILtg-Com-LED-50000hr |  |  |  | LEDratio0296 | LEDratio0296 | LEDFixt-1(14w) | Review |  | f | f | Disposition: MeasuresList-October312014.xlsx | RobNc |  |  |  | DEER1316-Ltg-Com-CFL | 1/1/2013 |  | DEER2016 HOU Update | FALSE | FALSE |  |  | FALSE | FALSE | FALSE | FALSE | FALSE | FALSE | FALSE | FALSE | FALSE
4310 | C-In-LEDFixt-1(16w)-dWP31 | Commercial Indoor General Lighting: LED Fixture replaces pre-existing standard lighting Wattage. Measure includes Code case. Impacts: CFL-based HOU (varies by BldgType) | DEER1314 | Lighting Disposition | 3/6/2015 00:00:00 | Com-Iltg-dWatt-CFL | Non-DEER | Scaled | BaseRatio |  |  | None |  | f |  | t | Com | Any | Lighting | InGen-CFL | Ltg_Fixture | LED_fixt |  | ILtg-Com-LED-50000hr |  |  |  | LEDratio0296 | LEDratio0296 | LEDFixt-1(16w) | Review |  | f | f | Disposition: MeasuresList-October312014.xlsx | RobNc |  |  |  | DEER1316-Ltg-Com-CFL | 1/1/2013 |  | DEER2016 HOU Update | FALSE | FALSE |  |  | FALSE | FALSE | FALSE | FALSE | FALSE | FALSE | FALSE | FALSE | FALSE
4311 | C-In-LEDFixt-2(13w)-dWP25 | Commercial Indoor General Lighting: LED Fixture replaces pre-existing standard lighting Wattage. Measure includes Code case. Impacts: CFL-based HOU (varies by BldgType) | DEER1314 | Lighting Disposition | 3/6/2015 00:00:00 | Com-Iltg-dWatt-CFL | Non-DEER | Scaled | BaseRatio |  |  | None |  | f |  | t | Com | Any | Lighting | InGen-CFL | Ltg_Fixture | LED_fixt |  | ILtg-Com-LED-50000hr |  |  |  | LEDratio0296 | LEDratio0296 | LEDFixt-2(13w) | Review |  | f | f | Disposition: MeasuresList-October312014.xlsx | RobNc |  |  |  | DEER1316-Ltg-Com-CFL | 1/1/2013 |  | DEER2016 HOU Update | FALSE | FALSE |  |  | FALSE | FALSE | FALSE | FALSE | FALSE | FALSE | FALSE | FALSE | FALSE
4312 | C-In-LEDFixt-2(24w)-dWP47 | Commercial Indoor General Lighting: LED Fixture replaces pre-existing standard lighting Wattage. Measure includes Code case. Impacts: CFL-based HOU (varies by BldgType) | DEER1314 | Lighting Disposition | 3/6/2015 00:00:00 | Com-Iltg-dWatt-CFL | Non-DEER | Scaled | BaseRatio |  |  | None |  | f |  | t | Com | Any | Lighting | InGen-CFL | Ltg_Fixture | LED_fixt |  | ILtg-Com-LED-50000hr |  |  |  | LEDratio0296 | LEDratio0296 | LEDFixt-2(24w) | Review |  | f | f | Disposition: MeasuresList-October312014.xlsx | RobNc |  |  |  | DEER1316-Ltg-Com-CFL | 1/1/2013 |  | DEER2016 HOU Update | FALSE | FALSE |  |  | FALSE | FALSE | FALSE | FALSE | FALSE | FALSE | FALSE | FALSE | FALSE
4313 | C-In-LEDFixt-2(25w)-dWP49 | Commercial Indoor General Lighting: LED Fixture replaces pre-existing standard lighting Wattage. Measure includes Code case. Impacts: CFL-based HOU (varies by BldgType) | DEER1314 | Lighting Disposition | 3/6/2015 00:00:00 | Com-Iltg-dWatt-CFL | Non-DEER | Scaled | BaseRatio |  |  | None |  | f |  | t | Com | Any | Lighting | InGen-CFL | Ltg_Fixture | LED_fixt |  | ILtg-Com-LED-50000hr |  |  |  | LEDratio0296 | LEDratio0296 | LEDFixt-2(25w) | Review |  | f | f | Disposition: MeasuresList-October312014.xlsx | RobNc |  |  |  | DEER1316-Ltg-Com-CFL | 1/1/2013 |  | DEER2016 HOU Update | FALSE | FALSE |  |  | FALSE | FALSE | FALSE | FALSE | FALSE | FALSE | FALSE | FALSE | FALSE
4314 | C-In-LEDFixt-2(280w)-dWP176 | Commercial Indoor General Lighting: LED Fixture replaces HID Fixture. Measure includes Code case. Impacts: Linear Fluorescent-based HOU (varies by BldgType) | DEER1314 | Lighting Disposition | 3/6/2015 00:00:00 | Com-Iltg-dWatt-HB | Non-DEER | Scaled | Delta |  |  | None |  | f |  | t | Com | Any | Lighting | InGen-HB | Ltg_Fixture | LED_fixt |  | ILtg-Com-LED-50000hr |  |  |  | HIDFixt-PSMH-400w(456w) | HIDFixt-PSMH-400w(456w) | LEDFixt-2(280w) | Review | WP source e.g.: PGECOLTG178r2 | f | f | Disposition: MeasuresList-May222014.xlsx | RobNc |  | ILtg-MH |  | DEER1316-Ltg-Com-HB | 1/1/2013 |  | DEER2016 HOU Update | FALSE | FALSE |  |  | FALSE | FALSE | FALSE | FALSE | FALSE | FALSE | FALSE | FALSE | FALSE
4315 | C-In-LEDFixt-2(5w)-dWP9 | Commercial Indoor General Lighting: LED Fixture replaces pre-existing standard lighting Wattage. Measure includes Code case. Impacts: CFL-based HOU (varies by BldgType) | DEER1314 | Lighting Disposition | 3/6/2015 00:00:00 | Com-Iltg-dWatt-CFL | Non-DEER | Scaled | BaseRatio |  |  | None |  | f |  | t | Com | Any | Lighting | InGen-CFL | Ltg_Fixture | LED_fixt |  | ILtg-Com-LED-50000hr |  |  |  | LEDratio0296 | LEDratio0296 | LEDFixt-2(5w) | Review |  | f | f | Disposition: MeasuresList-October312014.xlsx | RobNc |  |  |  | DEER1316-Ltg-Com-CFL | 1/1/2013 |  | DEER2016 HOU Update | FALSE | FALSE |  |  | FALSE | FALSE | FALSE | FALSE | FALSE | FALSE | FALSE | FALSE | FALSE
4316 | C-In-LEDFixt-3(15w)-dWP29 | Commercial Indoor General Lighting: LED Fixture replaces pre-existing standard lighting Wattage. Measure includes Code case. Impacts: CFL-based HOU (varies by BldgType) | DEER1314 | Lighting Disposition | 3/6/2015 00:00:00 | Com-Iltg-dWatt-CFL | Non-DEER | Scaled | BaseRatio |  |  | None |  | f |  | t | Com | Any | Lighting | InGen-CFL | Ltg_Fixture | LED_fixt |  | ILtg-Com-LED-50000hr |  |  |  | LEDratio0296 | LEDratio0296 | LEDFixt-3(15w) | Review |  | f | f | Disposition: MeasuresList-October312014.xlsx | RobNc |  |  |  | DEER1316-Ltg-Com-CFL | 1/1/2013 |  | DEER2016 HOU Update | FALSE | FALSE |  |  | FALSE | FALSE | FALSE | FALSE | FALSE | FALSE | FALSE | FALSE | FALSE
4317 | C-In-LEDFixt-3(18w)-dWP35 | Commercial Indoor General Lighting: LED Fixture replaces pre-existing standard lighting Wattage. Measure includes Code case. Impacts: CFL-based HOU (varies by BldgType) | DEER1314 | Lighting Disposition | 3/6/2015 00:00:00 | Com-Iltg-dWatt-CFL | Non-DEER | Scaled | BaseRatio |  |  | None |  | f |  | t | Com | Any | Lighting | InGen-CFL | Ltg_Fixture | LED_fixt |  | ILtg-Com-LED-50000hr |  |  |  | LEDratio0296 | LEDratio0296 | LEDFixt-3(18w) | Review |  | f | f | Disposition: MeasuresList-October312014.xlsx | RobNc |  |  |  | DEER1316-Ltg-Com-CFL | 1/1/2013 |  | DEER2016 HOU Update | FALSE | FALSE |  |  | FALSE | FALSE | FALSE | FALSE | FALSE | FALSE | FALSE | FALSE | FALSE
4318 | C-In-LEDFixt-3(19w)-dWP37 | Commercial Indoor General Lighting: LED Fixture replaces pre-existing standard lighting Wattage. Measure includes Code case. Impacts: CFL-based HOU (varies by BldgType) | DEER1314 | Lighting Disposition | 3/6/2015 00:00:00 | Com-Iltg-dWatt-CFL | Non-DEER | Scaled | BaseRatio |  |  | None |  | f |  | t | Com | Any | Lighting | InGen-CFL | Ltg_Fixture | LED_fixt |  | ILtg-Com-LED-50000hr |  |  |  | LEDratio0296 | LEDratio0296 | LEDFixt-3(19w) | Review |  | f | f | Disposition: MeasuresList-October312014.xlsx | RobNc |  |  |  | DEER1316-Ltg-Com-CFL | 1/1/2013 |  | DEER2016 HOU Update | FALSE | FALSE |  |  | FALSE | FALSE | FALSE | FALSE | FALSE | FALSE | FALSE | FALSE | FALSE
4319 | C-In-LEDFixt-3(21w)-dWP41 | Commercial Indoor General Lighting: LED Fixture replaces pre-existing standard lighting Wattage. Measure includes Code case. Impacts: CFL-based HOU (varies by BldgType) | DEER1314 | Lighting Disposition | 3/6/2015 00:00:00 | Com-Iltg-dWatt-CFL | Non-DEER | Scaled | BaseRatio |  |  | None |  | f |  | t | Com | Any | Lighting | InGen-CFL | Ltg_Fixture | LED_fixt |  | ILtg-Com-LED-50000hr |  |  |  | LEDratio0296 | LEDratio0296 | LEDFixt-3(21w) | Review |  | f | f | Disposition: MeasuresList-October312014.xlsx | RobNc |  |  |  | DEER1316-Ltg-Com-CFL | 1/1/2013 |  | DEER2016 HOU Update | FALSE | FALSE |  |  | FALSE | FALSE | FALSE | FALSE | FALSE | FALSE | FALSE | FALSE | FALSE
4320 | C-In-LEDFixt-3(8w)-dWP15 | Commercial Indoor General Lighting: LED Fixture replaces pre-existing standard lighting Wattage. Measure includes Code case. Impacts: CFL-based HOU (varies by BldgType) | DEER1314 | Lighting Disposition | 3/6/2015 00:00:00 | Com-Iltg-dWatt-CFL | Non-DEER | Scaled | BaseRatio |  |  | None |  | f |  | t | Com | Any | Lighting | InGen-CFL | Ltg_Fixture | LED_fixt |  | ILtg-Com-LED-50000hr |  |  |  | LEDratio0296 | LEDratio0296 | LEDFixt-3(8w) | Review |  | f | f | Disposition: MeasuresList-October312014.xlsx | RobNc |  |  |  | DEER1316-Ltg-Com-CFL | 1/1/2013 |  | DEER2016 HOU Update | FALSE | FALSE |  |  | FALSE | FALSE | FALSE | FALSE | FALSE | FALSE | FALSE | FALSE | FALSE
4321 | C-In-LEDFixt-3(9w)-dWP17 | Commercial Indoor General Lighting: LED Fixture replaces pre-existing standard lighting Wattage. Measure includes Code case. Impacts: CFL-based HOU (varies by BldgType) | DEER1314 | Lighting Disposition | 3/6/2015 00:00:00 | Com-Iltg-dWatt-CFL | Non-DEER | Scaled | BaseRatio |  |  | None |  | f |  | t | Com | Any | Lighting | InGen-CFL | Ltg_Fixture | LED_fixt |  | ILtg-Com-LED-50000hr |  |  |  | LEDratio0296 | LEDratio0296 | LEDFixt-3(9w) | Review |  | f | f | Disposition: MeasuresList-October312014.xlsx | RobNc |  |  |  | DEER1316-Ltg-Com-CFL | 1/1/2013 |  | DEER2016 HOU Update | FALSE | FALSE |  |  | FALSE | FALSE | FALSE | FALSE | FALSE | FALSE | FALSE | FALSE | FALSE
4322 | C-In-LEDFixt-4(160w)-dWP66 | Commercial Indoor General Lighting: LED Fixture replaces Linear Fluorescent Fixture. Measure includes Code case. Impacts: Linear Fluorescent-based HOU (varies by BldgType) | DEER1314 | Lighting Disposition | 3/6/2015 00:00:00 | Com-Iltg-dWatt-HB | Non-DEER | Scaled | Delta |  |  | None |  | f |  | t | Com | Any | Lighting | InGen-HB | Ltg_Fixture | LED_fixt |  | ILtg-Com-LED-50000hr |  |  |  | LFFixt-T8-48in-32w-2g+El-IS-VHLO(226w) | LFFixt-T8-48in-32w-2g+El-IS-VHLO(226w) | LEDFixt-4(160w) | Review | WP source e.g.: PGECOLTG178r2 | f | f | Disposition: MeasuresList-May222014.xlsx | RobNc |  | ILtg-Lfluor-Elec |  | DEER1316-Ltg-Com-HB | 1/1/2013 |  | DEER2016 HOU Update | FALSE | FALSE |  |  | FALSE | FALSE | FALSE | FALSE | FALSE | FALSE | FALSE | FALSE | FALSE
4323 | C-In-LEDFixt-4(160w)-dWP72 | Commercial Indoor General Lighting: LED Fixture replaces HID Fixture. Measure includes Code case. Impacts: Linear Fluorescent-based HOU (varies by BldgType) | DEER1314 | Lighting Disposition | 3/6/2015 00:00:00 | Com-Iltg-dWatt-HB | Non-DEER | Scaled | Delta |  |  | None |  | f |  | t | Com | Any | Lighting | InGen-HB | Ltg_Fixture | LED_fixt |  | ILtg-Com-LED-50000hr |  |  |  | HIDFixt-PSMH-200w(232w) | HIDFixt-PSMH-200w(232w) | LEDFixt-4(160w) | Review | WP source e.g.: PGECOLTG178r2 | f | f | Disposition: MeasuresList-May222014.xlsx | RobNc |  | ILtg-MH |  | DEER1316-Ltg-Com-HB | 1/1/2013 |  | DEER2016 HOU Update | FALSE | FALSE |  |  | FALSE | FALSE | FALSE | FALSE | FALSE | FALSE | FALSE | FALSE | FALSE
4324 | C-In-LEDFixt-4(23w)-dWP45 | Commercial Indoor General Lighting: LED Fixture replaces pre-existing standard lighting Wattage. Measure includes Code case. Impacts: CFL-based HOU (varies by BldgType) | DEER1314 | Lighting Disposition | 3/6/2015 00:00:00 | Com-Iltg-dWatt-CFL | Non-DEER | Scaled | BaseRatio |  |  | None |  | f |  | t | Com | Any | Lighting | InGen-CFL | Ltg_Fixture | LED_fixt |  | ILtg-Com-LED-50000hr |  |  |  | LEDratio0296 | LEDratio0296 | LEDFixt-4(23w) | Review |  | f | f | Disposition: MeasuresList-October312014.xlsx | RobNc |  |  |  | DEER1316-Ltg-Com-CFL | 1/1/2013 |  | DEER2016 HOU Update | FALSE | FALSE |  |  | FALSE | FALSE | FALSE | FALSE | FALSE | FALSE | FALSE | FALSE | FALSE
4325 | C-In-LEDFixt-6(10w)-dWP19 | Commercial Indoor General Lighting: LED Fixture replaces pre-existing standard lighting Wattage. Measure includes Code case. Impacts: CFL-based HOU (varies by BldgType) | DEER1314 | Lighting Disposition | 3/6/2015 00:00:00 | Com-Iltg-dWatt-CFL | Non-DEER | Scaled | BaseRatio |  |  | None |  | f |  | t | Com | Any | Lighting | InGen-CFL | Ltg_Fixture | LED_fixt |  | ILtg-Com-LED-50000hr |  |  |  | LEDratio0296 | LEDratio0296 | LEDFixt-6(10w) | Review |  | f | f | Disposition: MeasuresList-October312014.xlsx | RobNc |  |  |  | DEER1316-Ltg-Com-CFL | 1/1/2013 |  | DEER2016 HOU Update | FALSE | FALSE |  |  | FALSE | FALSE | FALSE | FALSE | FALSE | FALSE | FALSE | FALSE | FALSE
4326 | C-In-LEDFixt-6(12w)-dWP23 | Commercial Indoor General Lighting: LED Fixture replaces pre-existing standard lighting Wattage. Measure includes Code case. Impacts: CFL-based HOU (varies by BldgType) | DEER1314 | Lighting Disposition | 3/6/2015 00:00:00 | Com-Iltg-dWatt-CFL | Non-DEER | Scaled | BaseRatio |  |  | None |  | f |  | t | Com | Any | Lighting | InGen-CFL | Ltg_Fixture | LED_fixt |  | ILtg-Com-LED-50000hr |  |  |  | LEDratio0296 | LEDratio0296 | LEDFixt-6(12w) | Review |  | f | f | Disposition: MeasuresList-October312014.xlsx | RobNc |  |  |  | DEER1316-Ltg-Com-CFL | 1/1/2013 |  | DEER2016 HOU Update | FALSE | FALSE |  |  | FALSE | FALSE | FALSE | FALSE | FALSE | FALSE | FALSE | FALSE | FALSE
4327 | C-In-LEDFixt-7(10w)-dWP19 | Commercial Indoor General Lighting: LED Fixture replaces pre-existing standard lighting Wattage. Measure includes Code case. Impacts: CFL-based HOU (varies by BldgType) | DEER1314 | Lighting Disposition | 3/6/2015 00:00:00 | Com-Iltg-dWatt-CFL | Non-DEER | Scaled | BaseRatio |  |  | None |  | f |  | t | Com | Any | Lighting | InGen-CFL | Ltg_Fixture | LED_fixt |  | ILtg-Com-LED-50000hr |  |  |  | LEDratio0296 | LEDratio0296 | LEDFixt-7(10w) | Review |  | f | f | Disposition: MeasuresList-October312014.xlsx | RobNc |  |  |  | DEER1316-Ltg-Com-CFL | 1/1/2013 |  | DEER2016 HOU Update | FALSE | FALSE |  |  | FALSE | FALSE | FALSE | FALSE | FALSE | FALSE | FALSE | FALSE | FALSE
4328 | C-In-LEDFixt-RDR(21w)-dWP41 | Commercial Indoor General Lighting: LED Fixture replaces pre-existing standard lighting Wattage. Measure includes Code case. Impacts: CFL-based HOU (varies by BldgType) | DEER1314 | Lighting Disposition | 3/6/2015 00:00:00 | Com-Iltg-dWatt-CFL | Non-DEER | Scaled | BaseRatio |  |  | None |  | f |  | t | Com | Any | Lighting | InGen-CFL | Ltg_Fixture | LED_fixt |  | ILtg-Com-LED-50000hr |  |  |  | LEDratio0296 | LEDratio0296 | LEDFixt-RDR(21w) | Review |  | f | f | Disposition: MeasuresList-October312014.xlsx | RobNc |  |  |  | DEER1316-Ltg-Com-CFL | 1/1/2013 |  | DEER2016 HOU Update | FALSE | FALSE |  |  | FALSE | FALSE | FALSE | FALSE | FALSE | FALSE | FALSE | FALSE | FALSE
4329 | C-In-LEDFixt-RDR-3(12w)-dWP23 | Commercial Indoor General Lighting: LED Fixture replaces pre-existing standard lighting Wattage. Measure includes Code case. Impacts: CFL-based HOU (varies by BldgType) | DEER1314 | Lighting Disposition | 3/6/2015 00:00:00 | Com-Iltg-dWatt-CFL | Non-DEER | Scaled | BaseRatio |  |  | None |  | f |  | t | Com | Any | Lighting | InGen-CFL | Ltg_Fixture | LED_fixt |  | ILtg-Com-LED-50000hr |  |  |  | LEDratio0296 | LEDratio0296 | LEDFixt-RDR-3(12w) | Review |  | f | f | Disposition: MeasuresList-October312014.xlsx | RobNc |  |  |  | DEER1316-Ltg-Com-CFL | 1/1/2013 |  | DEER2016 HOU Update | FALSE | FALSE |  |  | FALSE | FALSE | FALSE | FALSE | FALSE | FALSE | FALSE | FALSE | FALSE
4330 | C-In-LED-Glb(1w)-dWP6 | Commercial Indoor General Lighting: LED Lamp replaces pre-existing standard lighting Wattage. Measure includes Code case. Impacts: CFL-based HOU (varies by BldgType) | DEER1314 | Lighting Disposition | 3/6/2015 00:00:00 | Com-Iltg-dWatt-CFL | Non-DEER | Scaled | BaseRatio |  |  | None |  | f |  | t | Com | Any | Lighting | InGen-CFL | Ltg_Lamp | LED_lamp |  | ILtg-Com-LED-15000hr |  |  |  | LEDratio0747 | LEDratio0747 | LED-Glb(1w) | Review | WP source: PGECOLTG164r2 | f | f | Disposition: MeasuresList-October312014.xlsx | RobNc |  |  |  | DEER1316-Ltg-Com-CFL | 1/1/2013 |  | DEER2016 HOU Update | FALSE | FALSE |  |  | FALSE | FALSE | FALSE | FALSE | FALSE | FALSE | FALSE | FALSE | FALSE
4331 | C-In-LED-Glb(2w)-dWP12 | Commercial Indoor General Lighting: LED Lamp replaces pre-existing standard lighting Wattage. Measure includes Code case. Impacts: CFL-based HOU (varies by BldgType) | DEER1314 | Lighting Disposition | 3/6/2015 00:00:00 | Com-Iltg-dWatt-CFL | Non-DEER | Scaled | BaseRatio |  |  | None |  | f |  | t | Com | Any | Lighting | InGen-CFL | Ltg_Lamp | LED_lamp |  | ILtg-Com-LED-15000hr |  |  |  | LEDratio0747 | LEDratio0747 | LED-Glb(2w) | Review | WP source: PGECOLTG164r3 | f | f | Disposition: MeasuresList-October312014.xlsx | RobNc |  |  |  | DEER1316-Ltg-Com-CFL | 7/1/2014 |  | DEER2016 HOU Update | FALSE | FALSE |  |  | FALSE | FALSE | FALSE | FALSE | FALSE | FALSE | FALSE | FALSE | FALSE
4332 | C-In-LED-Glb(3w)-dWP11 | Commercial Indoor General Lighting: LED Lamp replaces pre-existing standard lighting Wattage. Measure includes Code case. Impacts: CFL-based HOU (varies by BldgType) | DEER1314 | Lighting Disposition | 3/6/2015 00:00:00 | Com-Iltg-dWatt-CFL | Non-DEER | Scaled | BaseRatio |  |  | None |  | f |  | t | Com | Any | Lighting | InGen-CFL | Ltg_Lamp | LED_lamp |  | ILtg-Com-LED-20000hr |  |  |  | LEDratio0494 | LEDratio0494 | LED-Glb(3w) | Review | WP source: PGECOLTG164r2 | f | f | Disposition: MeasuresList-October312014.xlsx | RobNc |  |  |  | DEER1316-Ltg-Com-CFL | 1/1/2013 |  | DEER2016 HOU Update | FALSE | FALSE |  |  | FALSE | FALSE | FALSE | FALSE | FALSE | FALSE | FALSE | FALSE | FALSE
4333 | C-In-LED-MR16(10w)-dWP32 | Commercial Indoor General Lighting: LED Lamp replaces pre-existing standard lighting Wattage. Measure includes Code case. Impacts: CFL-based HOU (varies by BldgType) | DEER1314 | Lighting Disposition | 3/6/2015 00:00:00 | Com-Iltg-dWatt-CFL | Non-DEER | Scaled | BaseRatio |  |  | None |  | f |  | t | Com | Any | Lighting | InGen-CFL | Ltg_Lamp | LED_lamp |  | ILtg-Com-LED-20000hr |  |  |  | LEDratio0424 | LEDratio0424 | LED-MR16(10w) | Review | WP source e.g.: SCE13LG106rx | f | f | Disposition: MeasuresList-October312014.xlsx | RobNc |  |  |  | DEER1316-Ltg-Com-CFL | 1/1/2013 |  | DEER2016 HOU Update | FALSE | FALSE |  |  | FALSE | FALSE | FALSE | FALSE | FALSE | FALSE | FALSE | FALSE | FALSE
4334 | C-In-LED-MR16(11w)-dWP35 | Commercial Indoor General Lighting: LED Lamp replaces pre-existing standard lighting Wattage. Measure includes Code case. Impacts: CFL-based HOU (varies by BldgType) | DEER1314 | Lighting Disposition | 3/6/2015 00:00:00 | Com-Iltg-dWatt-CFL | Non-DEER | Scaled | BaseRatio |  |  | None |  | f |  | t | Com | Any | Lighting | InGen-CFL | Ltg_Lamp | LED_lamp |  | ILtg-Com-LED-20000hr |  |  |  | LEDratio0424 | LEDratio0424 | LED-MR16(11w) | Review | WP source e.g.: SCE13LG106rx | f | f | Disposition: MeasuresList-October312014.xlsx | RobNc |  |  |  | DEER1316-Ltg-Com-CFL | 1/1/2013 |  | DEER2016 HOU Update | FALSE | FALSE |  |  | FALSE | FALSE | FALSE | FALSE | FALSE | FALSE | FALSE | FALSE | FALSE
4335 | C-In-LED-MR16(12w)-dWP38 | Commercial Indoor General Lighting: LED Lamp replaces pre-existing standard lighting Wattage. Measure includes Code case. Impacts: CFL-based HOU (varies by BldgType) | DEER1314 | Lighting Disposition | 3/6/2015 00:00:00 | Com-Iltg-dWatt-CFL | Non-DEER | Scaled | BaseRatio |  |  | None |  | f |  | t | Com | Any | Lighting | InGen-CFL | Ltg_Lamp | LED_lamp |  | ILtg-Com-LED-20000hr |  |  |  | LEDratio0424 | LEDratio0424 | LED-MR16(12w) | Review | WP source e.g.: SCE13LG106rx | f | f | Disposition: MeasuresList-October312014.xlsx | RobNc |  |  |  | DEER1316-Ltg-Com-CFL | 1/1/2013 |  | DEER2016 HOU Update | FALSE | FALSE |  |  | FALSE | FALSE | FALSE | FALSE | FALSE | FALSE | FALSE | FALSE | FALSE
4336 | C-In-LED-MR16(2w)-dWP6 | Commercial Indoor General Lighting: LED Lamp replaces pre-existing standard lighting Wattage. Measure includes Code case. Impacts: CFL-based HOU (varies by BldgType) | DEER1314 | Lighting Disposition | 3/6/2015 00:00:00 | Com-Iltg-dWatt-CFL | Non-DEER | Scaled | BaseRatio |  |  | None |  | f |  | t | Com | Any | Lighting | InGen-CFL | Ltg_Lamp | LED_lamp |  | ILtg-Com-LED-20000hr |  |  |  | LEDratio0424 | LEDratio0424 | LED-MR16(2w) | Review | Not Used by Oct 2014 disposition. May 2014 disposition used this measure in error; the Measure Technology is 3w | f | f | Disposition: MeasuresList-October312014.xlsx | RobNc |  |  |  | DEER1316-Ltg-Com-CFL | 1/1/2013 |  | DEER2016 HOU Update | FALSE | FALSE |  |  | FALSE | FALSE | FALSE | FALSE | FALSE | FALSE | FALSE | FALSE | FALSE
4337 | C-In-LED-MR16(3w)-dWP9 | Commercial Indoor General Lighting: LED Lamp replaces pre-existing standard lighting Wattage. Measure includes Code case. Impacts: CFL-based HOU (varies by BldgType) | DEER1314 | Lighting Disposition | 3/6/2015 00:00:00 | Com-Iltg-dWatt-CFL | Non-DEER | Scaled | BaseRatio |  |  | None |  | f |  | t | Com | Any | Lighting | InGen-CFL | Ltg_Lamp | LED_lamp |  | ILtg-Com-LED-20000hr |  |  |  | LEDratio0424 | LEDratio0424 | LED-MR16(3w) | Review |  | f | f | Disposition: MeasuresList-October312014.xlsx | RobNc |  |  |  | DEER1316-Ltg-Com-CFL | 1/1/2013 |  | DEER2016 HOU Update | FALSE | FALSE |  |  | FALSE | FALSE | FALSE | FALSE | FALSE | FALSE | FALSE | FALSE | FALSE
4338 | C-In-LED-MR16(4w)-dWP12 | Commercial Indoor General Lighting: LED Lamp replaces pre-existing standard lighting Wattage. Measure includes Code case. Impacts: CFL-based HOU (varies by BldgType) | DEER1314 | Lighting Disposition | 3/6/2015 00:00:00 | Com-Iltg-dWatt-CFL | Non-DEER | Scaled | BaseRatio |  |  | None |  | f |  | t | Com | Any | Lighting | InGen-CFL | Ltg_Lamp | LED_lamp |  | ILtg-Com-LED-20000hr |  |  |  | LEDratio0424 | LEDratio0424 | LED-MR16(4w) | Review | WP source e.g.: WPSDGENRLG0106r2 | f | f | Disposition: MeasuresList-October312014.xlsx | RobNc |  |  |  | DEER1316-Ltg-Com-CFL | 1/1/2013 |  | DEER2016 HOU Update | FALSE | FALSE |  |  | FALSE | FALSE | FALSE | FALSE | FALSE | FALSE | FALSE | FALSE | FALSE
4339 | C-In-LED-MR16(5w)-dWP16 | Commercial Indoor General Lighting: LED Lamp replaces pre-existing standard lighting Wattage. Measure includes Code case. Impacts: CFL-based HOU (varies by BldgType) | DEER1314 | Lighting Disposition | 3/6/2015 00:00:00 | Com-Iltg-dWatt-CFL | Non-DEER | Scaled | BaseRatio |  |  | None |  | f |  | t | Com | Any | Lighting | InGen-CFL | Ltg_Lamp | LED_lamp |  | ILtg-Com-LED-20000hr |  |  |  | LEDratio0424 | LEDratio0424 | LED-MR16(5w) | Review | WP source e.g.: WPSDGENRLG0106r2 | f | f | Disposition: MeasuresList-October312014.xlsx | RobNc |  |  |  | DEER1316-Ltg-Com-CFL | 1/1/2013 |  | DEER2016 HOU Update | FALSE | FALSE |  |  | FALSE | FALSE | FALSE | FALSE | FALSE | FALSE | FALSE | FALSE | FALSE
4340 | C-In-LED-MR16(6.1w)-dWP19 | Commercial Indoor General Lighting: LED Lamp replaces pre-existing standard lighting Wattage. Measure includes Code case. Impacts: CFL-based HOU (varies by BldgType) | DEER1314 | Lighting Disposition | 3/6/2015 00:00:00 | Com-Iltg-dWatt-CFL | Non-DEER | Scaled | BaseRatio |  |  | None |  | f |  | t | Com | Any | Lighting | InGen-CFL | Ltg_Lamp | LED_lamp |  | ILtg-Com-LED-20000hr |  |  |  | LEDratio0424 | LEDratio0424 | LED-MR16(6.1w) | Review |  | f | f | Disposition: MeasuresList-October312014.xlsx | RobNc |  |  |  | DEER1316-Ltg-Com-CFL | 1/1/2013 |  | DEER2016 HOU Update | FALSE | FALSE |  |  | FALSE | FALSE | FALSE | FALSE | FALSE | FALSE | FALSE | FALSE | FALSE
4341 | C-In-LED-MR16(6w)-dWP19 | Commercial Indoor General Lighting: LED Lamp replaces pre-existing standard lighting Wattage. Measure includes Code case. Impacts: CFL-based HOU (varies by BldgType) | DEER1314 | Lighting Disposition | 3/6/2015 00:00:00 | Com-Iltg-dWatt-CFL | Non-DEER | Scaled | BaseRatio |  |  | None |  | f |  | t | Com | Any | Lighting | InGen-CFL | Ltg_Lamp | LED_lamp |  | ILtg-Com-LED-20000hr |  |  |  | LEDratio0424 | LEDratio0424 | LED-MR16(6w) | Review | WP source e.g.: SCE13LG106r1 | f | f | Disposition: MeasuresList-October312014.xlsx | RobNc |  |  |  | DEER1316-Ltg-Com-CFL | 1/1/2013 |  | DEER2016 HOU Update | FALSE | FALSE |  |  | FALSE | FALSE | FALSE | FALSE | FALSE | FALSE | FALSE | FALSE | FALSE
4342 | C-In-LED-MR16(7w)-dWP22 | Commercial Indoor General Lighting: LED Lamp replaces pre-existing standard lighting Wattage. Measure includes Code case. Impacts: CFL-based HOU (varies by BldgType) | DEER1314 | Lighting Disposition | 3/6/2015 00:00:00 | Com-Iltg-dWatt-CFL | Non-DEER | Scaled | BaseRatio |  |  | None |  | f |  | t | Com | Any | Lighting | InGen-CFL | Ltg_Lamp | LED_lamp |  | ILtg-Com-LED-20000hr |  |  |  | LEDratio0424 | LEDratio0424 | LED-MR16(7w) | Review | WP source e.g.: SCE13LG106r1 | f | f | Disposition: MeasuresList-October312014.xlsx | RobNc |  |  |  | DEER1316-Ltg-Com-CFL | 1/1/2013 |  | DEER2016 HOU Update | FALSE | FALSE |  |  | FALSE | FALSE | FALSE | FALSE | FALSE | FALSE | FALSE | FALSE | FALSE
4343 | C-In-LED-MR16(8.1w)-dWP26 | Commercial Indoor General Lighting: LED Lamp replaces pre-existing standard lighting Wattage. Measure includes Code case. Impacts: CFL-based HOU (varies by BldgType) | DEER1314 | Lighting Disposition | 3/6/2015 00:00:00 | Com-Iltg-dWatt-CFL | Non-DEER | Scaled | BaseRatio |  |  | None |  | f |  | t | Com | Any | Lighting | InGen-CFL | Ltg_Lamp | LED_lamp |  | ILtg-Com-LED-20000hr |  |  |  | LEDratio0424 | LEDratio0424 | LED-MR16(8.1w) | Review |  | f | f | Disposition: MeasuresList-October312014.xlsx | RobNc |  |  |  | DEER1316-Ltg-Com-CFL | 1/1/2013 |  | DEER2016 HOU Update | FALSE | FALSE |  |  | FALSE | FALSE | FALSE | FALSE | FALSE | FALSE | FALSE | FALSE | FALSE
4344 | C-In-LED-MR16(8w)-dWP25 | Commercial Indoor General Lighting: LED Lamp replaces pre-existing standard lighting Wattage. Measure includes Code case. Impacts: CFL-based HOU (varies by BldgType) | DEER1314 | Lighting Disposition | 3/6/2015 00:00:00 | Com-Iltg-dWatt-CFL | Non-DEER | Scaled | BaseRatio |  |  | None |  | f |  | t | Com | Any | Lighting | InGen-CFL | Ltg_Lamp | LED_lamp |  | ILtg-Com-LED-20000hr |  |  |  | LEDratio0424 | LEDratio0424 | LED-MR16(8w) | Review | WP source e.g.: SCE13LG106r1 | f | f | Disposition: MeasuresList-October312014.xlsx | RobNc |  |  |  | DEER1316-Ltg-Com-CFL | 1/1/2013 |  | DEER2016 HOU Update | FALSE | FALSE |  |  | FALSE | FALSE | FALSE | FALSE | FALSE | FALSE | FALSE | FALSE | FALSE
4345 | C-In-LED-MR16(9w)-dWP29 | Commercial Indoor General Lighting: LED Lamp replaces pre-existing standard lighting Wattage. Measure includes Code case. Impacts: CFL-based HOU (varies by BldgType) | DEER1314 | Lighting Disposition | 3/6/2015 00:00:00 | Com-Iltg-dWatt-CFL | Non-DEER | Scaled | BaseRatio |  |  | None |  | f |  | t | Com | Any | Lighting | InGen-CFL | Ltg_Lamp | LED_lamp |  | ILtg-Com-LED-20000hr |  |  |  | LEDratio0424 | LEDratio0424 | LED-MR16(9w) | Review | WP source e.g.: SCE13LG106r1 | f | f | Disposition: MeasuresList-October312014.xlsx | RobNc |  |  |  | DEER1316-Ltg-Com-CFL | 1/1/2013 |  | DEER2016 HOU Update | FALSE | FALSE |  |  | FALSE | FALSE | FALSE | FALSE | FALSE | FALSE | FALSE | FALSE | FALSE
4346 | C-In-LED-PAR20(10w)-dWP37 | Commercial Indoor General Lighting: LED Lamp replaces pre-existing standard lighting Wattage. Measure includes Code case. Impacts: CFL-based HOU (varies by BldgType) | DEER1314 | Lighting Disposition | 3/6/2015 00:00:00 | Com-Iltg-dWatt-CFL | Non-DEER | Scaled | BaseRatio |  |  | None |  | f |  | t | Com | Any | Lighting | InGen-CFL | Ltg_Lamp | LED_lamp |  | ILtg-Com-LED-20000hr |  |  |  | LEDratio0470 | LEDratio0470 | LED-PAR20(10w) | Review | WP source e.g.: SCE13LG106r1 | f | f | Disposition: MeasuresList-October312014.xlsx | RobNc |  |  |  | DEER1316-Ltg-Com-CFL | 1/1/2013 |  | DEER2016 HOU Update | FALSE | FALSE |  |  | FALSE | FALSE | FALSE | FALSE | FALSE | FALSE | FALSE | FALSE | FALSE
4347 | C-In-LED-PAR20(4w)-dWP14 | Commercial Indoor General Lighting: LED Lamp replaces pre-existing standard lighting Wattage. Measure includes Code case. Impacts: CFL-based HOU (varies by BldgType) | DEER1314 | Lighting Disposition | 3/6/2015 00:00:00 | Com-Iltg-dWatt-CFL | Non-DEER | Scaled | BaseRatio |  |  | None |  | f |  | t | Com | Any | Lighting | InGen-CFL | Ltg_Lamp | LED_lamp |  | ILtg-Com-LED-20000hr |  |  |  | LEDratio0470 | LEDratio0470 | LED-PAR20(4w) | Review | WP source e.g.: SCE13LG106r1 | f | f | Disposition: MeasuresList-October312014.xlsx | RobNc |  |  |  | DEER1316-Ltg-Com-CFL | 1/1/2013 |  | DEER2016 HOU Update | FALSE | FALSE |  |  | FALSE | FALSE | FALSE | FALSE | FALSE | FALSE | FALSE | FALSE | FALSE
4348 | C-In-LED-PAR20(5.5w)-dWP20 | Commercial Indoor General Lighting: LED Lamp replaces pre-existing standard lighting Wattage. Measure includes Code case. Impacts: CFL-based HOU (varies by BldgType) | DEER2011 | Lighting Disposition | 7/30/2014 00:00:00 | Com-Iltg-dWatt-CFL | Non-DEER | Scaled | BaseRatio |  |  | None |  | f |  | t | Com | Any | Lighting | InGen-CFL | Ltg_Lamp | LED_lamp |  | ILtg-Com-LED-20000hr |  |  |  | LEDratio0470 | LEDratio0470 | LED-PAR20(5.5w) | Standard | May not be claimed after December 31, 2013 for PGECOLTG141r2. Replacement measure is C-In-LED-PAR20(6w)-dWP22 | f | f | Disposition: MeasuresList-October312014.xlsx | RobNc |  |  |  | None | 1/1/2013 | 12/31/2013 |  | FALSE | FALSE |  |  | FALSE | FALSE | FALSE | FALSE | FALSE | FALSE | FALSE | FALSE | FALSE
4349 | C-In-LED-PAR20(6w)-dWP22 | Commercial Indoor General Lighting: LED Lamp replaces pre-existing standard lighting Wattage. Measure includes Code case. Impacts: CFL-based HOU (varies by BldgType) | DEER1314 | Lighting Disposition | 3/6/2015 00:00:00 | Com-Iltg-dWatt-CFL | Non-DEER | Scaled | BaseRatio |  |  | None |  | f |  | t | Com | Any | Lighting | InGen-CFL | Ltg_Lamp | LED_lamp |  | ILtg-Com-LED-20000hr |  |  |  | LEDratio0470 | LEDratio0470 | LED-PAR20(6w) | Review | May be used starting January 1, 2014 for PGECOLTG141r3 | f | f | Disposition: MeasuresList-October312014.xlsx | RobNc |  |  |  | DEER1316-Ltg-Com-CFL | 1/1/2013 |  | DEER2016 HOU Update | FALSE | FALSE |  |  | FALSE | FALSE | FALSE | FALSE | FALSE | FALSE | FALSE | FALSE | FALSE
4350 | C-In-LED-PAR20(7w)-dWP25 | Commercial Indoor General Lighting: LED Lamp replaces pre-existing standard lighting Wattage. Measure includes Code case. Impacts: CFL-based HOU (varies by BldgType) | DEER1314 | Lighting Disposition | 3/6/2015 00:00:00 | Com-Iltg-dWatt-CFL | Non-DEER | Scaled | BaseRatio |  |  | None |  | f |  | t | Com | Any | Lighting | InGen-CFL | Ltg_Lamp | LED_lamp |  | ILtg-Com-LED-20000hr |  |  |  | LEDratio0470 | LEDratio0470 | LED-PAR20(7w) | Review | WP source e.g.: SCE13LG106r1 | f | f | Disposition: MeasuresList-October312014.xlsx | RobNc |  |  |  | DEER1316-Ltg-Com-CFL | 1/1/2013 |  | DEER2016 HOU Update | FALSE | FALSE |  |  | FALSE | FALSE | FALSE | FALSE | FALSE | FALSE | FALSE | FALSE | FALSE
4351 | C-In-LED-PAR20(8w)-dWP29 | Commercial Indoor General Lighting: LED Lamp replaces pre-existing standard lighting Wattage. Measure includes Code case. Impacts: CFL-based HOU (varies by BldgType) | DEER1314 | Lighting Disposition | 3/6/2015 00:00:00 | Com-Iltg-dWatt-CFL | Non-DEER | Scaled | BaseRatio |  |  | None |  | f |  | t | Com | Any | Lighting | InGen-CFL | Ltg_Lamp | LED_lamp |  | ILtg-Com-LED-20000hr |  |  |  | LEDratio0470 | LEDratio0470 | LED-PAR20(8w) | Review | WP source e.g.: SCE13LG106r1 | f | f | Disposition: MeasuresList-October312014.xlsx | RobNc |  |  |  | DEER1316-Ltg-Com-CFL | 1/1/2013 |  | DEER2016 HOU Update | FALSE | FALSE |  |  | FALSE | FALSE | FALSE | FALSE | FALSE | FALSE | FALSE | FALSE | FALSE
4352 | C-In-LED-PAR20(9w)-dWP33 | Commercial Indoor General Lighting: LED Lamp replaces pre-existing standard lighting Wattage. Measure includes Code case. Impacts: CFL-based HOU (varies by BldgType) | DEER1314 | Lighting Disposition | 3/6/2015 00:00:00 | Com-Iltg-dWatt-CFL | Non-DEER | Scaled | BaseRatio |  |  | None |  | f |  | t | Com | Any | Lighting | InGen-CFL | Ltg_Lamp | LED_lamp |  | ILtg-Com-LED-20000hr |  |  |  | LEDratio0470 | LEDratio0470 | LED-PAR20(9w) | Review | WP source e.g.: SCE13LG106r1 | f | f | Disposition: MeasuresList-October312014.xlsx | RobNc |  |  |  | DEER1316-Ltg-Com-CFL | 1/1/2013 |  | DEER2016 HOU Update | FALSE | FALSE |  |  | FALSE | FALSE | FALSE | FALSE | FALSE | FALSE | FALSE | FALSE | FALSE
4353 | C-In-LED-PAR30(10w)-dWP24 | Commercial Indoor General Lighting: LED Lamp replaces pre-existing standard lighting Wattage. Measure includes Code case. Impacts: CFL-based HOU (varies by BldgType) | DEER1314 | Lighting Disposition | 3/6/2015 00:00:00 | Com-Iltg-dWatt-CFL | Non-DEER | Scaled | BaseRatio |  |  | None |  | f |  | t | Com | Any | Lighting | InGen-CFL | Ltg_Lamp | LED_lamp |  | ILtg-Com-LED-20000hr |  |  |  | LEDratio0342 | LEDratio0342 | LED-PAR30(10w) | Review | WP source e.g.: SCE13LG106r1 | f | f | Disposition: MeasuresList-October312014.xlsx | RobNc |  |  |  | DEER1316-Ltg-Com-CFL | 1/1/2013 |  | DEER2016 HOU Update | FALSE | FALSE |  |  | FALSE | FALSE | FALSE | FALSE | FALSE | FALSE | FALSE | FALSE | FALSE
4354 | C-In-LED-PAR30(11w)-dWP26 | Commercial Indoor General Lighting: LED Lamp replaces pre-existing standard lighting Wattage. Measure includes Code case. Impacts: CFL-based HOU (varies by BldgType) | DEER1314 | Lighting Disposition | 3/6/2015 00:00:00 | Com-Iltg-dWatt-CFL | Non-DEER | Scaled | BaseRatio |  |  | None |  | f |  | t | Com | Any | Lighting | InGen-CFL | Ltg_Lamp | LED_lamp |  | ILtg-Com-LED-20000hr |  |  |  | LEDratio0342 | LEDratio0342 | LED-PAR30(11w) | Review | WP source e.g.: SCE13LG106r1 | f | f | Disposition: MeasuresList-October312014.xlsx | RobNc |  |  |  | DEER1316-Ltg-Com-CFL | 1/1/2013 |  | DEER2016 HOU Update | FALSE | FALSE |  |  | FALSE | FALSE | FALSE | FALSE | FALSE | FALSE | FALSE | FALSE | FALSE
4355 | C-In-LED-PAR30(12w)-dWP29 | Commercial Indoor General Lighting: LED Lamp replaces pre-existing standard lighting Wattage. Measure includes Code case. Impacts: CFL-based HOU (varies by BldgType) | DEER1314 | Lighting Disposition | 3/6/2015 00:00:00 | Com-Iltg-dWatt-CFL | Non-DEER | Scaled | BaseRatio |  |  | None |  | f |  | t | Com | Any | Lighting | InGen-CFL | Ltg_Lamp | LED_lamp |  | ILtg-Com-LED-20000hr |  |  |  | LEDratio0342 | LEDratio0342 | LED-PAR30(12w) | Review | WP source e.g.: PGECOLTG141r2 | f | f | Disposition: MeasuresList-October312014.xlsx | RobNc |  |  |  | DEER1316-Ltg-Com-CFL | 1/1/2013 |  | DEER2016 HOU Update | FALSE | FALSE |  |  | FALSE | FALSE | FALSE | FALSE | FALSE | FALSE | FALSE | FALSE | FALSE
4356 | C-In-LED-PAR30(13w)-dWP31 | Commercial Indoor General Lighting: LED Lamp replaces pre-existing standard lighting Wattage. Measure includes Code case. Impacts: CFL-based HOU (varies by BldgType) | DEER1314 | Lighting Disposition | 3/6/2015 00:00:00 | Com-Iltg-dWatt-CFL | Non-DEER | Scaled | BaseRatio |  |  | None |  | f |  | t | Com | Any | Lighting | InGen-CFL | Ltg_Lamp | LED_lamp |  | ILtg-Com-LED-20000hr |  |  |  | LEDratio0342 | LEDratio0342 | LED-PAR30(13w) | Review | WP source e.g.: SCE13LG106r1 | f | f | Disposition: MeasuresList-October312014.xlsx | RobNc |  |  |  | DEER1316-Ltg-Com-CFL | 1/1/2013 |  | DEER2016 HOU Update | FALSE | FALSE |  |  | FALSE | FALSE | FALSE | FALSE | FALSE | FALSE | FALSE | FALSE | FALSE
4357 | C-In-LED-PAR30(14w)-dWP33 | Commercial Indoor General Lighting: LED Lamp replaces pre-existing standard lighting Wattage. Measure includes Code case. Impacts: CFL-based HOU (varies by BldgType) | DEER1314 | Lighting Disposition | 3/6/2015 00:00:00 | Com-Iltg-dWatt-CFL | Non-DEER | Scaled | BaseRatio |  |  | None |  | f |  | t | Com | Any | Lighting | InGen-CFL | Ltg_Lamp | LED_lamp |  | ILtg-Com-LED-20000hr |  |  |  | LEDratio0342 | LEDratio0342 | LED-PAR30(14w) | Review | WP source e.g.: PGECOLTG141r2 | f | f | Disposition: MeasuresList-October312014.xlsx | RobNc |  |  |  | DEER1316-Ltg-Com-CFL | 1/1/2013 |  | DEER2016 HOU Update | FALSE | FALSE |  |  | FALSE | FALSE | FALSE | FALSE | FALSE | FALSE | FALSE | FALSE | FALSE
4358 | C-In-LED-PAR30(15w)-dWP36 | Commercial Indoor General Lighting: LED Lamp replaces pre-existing standard lighting Wattage. Measure includes Code case. Impacts: CFL-based HOU (varies by BldgType) | DEER1314 | Lighting Disposition | 3/6/2015 00:00:00 | Com-Iltg-dWatt-CFL | Non-DEER | Scaled | BaseRatio |  |  | None |  | f |  | t | Com | Any | Lighting | InGen-CFL | Ltg_Lamp | LED_lamp |  | ILtg-Com-LED-20000hr |  |  |  | LEDratio0342 | LEDratio0342 | LED-PAR30(15w) | Review | WP source e.g.: SCE13LG106r1 | f | f | Disposition: MeasuresList-October312014.xlsx | RobNc |  |  |  | DEER1316-Ltg-Com-CFL | 1/1/2013 |  | DEER2016 HOU Update | FALSE | FALSE |  |  | FALSE | FALSE | FALSE | FALSE | FALSE | FALSE | FALSE | FALSE | FALSE
4359 | C-In-LED-PAR30(16w)-dWP38 | Commercial Indoor General Lighting: LED Lamp replaces pre-existing standard lighting Wattage. Measure includes Code case. Impacts: CFL-based HOU (varies by BldgType) | DEER1314 | Lighting Disposition | 3/6/2015 00:00:00 | Com-Iltg-dWatt-CFL | Non-DEER | Scaled | BaseRatio |  |  | None |  | f |  | t | Com | Any | Lighting | InGen-CFL | Ltg_Lamp | LED_lamp |  | ILtg-Com-LED-20000hr |  |  |  | LEDratio0342 | LEDratio0342 | LED-PAR30(16w) | Review | WP source e.g.: PGECOLTG141r2 | f | f | Disposition: MeasuresList-October312014.xlsx | RobNc |  |  |  | DEER1316-Ltg-Com-CFL | 1/1/2013 |  | DEER2016 HOU Update | FALSE | FALSE |  |  | FALSE | FALSE | FALSE | FALSE | FALSE | FALSE | FALSE | FALSE | FALSE
4360 | C-In-LED-PAR30(17w)-dWP41 | Commercial Indoor General Lighting: LED Lamp replaces pre-existing standard lighting Wattage. Measure includes Code case. Impacts: CFL-based HOU (varies by BldgType) | DEER1314 | Lighting Disposition | 3/6/2015 00:00:00 | Com-Iltg-dWatt-CFL | Non-DEER | Scaled | BaseRatio |  |  | None |  | f |  | t | Com | Any | Lighting | InGen-CFL | Ltg_Lamp | LED_lamp |  | ILtg-Com-LED-20000hr |  |  |  | LEDratio0342 | LEDratio0342 | LED-PAR30(17w) | Review | WP source e.g.: SCE13LG106r1 | f | f | Disposition: MeasuresList-October312014.xlsx | RobNc |  |  |  | DEER1316-Ltg-Com-CFL | 1/1/2013 |  | DEER2016 HOU Update | FALSE | FALSE |  |  | FALSE | FALSE | FALSE | FALSE | FALSE | FALSE | FALSE | FALSE | FALSE
4361 | C-In-LED-PAR30(18w)-dWP43 | Commercial Indoor General Lighting: LED Lamp replaces pre-existing standard lighting Wattage. Measure includes Code case. Impacts: CFL-based HOU (varies by BldgType) | DEER1314 | Lighting Disposition | 3/6/2015 00:00:00 | Com-Iltg-dWatt-CFL | Non-DEER | Scaled | BaseRatio |  |  | None |  | f |  | t | Com | Any | Lighting | InGen-CFL | Ltg_Lamp | LED_lamp |  | ILtg-Com-LED-20000hr |  |  |  | LEDratio0342 | LEDratio0342 | LED-PAR30(18w) | Review | WP source e.g.: SCE13LG106r1 | f | f | Disposition: MeasuresList-October312014.xlsx | RobNc |  |  |  | DEER1316-Ltg-Com-CFL | 1/1/2013 |  | DEER2016 HOU Update | FALSE | FALSE |  |  | FALSE | FALSE | FALSE | FALSE | FALSE | FALSE | FALSE | FALSE | FALSE
4362 | C-In-LED-PAR30(19w)-dWP45 | Commercial Indoor General Lighting: LED Lamp replaces pre-existing standard lighting Wattage. Measure includes Code case. Impacts: CFL-based HOU (varies by BldgType) | DEER1314 | Lighting Disposition | 3/6/2015 00:00:00 | Com-Iltg-dWatt-CFL | Non-DEER | Scaled | BaseRatio |  |  | None |  | f |  | t | Com | Any | Lighting | InGen-CFL | Ltg_Lamp | LED_lamp |  | ILtg-Com-LED-20000hr |  |  |  | LEDratio0342 | LEDratio0342 | LED-PAR30(19w) | Review | WP source e.g.: SCE13LG106r1 | f | f | Disposition: MeasuresList-October312014.xlsx | RobNc |  |  |  | DEER1316-Ltg-Com-CFL | 1/1/2013 |  | DEER2016 HOU Update | FALSE | FALSE |  |  | FALSE | FALSE | FALSE | FALSE | FALSE | FALSE | FALSE | FALSE | FALSE
4363 | C-In-LED-PAR30(20w)-dWP48 | Commercial Indoor General Lighting: LED Lamp replaces pre-existing standard lighting Wattage. Measure includes Code case. Impacts: CFL-based HOU (varies by BldgType) | DEER1314 | Lighting Disposition | 3/6/2015 00:00:00 | Com-Iltg-dWatt-CFL | Non-DEER | Scaled | BaseRatio |  |  | None |  | f |  | t | Com | Any | Lighting | InGen-CFL | Ltg_Lamp | LED_lamp |  | ILtg-Com-LED-20000hr |  |  |  | LEDratio0342 | LEDratio0342 | LED-PAR30(20w) | Review | WP source e.g.: SCE13LG106r1 | f | f | Disposition: MeasuresList-October312014.xlsx | RobNc |  |  |  | DEER1316-Ltg-Com-CFL | 1/1/2013 |  | DEER2016 HOU Update | FALSE | FALSE |  |  | FALSE | FALSE | FALSE | FALSE | FALSE | FALSE | FALSE | FALSE | FALSE
4364 | C-In-LED-PAR30(6w)-dWP14 | Commercial Indoor General Lighting: LED Lamp replaces pre-existing standard lighting Wattage. Measure includes Code case. Impacts: CFL-based HOU (varies by BldgType) | DEER1314 | Lighting Disposition | 3/6/2015 00:00:00 | Com-Iltg-dWatt-CFL | Non-DEER | Scaled | BaseRatio |  |  | None |  | f |  | t | Com | Any | Lighting | InGen-CFL | Ltg_Lamp | LED_lamp |  | ILtg-Com-LED-20000hr |  |  |  | LEDratio0342 | LEDratio0342 | LED-PAR30(6w) | Review | WP source e.g.: SCE13LG106r1 | f | f | Disposition: MeasuresList-October312014.xlsx | RobNc |  |  |  | DEER1316-Ltg-Com-CFL | 1/1/2013 |  | DEER2016 HOU Update | FALSE | FALSE |  |  | FALSE | FALSE | FALSE | FALSE | FALSE | FALSE | FALSE | FALSE | FALSE
4365 | C-In-LED-PAR30(8w)-dWP19 | Commercial Indoor General Lighting: LED Lamp replaces pre-existing standard lighting Wattage. Measure includes Code case. Impacts: CFL-based HOU (varies by BldgType) | DEER1314 | Lighting Disposition | 3/6/2015 00:00:00 | Com-Iltg-dWatt-CFL | Non-DEER | Scaled | BaseRatio |  |  | None |  | f |  | t | Com | Any | Lighting | InGen-CFL | Ltg_Lamp | LED_lamp |  | ILtg-Com-LED-20000hr |  |  |  | LEDratio0342 | LEDratio0342 | LED-PAR30(8w) | Review | WP source e.g.: SCE13LG106r1 | f | f | Disposition: MeasuresList-October312014.xlsx | RobNc |  |  |  | DEER1316-Ltg-Com-CFL | 1/1/2013 |  | DEER2016 HOU Update | FALSE | FALSE |  |  | FALSE | FALSE | FALSE | FALSE | FALSE | FALSE | FALSE | FALSE | FALSE
4366 | C-In-LED-PAR38(10w)-dWP28 | Commercial Indoor General Lighting: LED Lamp replaces pre-existing standard lighting Wattage. Measure includes Code case. Impacts: CFL-based HOU (varies by BldgType) | DEER1314 | Lighting Disposition | 3/6/2015 00:00:00 | Com-Iltg-dWatt-CFL | Non-DEER | Scaled | BaseRatio |  |  | None |  | f |  | t | Com | Any | Lighting | InGen-CFL | Ltg_Lamp | LED_lamp |  | ILtg-Com-LED-20000hr |  |  |  | LEDratio0381 | LEDratio0381 | LED-PAR38(10w) | Review | WP source e.g.: SCE13LG106r1 | f | f | Disposition: MeasuresList-October312014.xlsx | RobNc |  |  |  | DEER1316-Ltg-Com-CFL | 1/1/2013 |  | DEER2016 HOU Update | FALSE | FALSE |  |  | FALSE | FALSE | FALSE | FALSE | FALSE | FALSE | FALSE | FALSE | FALSE
4367 | C-In-LED-PAR38(12w)-dWP33 | Commercial Indoor General Lighting: LED Lamp replaces pre-existing standard lighting Wattage. Measure includes Code case. Impacts: CFL-based HOU (varies by BldgType) | DEER1314 | Lighting Disposition | 3/6/2015 00:00:00 | Com-Iltg-dWatt-CFL | Non-DEER | Scaled | BaseRatio |  |  | None |  | f |  | t | Com | Any | Lighting | InGen-CFL | Ltg_Lamp | LED_lamp |  | ILtg-Com-LED-20000hr |  |  |  | LEDratio0381 | LEDratio0381 | LED-PAR38(12w) | Review | WP source e.g.: SCE13LG106r1 | f | f | Disposition: MeasuresList-October312014.xlsx | RobNc |  |  |  | DEER1316-Ltg-Com-CFL | 1/1/2013 |  | DEER2016 HOU Update | FALSE | FALSE |  |  | FALSE | FALSE | FALSE | FALSE | FALSE | FALSE | FALSE | FALSE | FALSE
4368 | C-In-LED-PAR38(13w)-dWP36 | Commercial Indoor General Lighting: LED Lamp replaces pre-existing standard lighting Wattage. Measure includes Code case. Impacts: CFL-based HOU (varies by BldgType) | DEER1314 | Lighting Disposition | 3/6/2015 00:00:00 | Com-Iltg-dWatt-CFL | Non-DEER | Scaled | BaseRatio |  |  | None |  | f |  | t | Com | Any | Lighting | InGen-CFL | Ltg_Lamp | LED_lamp |  | ILtg-Com-LED-20000hr |  |  |  | LEDratio0381 | LEDratio0381 | LED-PAR38(13w) | Review | WP source e.g.: SCE13LG106r1 | f | f | Disposition: MeasuresList-October312014.xlsx | RobNc |  |  |  | DEER1316-Ltg-Com-CFL | 1/1/2013 |  | DEER2016 HOU Update | FALSE | FALSE |  |  | FALSE | FALSE | FALSE | FALSE | FALSE | FALSE | FALSE | FALSE | FALSE
4369 | C-In-LED-PAR38(14w)-dWP39 | Commercial Indoor General Lighting: LED Lamp replaces pre-existing standard lighting Wattage. Measure includes Code case. Impacts: CFL-based HOU (varies by BldgType) | DEER1314 | Lighting Disposition | 3/6/2015 00:00:00 | Com-Iltg-dWatt-CFL | Non-DEER | Scaled | BaseRatio |  |  | None |  | f |  | t | Com | Any | Lighting | InGen-CFL | Ltg_Lamp | LED_lamp |  | ILtg-Com-LED-20000hr |  |  |  | LEDratio0381 | LEDratio0381 | LED-PAR38(14w) | Review | WP source e.g.: SCE13LG106r1 | f | f | Disposition: MeasuresList-October312014.xlsx | RobNc |  |  |  | DEER1316-Ltg-Com-CFL | 1/1/2013 |  | DEER2016 HOU Update | FALSE | FALSE |  |  | FALSE | FALSE | FALSE | FALSE | FALSE | FALSE | FALSE | FALSE | FALSE
4370 | C-In-LED-PAR38(15w)-dWP42 | Commercial Indoor General Lighting: LED Lamp replaces pre-existing standard lighting Wattage. Measure includes Code case. Impacts: CFL-based HOU (varies by BldgType) | DEER1314 | Lighting Disposition | 3/6/2015 00:00:00 | Com-Iltg-dWatt-CFL | Non-DEER | Scaled | BaseRatio |  |  | None |  | f |  | t | Com | Any | Lighting | InGen-CFL | Ltg_Lamp | LED_lamp |  | ILtg-Com-LED-20000hr |  |  |  | LEDratio0381 | LEDratio0381 | LED-PAR38(15w) | Review | WP source e.g.: SCE13LG106r1 | f | f | Disposition: MeasuresList-October312014.xlsx | RobNc |  |  |  | DEER1316-Ltg-Com-CFL | 1/1/2013 |  | DEER2016 HOU Update | FALSE | FALSE |  |  | FALSE | FALSE | FALSE | FALSE | FALSE | FALSE | FALSE | FALSE | FALSE
4371 | C-In-LED-PAR38(16w)-dWP44 | Commercial Indoor General Lighting: LED Lamp replaces pre-existing standard lighting Wattage. Measure includes Code case. Impacts: CFL-based HOU (varies by BldgType) | DEER1314 | Lighting Disposition | 3/6/2015 00:00:00 | Com-Iltg-dWatt-CFL | Non-DEER | Scaled | BaseRatio |  |  | None |  | f |  | t | Com | Any | Lighting | InGen-CFL | Ltg_Lamp | LED_lamp |  | ILtg-Com-LED-20000hr |  |  |  | LEDratio0381 | LEDratio0381 | LED-PAR38(16w) | Review | WP source e.g.: PGECOLTG141r2 | f | f | Disposition: MeasuresList-October312014.xlsx | RobNc |  |  |  | DEER1316-Ltg-Com-CFL | 1/1/2013 |  | DEER2016 HOU Update | FALSE | FALSE |  |  | FALSE | FALSE | FALSE | FALSE | FALSE | FALSE | FALSE | FALSE | FALSE
4372 | C-In-LED-PAR38(17w)-dWP47 | Commercial Indoor General Lighting: LED Lamp replaces pre-existing standard lighting Wattage. Measure includes Code case. Impacts: CFL-based HOU (varies by BldgType) | DEER1314 | Lighting Disposition | 3/6/2015 00:00:00 | Com-Iltg-dWatt-CFL | Non-DEER | Scaled | BaseRatio |  |  | None |  | f |  | t | Com | Any | Lighting | InGen-CFL | Ltg_Lamp | LED_lamp |  | ILtg-Com-LED-20000hr |  |  |  | LEDratio0381 | LEDratio0381 | LED-PAR38(17w) | Review | WP source e.g.: SCE13LG106r1 | f | f | Disposition: MeasuresList-October312014.xlsx | RobNc |  |  |  | DEER1316-Ltg-Com-CFL | 1/1/2013 |  | DEER2016 HOU Update | FALSE | FALSE |  |  | FALSE | FALSE | FALSE | FALSE | FALSE | FALSE | FALSE | FALSE | FALSE
4373 | C-In-LED-PAR38(18w)-dWP50 | Commercial Indoor General Lighting: LED Lamp replaces pre-existing standard lighting Wattage. Measure includes Code case. Impacts: CFL-based HOU (varies by BldgType) | DEER1314 | Lighting Disposition | 3/6/2015 00:00:00 | Com-Iltg-dWatt-CFL | Non-DEER | Scaled | BaseRatio |  |  | None |  | f |  | t | Com | Any | Lighting | InGen-CFL | Ltg_Lamp | LED_lamp |  | ILtg-Com-LED-20000hr |  |  |  | LEDratio0381 | LEDratio0381 | LED-PAR38(18w) | Review | WP source e.g.: SCE13LG106r1 | f | f | Disposition: MeasuresList-October312014.xlsx | RobNc |  |  |  | DEER1316-Ltg-Com-CFL | 1/1/2013 |  | DEER2016 HOU Update | FALSE | FALSE |  |  | FALSE | FALSE | FALSE | FALSE | FALSE | FALSE | FALSE | FALSE | FALSE
4374 | C-In-LED-PAR38(19w)-dWP53 | Commercial Indoor General Lighting: LED Lamp replaces pre-existing standard lighting Wattage. Measure includes Code case. Impacts: CFL-based HOU (varies by BldgType) | DEER1314 | Lighting Disposition | 3/6/2015 00:00:00 | Com-Iltg-dWatt-CFL | Non-DEER | Scaled | BaseRatio |  |  | None |  | f |  | t | Com | Any | Lighting | InGen-CFL | Ltg_Lamp | LED_lamp |  | ILtg-Com-LED-20000hr |  |  |  | LEDratio0381 | LEDratio0381 | LED-PAR38(19w) | Review | WP source e.g.: SCE13LG106r1 | f | f | Disposition: MeasuresList-October312014.xlsx | RobNc |  |  |  | DEER1316-Ltg-Com-CFL | 1/1/2013 |  | DEER2016 HOU Update | FALSE | FALSE |  |  | FALSE | FALSE | FALSE | FALSE | FALSE | FALSE | FALSE | FALSE | FALSE
4375 | C-In-LED-PAR38(20.1w)-dWP56 | Commercial Indoor General Lighting: LED Lamp replaces pre-existing standard lighting Wattage. Measure includes Code case. Impacts: CFL-based HOU (varies by BldgType) | DEER1314 | Lighting Disposition | 3/6/2015 00:00:00 | Com-Iltg-dWatt-CFL | Non-DEER | Scaled | BaseRatio |  |  | None |  | f |  | t | Com | Any | Lighting | InGen-CFL | Ltg_Lamp | LED_lamp |  | ILtg-Com-LED-20000hr |  |  |  | LEDratio0381 | LEDratio0381 | LED-PAR38(20.1w) | Review | WP source e.g.: PGECOLTG141r2 | f | f | Disposition: MeasuresList-October312014.xlsx | RobNc |  |  |  | DEER1316-Ltg-Com-CFL | 1/1/2013 |  | DEER2016 HOU Update | FALSE | FALSE |  |  | FALSE | FALSE | FALSE | FALSE | FALSE | FALSE | FALSE | FALSE | FALSE
4376 | C-In-LED-PAR38(20w)-dWP56 | Commercial Indoor General Lighting: LED Lamp replaces pre-existing standard lighting Wattage. Measure includes Code case. Impacts: CFL-based HOU (varies by BldgType) | DEER1314 | Lighting Disposition | 3/6/2015 00:00:00 | Com-Iltg-dWatt-CFL | Non-DEER | Scaled | BaseRatio |  |  | None |  | f |  | t | Com | Any | Lighting | InGen-CFL | Ltg_Lamp | LED_lamp |  | ILtg-Com-LED-20000hr |  |  |  | LEDratio0381 | LEDratio0381 | LED-PAR38(20w) | Review | WP source e.g.: SCE13LG106r1 | f | f | Disposition: MeasuresList-October312014.xlsx | RobNc |  |  |  | DEER1316-Ltg-Com-CFL | 1/1/2013 |  | DEER2016 HOU Update | FALSE | FALSE |  |  | FALSE | FALSE | FALSE | FALSE | FALSE | FALSE | FALSE | FALSE | FALSE
4377 | C-In-LED-PAR38(21w)-dWP59 | Commercial Indoor General Lighting: LED Lamp replaces pre-existing standard lighting Wattage. Measure includes Code case. Impacts: CFL-based HOU (varies by BldgType) | DEER1314 | Lighting Disposition | 3/6/2015 00:00:00 | Com-Iltg-dWatt-CFL | Non-DEER | Scaled | BaseRatio |  |  | None |  | f |  | t | Com | Any | Lighting | InGen-CFL | Ltg_Lamp | LED_lamp |  | ILtg-Com-LED-20000hr |  |  |  | LEDratio0381 | LEDratio0381 | LED-PAR38(21w) | Review | WP source e.g.: SCE13LG106r1 | f | f | Disposition: MeasuresList-October312014.xlsx | RobNc |  |  |  | DEER1316-Ltg-Com-CFL | 1/1/2013 |  | DEER2016 HOU Update | FALSE | FALSE |  |  | FALSE | FALSE | FALSE | FALSE | FALSE | FALSE | FALSE | FALSE | FALSE
4378 | C-In-LED-PAR38(22w)-dWP61 | Commercial Indoor General Lighting: LED Lamp replaces pre-existing standard lighting Wattage. Measure includes Code case. Impacts: CFL-based HOU (varies by BldgType) | DEER1314 | Lighting Disposition | 3/6/2015 00:00:00 | Com-Iltg-dWatt-CFL | Non-DEER | Scaled | BaseRatio |  |  | None |  | f |  | t | Com | Any | Lighting | InGen-CFL | Ltg_Lamp | LED_lamp |  | ILtg-Com-LED-20000hr |  |  |  | LEDratio0381 | LEDratio0381 | LED-PAR38(22w) | Review | WP source e.g.: SCE13LG106r1 | f | f | Disposition: MeasuresList-October312014.xlsx | RobNc |  |  |  | DEER1316-Ltg-Com-CFL | 1/1/2013 |  | DEER2016 HOU Update | FALSE | FALSE |  |  | FALSE | FALSE | FALSE | FALSE | FALSE | FALSE | FALSE | FALSE | FALSE
4379 | C-In-LED-PAR38(23w)-dWP64 | Commercial Indoor General Lighting: LED Lamp replaces pre-existing standard lighting Wattage. Measure includes Code case. Impacts: CFL-based HOU (varies by BldgType) | DEER1314 | Lighting Disposition | 3/6/2015 00:00:00 | Com-Iltg-dWatt-CFL | Non-DEER | Scaled | BaseRatio |  |  | None |  | f |  | t | Com | Any | Lighting | InGen-CFL | Ltg_Lamp | LED_lamp |  | ILtg-Com-LED-20000hr |  |  |  | LEDratio0381 | LEDratio0381 | LED-PAR38(23w) | Review | WP source e.g.: SCE13LG106r1 | f | f | Disposition: MeasuresList-October312014.xlsx | RobNc |  |  |  | DEER1316-Ltg-Com-CFL | 1/1/2013 |  | DEER2016 HOU Update | FALSE | FALSE |  |  | FALSE | FALSE | FALSE | FALSE | FALSE | FALSE | FALSE | FALSE | FALSE
4380 | C-In-LED-PAR38(24w)-dWP67 | Commercial Indoor General Lighting: LED Lamp replaces pre-existing standard lighting Wattage. Measure includes Code case. Impacts: CFL-based HOU (varies by BldgType) | DEER1314 | Lighting Disposition | 3/6/2015 00:00:00 | Com-Iltg-dWatt-CFL | Non-DEER | Scaled | BaseRatio |  |  | None |  | f |  | t | Com | Any | Lighting | InGen-CFL | Ltg_Lamp | LED_lamp |  | ILtg-Com-LED-20000hr |  |  |  | LEDratio0381 | LEDratio0381 | LED-PAR38(24w) | Review | WP source e.g.: SCE13LG106r1 | f | f | Disposition: MeasuresList-October312014.xlsx | RobNc |  |  |  | DEER1316-Ltg-Com-CFL | 1/1/2013 |  | DEER2016 HOU Update | FALSE | FALSE |  |  | FALSE | FALSE | FALSE | FALSE | FALSE | FALSE | FALSE | FALSE | FALSE
4381 | C-In-LED-PAR38(25w)-dWP70 | Commercial Indoor General Lighting: LED Lamp replaces pre-existing standard lighting Wattage. Measure includes Code case. Impacts: CFL-based HOU (varies by BldgType) | DEER1314 | Lighting Disposition | 3/6/2015 00:00:00 | Com-Iltg-dWatt-CFL | Non-DEER | Scaled | BaseRatio |  |  | None |  | f |  | t | Com | Any | Lighting | InGen-CFL | Ltg_Lamp | LED_lamp |  | ILtg-Com-LED-20000hr |  |  |  | LEDratio0381 | LEDratio0381 | LED-PAR38(25w) | Review | WP source e.g.: SCE13LG106rx | f | f | Disposition: MeasuresList-October312014.xlsx | RobNc |  |  |  | DEER1316-Ltg-Com-CFL | 1/1/2013 |  | DEER2016 HOU Update | FALSE | FALSE |  |  | FALSE | FALSE | FALSE | FALSE | FALSE | FALSE | FALSE | FALSE | FALSE
4382 | C-In-LED-PAR38(26w)-dWP73 | Commercial Indoor General Lighting: LED Lamp replaces pre-existing standard lighting Wattage. Measure includes Code case. Impacts: CFL-based HOU (varies by BldgType) | DEER1314 | Lighting Disposition | 3/6/2015 00:00:00 | Com-Iltg-dWatt-CFL | Non-DEER | Scaled | BaseRatio |  |  | None |  | f |  | t | Com | Any | Lighting | InGen-CFL | Ltg_Lamp | LED_lamp |  | ILtg-Com-LED-20000hr |  |  |  | LEDratio0381 | LEDratio0381 | LED-PAR38(26w) | Review | WP source e.g.: SCE13LG106rx | f | f | Disposition: MeasuresList-October312014.xlsx | RobNc |  |  |  | DEER1316-Ltg-Com-CFL | 1/1/2013 |  | DEER2016 HOU Update | FALSE | FALSE |  |  | FALSE | FALSE | FALSE | FALSE | FALSE | FALSE | FALSE | FALSE | FALSE
4383 | C-In-LED-PAR38(27w)-dWP75 | Commercial Indoor General Lighting: LED Lamp replaces pre-existing standard lighting Wattage. Measure includes Code case. Impacts: CFL-based HOU (varies by BldgType) | DEER1314 | Lighting Disposition | 3/6/2015 00:00:00 | Com-Iltg-dWatt-CFL | Non-DEER | Scaled | BaseRatio |  |  | None |  | f |  | t | Com | Any | Lighting | InGen-CFL | Ltg_Lamp | LED_lamp |  | ILtg-Com-LED-20000hr |  |  |  | LEDratio0381 | LEDratio0381 | LED-PAR38(27w) | Review | WP source e.g.: SCE13LG106rx | f | f | Disposition: MeasuresList-October312014.xlsx | RobNc |  |  |  | DEER1316-Ltg-Com-CFL | 1/1/2013 |  | DEER2016 HOU Update | FALSE | FALSE |  |  | FALSE | FALSE | FALSE | FALSE | FALSE | FALSE | FALSE | FALSE | FALSE
4384 | C-In-LED-PAR38(7w)-dWP19 | Commercial Indoor General Lighting: LED Lamp replaces pre-existing standard lighting Wattage. Measure includes Code case. Impacts: CFL-based HOU (varies by BldgType) | DEER1314 | Lighting Disposition | 3/6/2015 00:00:00 | Com-Iltg-dWatt-CFL | Non-DEER | Scaled | BaseRatio |  |  | None |  | f |  | t | Com | Any | Lighting | InGen-CFL | Ltg_Lamp | LED_lamp |  | ILtg-Com-LED-20000hr |  |  |  | LEDratio0381 | LEDratio0381 | LED-PAR38(7w) | Review | WP source e.g.: SCE13LG106r1 | f | f | Disposition: MeasuresList-October312014.xlsx | RobNc |  |  |  | DEER1316-Ltg-Com-CFL | 1/1/2013 |  | DEER2016 HOU Update | FALSE | FALSE |  |  | FALSE | FALSE | FALSE | FALSE | FALSE | FALSE | FALSE | FALSE | FALSE
4385 | C-In-LED-PAR38(8w)-dWP22 | Commercial Indoor General Lighting: LED Lamp replaces pre-existing standard lighting Wattage. Measure includes Code case. Impacts: CFL-based HOU (varies by BldgType) | DEER1314 | Lighting Disposition | 3/6/2015 00:00:00 | Com-Iltg-dWatt-CFL | Non-DEER | Scaled | BaseRatio |  |  | None |  | f |  | t | Com | Any | Lighting | InGen-CFL | Ltg_Lamp | LED_lamp |  | ILtg-Com-LED-20000hr |  |  |  | LEDratio0381 | LEDratio0381 | LED-PAR38(8w) | Review | WP source e.g.: PGECOLTG141r2 | f | f | Disposition: MeasuresList-October312014.xlsx | RobNc |  |  |  | DEER1316-Ltg-Com-CFL | 1/1/2013 |  | DEER2016 HOU Update | FALSE | FALSE |  |  | FALSE | FALSE | FALSE | FALSE | FALSE | FALSE | FALSE | FALSE | FALSE
4386 | C-In-LED-RefR(11w)-dWP37 | Commercial Indoor General Lighting: LED Lamp replaces pre-existing standard lighting Wattage. Measure includes Code case. Impacts: CFL-based HOU (varies by BldgType) | DEER2011 | Lighting Disposition | 7/31/2014 00:00:00 | Com-Iltg-dWatt-CFL | Non-DEER | Scaled | BaseRatio |  |  | None |  | f |  | t | Com | Any | Lighting | InGen-CFL | Ltg_Lamp | LED_lamp |  | ILtg-Com-LED-20000hr |  |  |  | LEDratio0440 | LEDratio0440 | LED-RefR(11w) | Standard | WP source: PGECOLTG177r1. For use prior to July 1, 2014 only. | f | f | Disposition: MeasuresList-October312014.xlsx | RobNc |  |  |  | None | 1/1/2013 | 6/30/2014 |  | FALSE | FALSE |  |  | FALSE | FALSE | FALSE | FALSE | FALSE | FALSE | FALSE | FALSE | FALSE
4387 | C-In-LED-RefR(11w)-dWP41 | Commercial Indoor General Lighting: LED Lamp replaces pre-existing standard lighting Wattage. Measure includes Code case. Impacts: CFL-based HOU (varies by BldgType) | DEER1314 | Lighting Disposition | 3/6/2015 00:00:00 | Com-Iltg-dWatt-CFL | Non-DEER | Scaled | BaseRatio |  |  | None |  | f |  | t | Com | Any | Lighting | InGen-CFL | Ltg_Lamp | LED_lamp |  | ILtg-Com-LED-20000hr |  |  |  | LEDratio0480 | LEDratio0480 | LED-RefR(11w) | Review | WP source: PGECOLTG177r2 | f | f | Disposition: MeasuresList-October312014.xlsx | RobNc |  |  |  | DEER1316-Ltg-Com-CFL | 7/1/2014 |  | DEER2016 HOU Update | FALSE | FALSE |  |  | FALSE | FALSE | FALSE | FALSE | FALSE | FALSE | FALSE | FALSE | FALSE
4388 | C-In-LED-RefR(14w)-dWP39 | Commercial Indoor General Lighting: LED Lamp replaces pre-existing standard lighting Wattage. Measure includes Code case. Impacts: CFL-based HOU (varies by BldgType) | DEER2011 | Lighting Disposition | 7/31/2014 00:00:00 | Com-Iltg-dWatt-CFL | Non-DEER | Scaled | BaseRatio |  |  | None |  | f |  | t | Com | Any | Lighting | InGen-CFL | Ltg_Lamp | LED_lamp |  | ILtg-Com-LED-20000hr |  |  |  | LEDratio0380 | LEDratio0380 | LED-RefR(14w) | Standard | WP source: PGECOLTG177r1. For use prior to July 1, 2014 only. | f | f | Disposition: MeasuresList-October312014.xlsx | RobNc |  |  |  | None | 1/1/2013 | 6/30/2014 |  | FALSE | FALSE |  |  | FALSE | FALSE | FALSE | FALSE | FALSE | FALSE | FALSE | FALSE | FALSE
4389 | C-In-LED-RefR(14w)-dWP46 | Commercial Indoor General Lighting: LED Lamp replaces pre-existing standard lighting Wattage. Measure includes Code case. Impacts: CFL-based HOU (varies by BldgType) | DEER1314 | Lighting Disposition | 3/6/2015 00:00:00 | Com-Iltg-dWatt-CFL | Non-DEER | Scaled | BaseRatio |  |  | None |  | f |  | t | Com | Any | Lighting | InGen-CFL | Ltg_Lamp | LED_lamp |  | ILtg-Com-LED-20000hr |  |  |  | LEDratio0434 | LEDratio0434 | LED-RefR(14w) | Review | WP source: PGECOLTG177r2 | f | f | Disposition: MeasuresList-October312014.xlsx | RobNc |  |  |  | DEER1316-Ltg-Com-CFL | 7/1/2014 |  | DEER2016 HOU Update | FALSE | FALSE |  |  | FALSE | FALSE | FALSE | FALSE | FALSE | FALSE | FALSE | FALSE | FALSE
4390 | C-In-LED-RefR(6w)-dWP21 | Commercial Indoor General Lighting: LED Lamp replaces pre-existing standard lighting Wattage. Measure includes Code case. Impacts: CFL-based HOU (varies by BldgType) | DEER2011 | Lighting Disposition | 7/31/2014 00:00:00 | Com-Iltg-dWatt-CFL | Non-DEER | Scaled | BaseRatio |  |  | None |  | f |  | t | Com | Any | Lighting | InGen-CFL | Ltg_Lamp | LED_lamp |  | ILtg-Com-LED-20000hr |  |  |  | LEDratio0456 | LEDratio0456 | LED-RefR(6w) | Standard | WP source: PGECOLTG177r1. For use prior to July 1, 2014 only. | f | f | Disposition: MeasuresList-October312014.xlsx | RobNc |  |  |  | None | 1/1/2013 | 6/30/2014 |  | FALSE | FALSE |  |  | FALSE | FALSE | FALSE | FALSE | FALSE | FALSE | FALSE | FALSE | FALSE
4391 | C-In-LED-RefR(6w)-dWP30 | Commercial Indoor General Lighting: LED Lamp replaces pre-existing standard lighting Wattage. Measure includes Code case. Impacts: CFL-based HOU (varies by BldgType) | DEER1314 | Lighting Disposition | 3/6/2015 00:00:00 | Com-Iltg-dWatt-CFL | Non-DEER | Scaled | BaseRatio |  |  | None |  | f |  | t | Com | Any | Lighting | InGen-CFL | Ltg_Lamp | LED_lamp |  | ILtg-Com-LED-20000hr |  |  |  | LEDratio0609 | LEDratio0609 | LED-RefR(6w) | Review | WP source: PGECOLTG177r2 | f | f | Disposition: MeasuresList-October312014.xlsx | RobNc |  |  |  | DEER1316-Ltg-Com-CFL | 7/1/2014 |  | DEER2016 HOU Update | FALSE | FALSE |  |  | FALSE | FALSE | FALSE | FALSE | FALSE | FALSE | FALSE | FALSE | FALSE
4392 | C-In-LFFixt-T5-22in-14w+El-RS-HLO(34w)-dWP26 | Commercial Indoor General Lighting: more efficient Linear Fluorescent Fixture installed. Measure includes Code case. Impacts: Linear Fluorescent-based HOU (varies by BldgType) | DEER1314 | Lighting Disposition | 3/6/2015 00:00:00 | Com-Iltg-dWatt-LF | Non-DEER | Scaled | Delta |  |  | None |  | f |  | t | Com | Any | Lighting | InGen-LF | Ltg_Fixture | LinFluor_fixt |  | ILtg-T5 |  |  |  | LFFixt-U6-22in-32w+El-IS-NLO(60w) | LFFixt-U6-22in-32w+El-IS-NLO(60w) | LFFixt-T5-22in-14w+El-RS-HLO(34w) | Review | WP source e.g.: PGECOLTG160r1 | f | f | Disposition: MeasuresList-May222014.xlsx | RobNc |  | ILtg-Lfluor-Elec |  | DEER1316-Ltg-Com-LF | 1/1/2013 |  | DEER2016 HOU Update | FALSE | FALSE |  |  | FALSE | FALSE | FALSE | FALSE | FALSE | FALSE | FALSE | FALSE | FALSE
4393 | C-In-LFFixt-T5-22in-14w+El-RS-NLO(32w)-dWP28 | Commercial Indoor General Lighting: more efficient Linear Fluorescent Fixture installed. Measure includes Code case. Impacts: Linear Fluorescent-based HOU (varies by BldgType) | DEER1314 | Lighting Disposition | 3/6/2015 00:00:00 | Com-Iltg-dWatt-LF | DEER | Scaled | Delta |  |  | None |  | f |  | t | Com | Any | Lighting | InGen-LF | Ltg_Fixture | LinFluor_fixt |  | ILtg-T5 |  |  |  | LFFixt-U6-22in-32w+El-IS-NLO(60w) | LFFixt-U6-22in-32w+El-IS-NLO(60w) | LFFixt-T5-22in-14w+El-RS-NLO(32w) | Review | WP source e.g.: PGECOLTG160r1 | f | f | Disposition: MeasuresList-May222014.xlsx | RobNc |  | ILtg-Lfluor-Elec |  | DEER1316-Ltg-Com-LF | 1/1/2013 |  | DEER2016 HOU Update | FALSE | FALSE |  |  | FALSE | FALSE | FALSE | FALSE | FALSE | FALSE | FALSE | FALSE | FALSE
4394 | C-In-LFFixt-T5-46in-28w+El-RS-HLO(64w)-dWP19 | Commercial Indoor General Lighting: more efficient Linear Fluorescent Fixture installed. Measure includes Code case. Impacts: Linear Fluorescent-based HOU (varies by BldgType) | DEER1314 | Lighting Disposition | 3/6/2015 00:00:00 | Com-Iltg-dWatt-LF | DEER | Scaled | Delta |  |  | None |  | f |  | t | Com | Any | Lighting | InGen-LF | Ltg_Fixture | LinFluor_fixt |  | ILtg-T5 |  |  |  | LFFixt-T8-48in-32w-3g+El-IS-NLO(83w) | LFFixt-T8-48in-32w-3g+El-IS-NLO(83w) | LFFixt-T5-46in-28w+El-RS-HLO(64w) | Review | WP source e.g.: PGECOLTG160r1 | f | f | Disposition: MeasuresList-May222014.xlsx | RobNc |  | ILtg-Lfluor-Elec |  | DEER1316-Ltg-Com-LF | 1/1/2013 |  | DEER2016 HOU Update | FALSE | FALSE |  |  | FALSE | FALSE | FALSE | FALSE | FALSE | FALSE | FALSE | FALSE | FALSE
4395 | C-In-LFFixt-T5-46in-28w+El-RS-NLO(58w)-dWP25 | Commercial Indoor General Lighting: more efficient Linear Fluorescent Fixture installed. Measure includes Code case. Impacts: Linear Fluorescent-based HOU (varies by BldgType) | DEER1314 | Lighting Disposition | 3/6/2015 00:00:00 | Com-Iltg-dWatt-LF | DEER | Scaled | Delta |  |  | None |  | f |  | t | Com | Any | Lighting | InGen-LF | Ltg_Fixture | LinFluor_fixt |  | ILtg-T5 |  |  |  | LFFixt-T8-48in-32w-3g+El-IS-NLO(83w) | LFFixt-T8-48in-32w-3g+El-IS-NLO(83w) | LFFixt-T5-46in-28w+El-RS-NLO(58w) | Review | WP source e.g.: PGECOLTG160r1 | f | f | Disposition: MeasuresList-May222014.xlsx | RobNc |  | ILtg-Lfluor-Elec |  | DEER1316-Ltg-Com-LF | 1/1/2013 |  | DEER2016 HOU Update | FALSE | FALSE |  |  | FALSE | FALSE | FALSE | FALSE | FALSE | FALSE | FALSE | FALSE | FALSE
4396 | C-In-LFFixt-T5-46in-54w+El-PS-HLO(117w)-dWP73 | Commercial Indoor General Lighting: Linear Fluorescent Fixture replaces HID Fixture. Measure includes Code case. Impacts: Linear Fluorescent-based HOU (varies by BldgType) | DEER1314 | Lighting Disposition | 3/6/2015 00:00:00 | Com-Iltg-dWatt-LF | Non-DEER | Scaled | Delta |  |  | None |  | f |  | t | Com | Any | Lighting | InGen-HB | Ltg_Fixture | LinFluor_fixt |  | ILtg-T5 |  |  |  | HIDFixt-MH-150w(190w) | HIDFixt-MH-150w(190w) | LFFixt-T5-46in-54w+El-PS-HLO(117w) | Review | Not Used in 2013-2014 Final Lighting Disposition | f | f | Disposition: MeasuresList-May222014.xlsx | RobNc |  | ILtg-MH |  | DEER1316-T5-Com-HB | 1/1/2013 |  | DEER2015 Uncertain Msr Update | FALSE | FALSE |  |  | FALSE | FALSE | TRUE | TRUE | FALSE | FALSE | FALSE | FALSE | FALSE
4397 | C-In-LFFixt-T5-46in-54w+El-PS-HLO(117w)-dwP98-dwC91 | Commercial Indoor General Lighting: Linear Fluorescent Fixture replaces HID fixture. Measure includes Code case. Impacts: Linear Fluorescent-based HOU (varies by BldgType) | DEER1314 | Lighting Disposition | 3/6/2015 00:00:00 | Com-Iltg-dWatt-LF | DEER | Scaled | Delta |  |  | None |  | f |  | t | Com | Any | Lighting | InGen-HB | Ltg_Fixture | LinFluor_fixt |  | ILtg-T5 |  |  |  | HIDFixt-MH-175w(215w) | HIDFixt-PSMH-175w(208w) | LFFixt-T5-46in-54w+El-PS-HLO(117w) | Review |  | f | f | RevisedHighBay.xlsx | ErRobNc |  | ILtg-MH |  | DEER1316-T5-Com-HB | 1/1/2013 |  | DEER2015 Uncertain Msr Update | FALSE | FALSE |  |  | FALSE | FALSE | TRUE | TRUE | FALSE | FALSE | FALSE | FALSE | FALSE
4398 | C-In-LFFixt-T5-46in-54w+El-PS-HLO(585w)-dwP265-dwC233 | Commercial Indoor General Lighting: Linear Fluorescent Fixture replaces HID fixture. Measure includes Code case. Impacts: Linear Fluorescent-based HOU (varies by BldgType) | DEER1314 | Lighting Disposition | 3/6/2015 00:00:00 | Com-Iltg-dWatt-LF | Non-DEER | Scaled | Delta |  |  | None |  | f |  | t | Com | Any | Lighting | InGen-HB | Ltg_Fixture | LinFluor_fixt |  | ILtg-T5 |  |  |  | HIDFixt-MH-750w(850w) | HIDFixt-PSMH-750w(818w) | LFFixt-T5-46in-54w+El-PS-HLO(585w) | Review |  | f | f | RevisedHighBay.xlsx | ErRobNc |  | ILtg-MH |  | DEER1316-T5-Com-HB | 1/1/2013 |  | DEER2015 Uncertain Msr Update | FALSE | FALSE |  |  | FALSE | FALSE | TRUE | TRUE | FALSE | FALSE | FALSE | FALSE | FALSE
4399 | C-In-LFFixt-T5-46in-54w+El-PS-HLO(585w)-dWP495-dWC233 | Commercial Indoor General Lighting: Linear Fluorescent Fixture replaces HID Fixture. Measure includes Code case. Impacts: Linear Fluorescent-based HOU (varies by BldgType) | DEER1314 | Lighting Disposition | 3/6/2015 00:00:00 | Com-Iltg-dWatt-LF | DEER | Scaled | Delta |  |  | None |  | f |  | t | Com | Any | Lighting | InGen-HB | Ltg_Fixture | LinFluor_fixt |  | ILtg-T5 |  |  |  | HIDFixt-MH-1000w(1080w) | HIDFixt-PSMH-750w(818w) | LFFixt-T5-46in-54w+El-PS-HLO(585w) | Review | WP source e.g.: SCE13LG086r0 | f | f | Disposition: MeasuresList-May222014.xlsx | ErRobNc |  | ILtg-MH |  | DEER1316-T5-Com-HB | 1/1/2013 |  | DEER2015 Uncertain Msr Update | FALSE | FALSE |  |  | FALSE | FALSE | TRUE | TRUE | FALSE | FALSE | FALSE | FALSE | FALSE
4400 | C-In-LFFixt-T5-46in-54w+El-PS-HLO(62w)-dWP66 | Commercial Indoor General Lighting: Linear Fluorescent Fixture replaces HID Fixture. Measure includes Code case. Impacts: Linear Fluorescent-based HOU (varies by BldgType) | DEER1314 | Lighting Disposition | 3/6/2015 00:00:00 | Com-Iltg-dWatt-LF | DEER | Scaled | Delta |  |  | None |  | f |  | t | Com | Any | Lighting | InGen-HB | Ltg_Fixture | LinFluor_fixt |  | ILtg-T5 |  |  |  | HIDFixt-MH-100w(128w) | HIDFixt-MH-100w(128w) | LFFixt-T5-46in-54w+El-PS-HLO(62w) | Review | WP source e.g.: WPSDGENRLG0044r4 | f | f | Disposition: MeasuresList-May222014.xlsx | RobNc |  | ILtg-MH |  | DEER1316-T5-Com-HB | 1/1/2013 |  | DEER2015 Uncertain Msr Update | FALSE | FALSE |  |  | FALSE | FALSE | TRUE | TRUE | FALSE | FALSE | FALSE | FALSE | FALSE
4401 | C-In-LFFixt-T5-46in-54w+El-PS-HLO-1(179w)-dWP116-dWC109 | Commercial Indoor General Lighting: Linear Fluorescent Fixture replaces HID Fixture. Measure includes Code case. Impacts: Linear Fluorescent-based HOU (varies by BldgType) | DEER1314 | Lighting Disposition | 3/6/2015 00:00:00 | Com-Iltg-dWatt-LF | DEER | Scaled | Delta |  |  | None |  | f |  | t | Com | Any | Lighting | InGen-HB | Ltg_Fixture | LinFluor_fixt |  | ILtg-T5 |  |  |  | HIDFixt-MH-250w(295w) | HIDFixt-PSMH-250w(288w) | LFFixt-T5-46in-54w+El-PS-HLO-1(179w) | Review | WP source e.g.: SCE13LG086r0 | f | f | Disposition: MeasuresList-May222014.xlsx | ErRobNc |  | ILtg-MH |  | DEER1316-T5-Com-HB | 1/1/2013 |  | DEER2015 Uncertain Msr Update | FALSE | FALSE |  |  | FALSE | FALSE | TRUE | TRUE | FALSE | FALSE | FALSE | FALSE | FALSE
4402 | C-In-LFFixt-T5-46in-54w+El-PS-HLO-1(234w)-dwP166-dwC131 | Commercial Indoor General Lighting: Linear Fluorescent Fixture replaces HID fixture. Measure includes Code case. Impacts: Linear Fluorescent-based HOU (varies by BldgType) | DEER1314 | Lighting Disposition | 3/6/2015 00:00:00 | Com-Iltg-dWatt-LF | Non-DEER | Scaled | Delta |  |  | None |  | f |  | t | Com | Any | Lighting | InGen-HB | Ltg_Fixture | LinFluor_fixt |  | ILtg-T5 |  |  |  | HIDFixt-MH-350w(400w) | HIDFixt-PSMH-320w(365w) | LFFixt-T5-46in-54w+El-PS-HLO-1(234w) | Review |  | f | f | RevisedHighBay.xlsx | ErRobNc |  | ILtg-MH |  | DEER1316-T5-Com-HB | 1/1/2013 |  | DEER2015 Uncertain Msr Update | FALSE | FALSE |  |  | FALSE | FALSE | TRUE | TRUE | FALSE | FALSE | FALSE | FALSE | FALSE
4403 | C-In-LFFixt-T5-46in-54w+El-PS-HLO-1(234w)-dWP170-dWC166 | Commercial Indoor General Lighting: Linear Fluorescent Fixture replaces HID Fixture. Measure includes Code case. Impacts: Linear Fluorescent-based HOU (varies by BldgType) | DEER1314 | Lighting Disposition | 3/6/2015 00:00:00 | Com-Iltg-dWatt-LF | Non-DEER | Scaled | Delta |  |  | None |  | f |  | t | Com | Any | Lighting | InGen-HB | Ltg_Fixture | LinFluor_fixt |  | ILtg-T5 |  |  |  | HIDFixt-MH-350w(404w) | HIDFixt-PSMH-350w(400w) | LFFixt-T5-46in-54w+El-PS-HLO-1(234w) | Review | Not Used in 2013-2014 Final Lighting Disposition | f | f | Disposition: MeasuresList-May222014.xlsx | ErRobNc |  | ILtg-MH |  | DEER1316-T5-Com-HB | 1/1/2013 |  | DEER2015 Uncertain Msr Update | FALSE | FALSE |  |  | FALSE | FALSE | TRUE | TRUE | FALSE | FALSE | FALSE | FALSE | FALSE
4404 | C-In-LFFixt-T5-46in-54w+El-PS-HLO-1(234w)-dwP221-dwC131 | Commercial Indoor General Lighting: Linear Fluorescent Fixture replaces Metal Halide. Measure includes Code case. Impacts: Linear Fluorescent-based HOU (varies by BldgType) | DEER1314 | Lighting Disposition | 3/6/2015 00:00:00 | Com-Iltg-dWatt-LF | Non-DEER | Scaled | Delta |  |  | None |  | f |  | t | Com | Any | Lighting | InGen-HB | Ltg_Fixture | LinFluor_fixt |  | ILtg-T5 |  |  |  | MV-400w(455w) | HIDFixt-PSMH-320w(365w) | LFFixt-T5-46in-54w+El-PS-HLO-1(234w) | Review | Earlier versions of lighting disposition used a different measure fixture (index -2) | f | f | RevisedHighBay.xlsx | ErRobNc |  | ILtg-HID |  | DEER1316-T5-Com-HB | 1/1/2013 |  | DEER2015 Uncertain Msr Update | FALSE | FALSE |  |  | FALSE | FALSE | TRUE | TRUE | FALSE | FALSE | FALSE | FALSE | FALSE
4405 | C-In-LFFixt-T5-46in-54w+El-PS-HLO-1(234w)-dwP224-dwC131 | Commercial Indoor General Lighting: Linear Fluorescent Fixture replaces HID fixture. Measure includes Code case. Impacts: Linear Fluorescent-based HOU (varies by BldgType) | DEER1314 | Lighting Disposition | 3/6/2015 00:00:00 | Com-Iltg-dWatt-LF | DEER | Scaled | Delta |  |  | None |  | f |  | t | Com | Any | Lighting | InGen-HB | Ltg_Fixture | LinFluor_fixt |  | ILtg-T5 |  |  |  | HIDFixt-MH-400w(458w) | HIDFixt-PSMH-320w(365w) | LFFixt-T5-46in-54w+El-PS-HLO-1(234w) | Review |  | f | f | RevisedHighBay.xlsx | ErRobNc |  | ILtg-MH |  | DEER1316-T5-Com-HB | 1/1/2013 |  | DEER2015 Uncertain Msr Update | FALSE | FALSE |  |  | FALSE | FALSE | TRUE | TRUE | FALSE | FALSE | FALSE | FALSE | FALSE
4406 | C-In-LFFixt-T5-46in-54w+El-PS-HLO-1(234w)-dWP224-dWC166 | Commercial Indoor General Lighting: Linear Fluorescent Fixture replaces HID Fixture. Measure includes Code case. Impacts: Linear Fluorescent-based HOU (varies by BldgType) | DEER1314 | Lighting Disposition | 3/6/2015 00:00:00 | Com-Iltg-dWatt-LF | Non-DEER | Scaled | Delta |  |  | None |  | f |  | t | Com | Any | Lighting | InGen-HB | Ltg_Fixture | LinFluor_fixt |  | ILtg-T5 |  |  |  | HIDFixt-MH-400w(458w) | HIDFixt-PSMH-350w(400w) | LFFixt-T5-46in-54w+El-PS-HLO-1(234w) | Review | Not Used in 2013-2014 Final Lighting Disposition | f | f | Disposition: MeasuresList-May222014.xlsx | ErRobNc |  | ILtg-MH |  | DEER1316-T5-Com-HB | 1/1/2013 |  | DEER2015 Uncertain Msr Update | FALSE | FALSE |  |  | FALSE | FALSE | TRUE | TRUE | FALSE | FALSE | FALSE | FALSE | FALSE
4407 | C-In-LFFixt-T5-46in-54w+El-PS-HLO-1(351w)-dwP105 | Commercial Indoor General Lighting: Linear Fluorescent Fixture replaces HID fixture. Measure includes Code case. Impacts: Linear Fluorescent-based HOU (varies by BldgType) | DEER1314 | Lighting Disposition | 3/6/2015 00:00:00 | Com-Iltg-dWatt-LF | Non-DEER | Scaled | Delta |  |  | None |  | f |  | t | Com | Any | Lighting | InGen-HB | Ltg_Fixture | LinFluor_fixt |  | ILtg-T5 |  |  |  | HIDFixt-PSMH-400w(456w) | HIDFixt-PSMH-400w(456w) | LFFixt-T5-46in-54w+El-PS-HLO-1(351w) | Review | Earlier versions of lighting disposition used a different measure fixture (index -2) | f | f | RevisedHighBay.xlsx | RobNc |  | ILtg-HID |  | DEER1316-T5-Com-HB | 1/1/2013 |  | DEER2015 Uncertain Msr Update | FALSE | FALSE |  |  | FALSE | FALSE | TRUE | TRUE | FALSE | FALSE | FALSE | FALSE | FALSE
4408 | C-In-LFFixt-T5-46in-54w+El-PS-HLO-1(351w)-dWP107-dWC105 | Commercial Indoor General Lighting: Linear Fluorescent Fixture replaces HID Fixture. Measure includes Code case. Impacts: Linear Fluorescent-based HOU (varies by BldgType) | DEER1314 | Lighting Disposition | 3/6/2015 00:00:00 | Com-Iltg-dWatt-LF | DEER | Scaled | Delta |  |  | None |  | f |  | t | Com | Any | Lighting | InGen-HB | Ltg_Fixture | LinFluor_fixt |  | ILtg-T5 |  |  |  | HIDFixt-MH-400w(458w) | HIDFixt-PSMH-400w(456w) | LFFixt-T5-46in-54w+El-PS-HLO-1(351w) | Review | WP source e.g.: SCE13LG086r0 | f | f | Disposition: MeasuresList-May222014.xlsx | ErRobNc |  | ILtg-MH |  | DEER1316-T5-Com-HB | 1/1/2013 |  | DEER2015 Uncertain Msr Update | FALSE | FALSE |  |  | FALSE | FALSE | TRUE | TRUE | FALSE | FALSE | FALSE | FALSE | FALSE
4409 | C-In-LFFixt-T5-46in-54w+El-PS-HLO-1(351w)-dwP429-dwC105 | Commercial Indoor General Lighting: Linear Fluorescent Fixture replaces HID fixture. Measure includes Code case. Impacts: Linear Fluorescent-based HOU (varies by BldgType) | DEER1314 | Lighting Disposition | 3/6/2015 00:00:00 | Com-Iltg-dWatt-LF | Non-DEER | Scaled | Delta |  |  | None |  | f |  | t | Com | Any | Lighting | InGen-HB | Ltg_Fixture | LinFluor_fixt |  | ILtg-T5 |  |  |  | HIDFixt-MV-700w(780w) | HIDFixt-PSMH-400w(456w) | LFFixt-T5-46in-54w+El-PS-HLO-1(351w) | Review | Earlier versions of lighting disposition used a different measure fixture (index -2) | f | f | RevisedHighBay.xlsx | ErRobNc |  | ILtg-HID |  | DEER1316-T5-Com-HB | 1/1/2013 |  | DEER2015 Uncertain Msr Update | FALSE | FALSE |  |  | FALSE | FALSE | TRUE | TRUE | FALSE | FALSE | FALSE | FALSE | FALSE
4410 | C-In-LFFixt-T8-24in-17w+El-IS-NLO(16w)-dWP44 | Commercial Indoor General Lighting: more efficient Linear Fluorescent Fixture installed. Measure includes Code case. Impacts: Linear Fluorescent-based HOU (varies by BldgType) | DEER1314 | Lighting Disposition | 3/6/2015 00:00:00 | Com-Iltg-dWatt-LF | DEER | Scaled | Delta |  |  | None |  | f |  | t | Com | Any | Lighting | InGen-LF | Ltg_Fixture | LinFluor_fixt |  | ILtg-Lfluor-Elec |  |  |  | LFFixt-U6-22in-32w+El-IS-NLO(60w) | LFFixt-U6-22in-32w+El-IS-NLO(60w) | LFFixt-T8-24in-17w+El-IS-NLO(16w) | Review | WP source e.g.: SCE13LG086r0 | f | f | Disposition: MeasuresList-May222014.xlsx | RobNc |  | ILtg-Lfluor-Elec |  | DEER1316-Ltg-Com-LF | 1/1/2013 |  | DEER2016 HOU Update | FALSE | FALSE |  |  | FALSE | FALSE | FALSE | FALSE | FALSE | FALSE | FALSE | FALSE | FALSE
4411 | C-In-LFFixt-T8-24in-17w+El-RS-HLO(19w)-dWP41 | Commercial Indoor General Lighting: more efficient Linear Fluorescent Fixture installed. Measure includes Code case. Impacts: Linear Fluorescent-based HOU (varies by BldgType) | DEER1314 | Lighting Disposition | 3/6/2015 00:00:00 | Com-Iltg-dWatt-LF | DEER | Scaled | Delta |  |  | None |  | f |  | t | Com | Any | Lighting | InGen-LF | Ltg_Fixture | LinFluor_fixt |  | ILtg-Lfluor-Elec |  |  |  | LFFixt-U6-22in-32w+El-IS-NLO(60w) | LFFixt-U6-22in-32w+El-IS-NLO(60w) | LFFixt-T8-24in-17w+El-RS-HLO(19w) | Review | WP source e.g.: PGECOLTG160r1 | f | f | Disposition: MeasuresList-May222014.xlsx | RobNc |  | ILtg-Lfluor-Elec |  | DEER1316-Ltg-Com-LF | 1/1/2013 |  | DEER2016 HOU Update | FALSE | FALSE |  |  | FALSE | FALSE | FALSE | FALSE | FALSE | FALSE | FALSE | FALSE | FALSE
4412 | C-In-LFFixt-T8-24in-17w+El-RS-HLO(41w)-dWP19 | Commercial Indoor General Lighting: more efficient Linear Fluorescent Fixture installed. Measure includes Code case. Impacts: Linear Fluorescent-based HOU (varies by BldgType) | DEER1314 | Lighting Disposition | 3/6/2015 00:00:00 | Com-Iltg-dWatt-LF | DEER | Scaled | Delta |  |  | None |  | f |  | t | Com | Any | Lighting | InGen-LF | Ltg_Fixture | LinFluor_fixt |  | ILtg-Lfluor-Elec |  |  |  | LFFixt-U6-22in-32w+El-IS-NLO(60w) | LFFixt-U6-22in-32w+El-IS-NLO(60w) | LFFixt-T8-24in-17w+El-RS-HLO(41w) | Review | WP source e.g.: PGECOLTG160r1 | f | f | Disposition: MeasuresList-May222014.xlsx | RobNc |  | ILtg-Lfluor-Elec |  | DEER1316-Ltg-Com-LF | 1/1/2013 |  | DEER2016 HOU Update | FALSE | FALSE |  |  | FALSE | FALSE | FALSE | FALSE | FALSE | FALSE | FALSE | FALSE | FALSE
4413 | C-In-LFFixt-T8-24in-17w+El-RS-NLO(31w)-dWP29 | Commercial Indoor General Lighting: more efficient Linear Fluorescent Fixture installed. Measure includes Code case. Impacts: Linear Fluorescent-based HOU (varies by BldgType) | DEER1314 | Lighting Disposition | 3/6/2015 00:00:00 | Com-Iltg-dWatt-LF | DEER | Scaled | Delta |  |  | None |  | f |  | t | Com | Any | Lighting | InGen-LF | Ltg_Fixture | LinFluor_fixt |  | ILtg-Lfluor-Elec |  |  |  | LFFixt-U6-22in-32w+El-IS-NLO(60w) | LFFixt-U6-22in-32w+El-IS-NLO(60w) | LFFixt-T8-24in-17w+El-RS-NLO(31w) | Review | WP source e.g.: PGECOLTG160r1 | f | f | Disposition: MeasuresList-May222014.xlsx | RobNc |  | ILtg-Lfluor-Elec |  | DEER1316-Ltg-Com-LF | 1/1/2013 |  | DEER2016 HOU Update | FALSE | FALSE |  |  | FALSE | FALSE | FALSE | FALSE | FALSE | FALSE | FALSE | FALSE | FALSE
4414 | C-In-LFFixt-T8-24in-17w+El-RS-RLO(28w)-dWP32 | Commercial Indoor General Lighting: more efficient Linear Fluorescent Fixture installed. Measure includes Code case. Impacts: Linear Fluorescent-based HOU (varies by BldgType) | DEER1314 | Lighting Disposition | 3/6/2015 00:00:00 | Com-Iltg-dWatt-LF | DEER | Scaled | Delta |  |  | None |  | f |  | t | Com | Any | Lighting | InGen-LF | Ltg_Fixture | LinFluor_fixt |  | ILtg-Lfluor-Elec |  |  |  | LFFixt-U6-22in-32w+El-IS-NLO(60w) | LFFixt-U6-22in-32w+El-IS-NLO(60w) | LFFixt-T8-24in-17w+El-RS-RLO(28w) | Review | WP source e.g.: PGECOLTG160r1 | f | f | Disposition: MeasuresList-May222014.xlsx | RobNc |  | ILtg-Lfluor-Elec |  | DEER1316-Ltg-Com-LF | 1/1/2013 |  | DEER2016 HOU Update | FALSE | FALSE |  |  | FALSE | FALSE | FALSE | FALSE | FALSE | FALSE | FALSE | FALSE | FALSE
4415 | C-In-LFFixt-T8-24in-17w+El-RS-VHLO(22w)-dWP38 | Commercial Indoor General Lighting: more efficient Linear Fluorescent Fixture installed. Measure includes Code case. Impacts: Linear Fluorescent-based HOU (varies by BldgType) | DEER1314 | Lighting Disposition | 3/6/2015 00:00:00 | Com-Iltg-dWatt-LF | DEER | Scaled | Delta |  |  | None |  | f |  | t | Com | Any | Lighting | InGen-LF | Ltg_Fixture | LinFluor_fixt |  | ILtg-Lfluor-Elec |  |  |  | LFFixt-U6-22in-32w+El-IS-NLO(60w) | LFFixt-U6-22in-32w+El-IS-NLO(60w) | LFFixt-T8-24in-17w+El-RS-VHLO(22w) | Review | WP source e.g.: PGECOLTG160r1 | f | f | Disposition: MeasuresList-May222014.xlsx | RobNc |  | ILtg-Lfluor-Elec |  | DEER1316-Ltg-Com-LF | 1/1/2013 |  | DEER2016 HOU Update | FALSE | FALSE |  |  | FALSE | FALSE | FALSE | FALSE | FALSE | FALSE | FALSE | FALSE | FALSE
4416 | C-In-LFFixt-T8-48in-28w+El-IS-NLO(28w)-dWP55 | Commercial Indoor General Lighting: more efficient Linear Fluorescent Fixture installed. Measure includes Code case. Impacts: Linear Fluorescent-based HOU (varies by BldgType) | DEER1314 | Lighting Disposition | 3/6/2015 00:00:00 | Com-Iltg-dWatt-LF | DEER | Scaled | Delta |  |  | None |  | f |  | t | Com | Any | Lighting | InGen-LF | Ltg_Fixture | LinFluor_fixt |  | ILtg-Lfluor-Elec |  |  |  | LFFixt-T8-48in-32w-3g+El-IS-NLO(83w) | LFFixt-T8-48in-32w-3g+El-IS-NLO(83w) | LFFixt-T8-48in-28w+El-IS-NLO(28w) | Review | WP source e.g.: PGECOLTG160r1 | f | f | Disposition: MeasuresList-May222014.xlsx | RobNc |  | ILtg-Lfluor-Elec |  | DEER1316-Ltg-Com-LF | 1/1/2013 |  | DEER2016 HOU Update | FALSE | FALSE |  |  | FALSE | FALSE | FALSE | FALSE | FALSE | FALSE | FALSE | FALSE | FALSE
4417 | C-In-LFFixt-T8-48in-28w+El-IS-RLO(42w)-dWP41 | Commercial Indoor General Lighting: more efficient Linear Fluorescent Fixture installed. Measure includes Code case. Impacts: Linear Fluorescent-based HOU (varies by BldgType) | DEER2011 | Lighting Disposition | 5/30/2014 00:00:00 | Com-Iltg-dWatt-LF | DEER | Scaled | Delta |  |  | None |  | f |  | t | Com | Any | Lighting | InGen-LF | Ltg_Fixture | LinFluor_fixt |  | ILtg-Lfluor-Elec |  |  |  | LFFixt-T8-48in-32w-3g+El-IS-NLO(83w) | LFFixt-T8-48in-32w-3g+El-IS-NLO(83w) | LFFixt-T8-48in-28w+El-IS-RLO(42w) | Standard | WP source e.g.: PGECOLTG160r1; Expires 6-30-2014; Not used in 2013-14 Lighting Disposition | f | f | Disposition: MeasuresList-May222014.xlsx | RobNc |  | ILtg-Lfluor-Elec |  | DEER1316-Ltg-Com-LF | 1/1/2013 |  | DEER2016 HOU Update | FALSE | FALSE |  |  | FALSE | FALSE | FALSE | FALSE | FALSE | FALSE | FALSE | FALSE | FALSE
4418 | C-In-LFFixt-T8-48in-28w+El-IS-RLO(44w)-dWP39 | Commercial Indoor General Lighting: more efficient Linear Fluorescent Fixture installed. Measure includes Code case. Impacts: Linear Fluorescent-based HOU (varies by BldgType) | DEER1314 | Lighting Disposition | 3/6/2015 00:00:00 | Com-Iltg-dWatt-LF | Non-DEER | Scaled | Delta |  |  | None |  | t |  | t | Com | Any | Lighting | InGen-LF | Ltg_Fixture | LinFluor_fixt |  | ILtg-Lfluor-Elec |  |  |  | LFFixt-T8-48in-32w-3g+El-IS-NLO(83w) | LFFixt-T8-48in-32w-3g+El-IS-NLO(83w) | LFFixt-T8-48in-28w+El-IS-RLO(44w) | Review |  | f | f | Disposition: MeasuresList-Dec1-2014.xlsx | RobNc |  | ILtg-Lfluor-Elec |  | DEER1316-Ltg-Com-LF | 1/1/2013 |  | DEER2016 HOU Update | FALSE | FALSE |  |  | FALSE | FALSE | FALSE | FALSE | FALSE | FALSE | FALSE | FALSE | FALSE
4419 | C-In-LFFixt-T8-48in-30w+El-IS-NLO(51w)-dWP32 | Commercial Indoor General Lighting: more efficient Linear Fluorescent Fixture installed. Measure includes Code case. Impacts: Linear Fluorescent-based HOU (varies by BldgType) | DEER1314 | Lighting Disposition | 3/6/2015 00:00:00 | Com-Iltg-dWatt-LF | DEER | Scaled | Delta |  |  | None |  | f |  | t | Com | Any | Lighting | InGen-LF | Ltg_Fixture | LinFluor_fixt |  | ILtg-Lfluor-Elec |  |  |  | LFFixt-T8-48in-32w-3g+El-IS-NLO(83w) | LFFixt-T8-48in-32w-3g+El-IS-NLO(83w) | LFFixt-T8-48in-30w+El-IS-NLO(51w) | Review | WP source e.g.: PGECOLTG160r1 | f | f | Disposition: MeasuresList-May222014.xlsx | RobNc |  | ILtg-Lfluor-Elec |  | DEER1316-Ltg-Com-LF | 1/1/2013 |  | DEER2016 HOU Update | FALSE | FALSE |  |  | FALSE | FALSE | FALSE | FALSE | FALSE | FALSE | FALSE | FALSE | FALSE
4420 | C-In-LFFixt-T8-48in-32w-3g+El-IS-HLO(62w)-dWP21 | Commercial Indoor General Lighting: more efficient Linear Fluorescent Fixture installed. Measure includes Code case. Impacts: Linear Fluorescent-based HOU (varies by BldgType) | DEER1314 | Lighting Disposition | 3/6/2015 00:00:00 | Com-Iltg-dWatt-LF | DEER | Scaled | Delta |  |  | None |  | f |  | t | Com | Any | Lighting | InGen-LF | Ltg_Fixture | LinFluor_fixt |  | ILtg-Lfluor-Elec |  |  |  | LFFixt-T8-48in-32w-3g+El-IS-NLO(83w) | LFFixt-T8-48in-32w-3g+El-IS-NLO(83w) | LFFixt-T8-48in-32w-3g+El-IS-HLO(62w) | Review | WP source e.g.: PGECOLTG160r1 | f | f | Disposition: MeasuresList-May222014.xlsx | RobNc |  | ILtg-Lfluor-Elec |  | DEER1316-Ltg-Com-LF | 1/1/2013 |  | DEER2016 HOU Update | FALSE | FALSE |  |  | FALSE | FALSE | FALSE | FALSE | FALSE | FALSE | FALSE | FALSE | FALSE
4421 | C-In-LFFixt-T8-48in-32w-3g+El-RS-HLO(34w)-dWP49 | Commercial Indoor General Lighting: more efficient Linear Fluorescent Fixture installed. Measure includes Code case. Impacts: Linear Fluorescent-based HOU (varies by BldgType) | DEER1314 | Lighting Disposition | 3/6/2015 00:00:00 | Com-Iltg-dWatt-LF | DEER | Scaled | Delta |  |  | None |  | f |  | t | Com | Any | Lighting | InGen-LF | Ltg_Fixture | LinFluor_fixt |  | ILtg-Lfluor-Elec |  |  |  | LFFixt-T8-48in-32w-3g+El-IS-NLO(83w) | LFFixt-T8-48in-32w-3g+El-IS-NLO(83w) | LFFixt-T8-48in-32w-3g+El-RS-HLO(34w) | Review | WP source e.g.: PGECOLTG114r5 | f | f | Disposition: MeasuresList-May222014.xlsx | RobNc |  | ILtg-Lfluor-Elec |  | DEER1316-Ltg-Com-LF | 1/1/2013 |  | DEER2016 HOU Update | FALSE | FALSE |  |  | FALSE | FALSE | FALSE | FALSE | FALSE | FALSE | FALSE | FALSE | FALSE
4422 | C-In-LFFixt-T8-48in-32w-3g+El-RS-VHLO(38w)-dWP45 | Commercial Indoor General Lighting: more efficient Linear Fluorescent Fixture installed. Measure includes Code case. Impacts: Linear Fluorescent-based HOU (varies by BldgType) | DEER1314 | Lighting Disposition | 3/6/2015 00:00:00 | Com-Iltg-dWatt-LF | DEER | Scaled | Delta |  |  | None |  | f |  | t | Com | Any | Lighting | InGen-LF | Ltg_Fixture | LinFluor_fixt |  | ILtg-Lfluor-Elec |  |  |  | LFFixt-T8-48in-32w-3g+El-IS-NLO(83w) | LFFixt-T8-48in-32w-3g+El-IS-NLO(83w) | LFFixt-T8-48in-32w-3g+El-RS-VHLO(38w) | Review | WP source e.g.: PGECOLTG160r1 | f | f | Disposition: MeasuresList-May222014.xlsx | RobNc |  | ILtg-Lfluor-Elec |  | DEER1316-Ltg-Com-LF | 1/1/2013 |  | DEER2016 HOU Update | FALSE | FALSE |  |  | FALSE | FALSE | FALSE | FALSE | FALSE | FALSE | FALSE | FALSE | FALSE
4423 | C-In-LFLmpBlst-T12-24in-20w+MagStd-RS-NLO-Del(38w)-dWP30-dWC0 | Commercial Indoor General Lighting: Linear Fluorescent Lamp & Ballast permanently delamped. Measure includes Code case. Impacts: Linear Fluorescent-based HOU (varies by BldgType) | DEER2011 | Lighting Disposition | 5/30/2014 00:00:00 | Com-Iltg-dWatt-LF | Non-DEER | Scaled | Delta |  |  | None |  | f |  | t | Com | Any | Lighting | InGen-LF | Ltg_Lmp+Blst | LF_LmpBlst |  | ILtg-Lfluor-T12Mag |  |  |  | LFLmpBlst-T12-24in-20w+MagStd-RS-NLO(68w) | LFLmpBlst-T12-24in-20w+MagStd-RS-NLO-Del(38w) | LFLmpBlst-T12-24in-20w+MagStd-RS-NLO-Del(38w) | Standard | WP source e.g.: PGECOLTG114r5; Expires 6-30-2014; Not used in 2013-14 Lighting Disposition | f | f | Disposition: MeasuresList-May222014.xlsx | ERrul |  | ILtg-Lfluor-T12Mag |  | None | 1/1/2013 | 6/30/2014 |  | FALSE | FALSE |  |  | FALSE | FALSE | FALSE | FALSE | FALSE | FALSE | FALSE | FALSE | FALSE
4424 | C-In-LFLmpBlst-T12-36in-25w+MagStd-RS-NLO-Del(73w)-dWP42 | Commercial Indoor General Lighting: Linear Fluorescent Lamp & Ballast permanently delamped. Measure includes Code case. Impacts: Linear Fluorescent-based HOU (varies by BldgType) | DEER1314 | Lighting Disposition | 3/6/2015 00:00:00 | Com-Iltg-dWatt-LF | DEER | Scaled | Delta |  |  | None |  | t |  | t | Com | Any | Lighting | InGen-LF | Ltg_Lmp+Blst | LF_LmpBlst |  | ILtg-Lfluor-T12Mag |  |  |  | LFLmpBlst-T12-36in-25w+MagStd-RS-NLO(115w) | LFLmpBlst-T12-36in-25w+MagStd-RS-NLO(115w) | LFLmpBlst-T12-36in-25w+MagStd-RS-NLO-Del(73w) | Review |  | f | f | Disposition: MeasuresList-Dec1-2014.xlsx | RobNc |  | ILtg-Lfluor-T12Mag |  | DEER1316-Ltg-Com-LF | 1/1/2013 |  | DEER2016 HOU Update | FALSE | FALSE |  |  | FALSE | FALSE | FALSE | FALSE | FALSE | FALSE | FALSE | FALSE | FALSE
4425 | C-In-LFLmpBlst-T12-36in-25w+MagStd-RS-NLO-Del(73w)-dWP42-dWC0 | Commercial Indoor General Lighting: Linear Fluorescent Lamp & Ballast permanently delamped. Measure includes Code case. Impacts: Linear Fluorescent-based HOU (varies by BldgType) | DEER2011 | Lighting Disposition | 5/30/2014 00:00:00 | Com-Iltg-dWatt-LF | Non-DEER | Scaled | Delta |  |  | None |  | f |  | t | Com | Any | Lighting | InGen-LF | Ltg_Lmp+Blst | LF_LmpBlst |  | ILtg-Lfluor-T12Mag |  |  |  | LFLmpBlst-T12-36in-25w+MagStd-RS-NLO(115w) | LFLmpBlst-T12-36in-25w+MagStd-RS-NLO-Del(73w) | LFLmpBlst-T12-36in-25w+MagStd-RS-NLO-Del(73w) | Standard | WP source e.g.: PGECOLTG114r5; Not used in 2013-14 Lighting Disposition | f | f | Disposition: MeasuresList-May222014.xlsx | ERrul |  | ILtg-Lfluor-T12Mag |  | None | 1/1/2013 | 6/30/2014 |  | FALSE | FALSE |  |  | FALSE | FALSE | FALSE | FALSE | FALSE | FALSE | FALSE | FALSE | FALSE
4426 | C-In-LFLmpBlst-T12-48in-34w+MagES-RS-NLO-Del(123w)-dWP29 | Commercial Indoor General Lighting: Linear Fluorescent Lamp & Ballast permanently delamped. Measure includes Code case. Impacts: Linear Fluorescent-based HOU (varies by BldgType) | DEER1314 | Lighting Disposition | 3/6/2015 00:00:00 | Com-Iltg-dWatt-LF | DEER | Scaled | Delta |  |  | None |  | t |  | t | Com | Any | Lighting | InGen-LF | Ltg_Lmp+Blst | LF_LmpBlst |  | ILtg-Lfluor-T12Mag |  |  |  | LFLmpBlst-T12-48in-34w+MagES-RS-NLO(152w) | LFLmpBlst-T12-48in-34w+MagES-RS-NLO(152w) | LFLmpBlst-T12-48in-34w+MagES-RS-NLO-Del(123w) | Review |  | f | f | Disposition: MeasuresList-Dec1-2014.xlsx | RobNc |  | ILtg-Lfluor-T12Mag |  | DEER1316-Ltg-Com-LF | 1/1/2013 |  | DEER2016 HOU Update | FALSE | FALSE |  |  | FALSE | FALSE | FALSE | FALSE | FALSE | FALSE | FALSE | FALSE | FALSE
4427 | C-In-LFLmpBlst-T12-48in-34w+MagES-RS-NLO-Del(123w)-dWP29-dWC0 | Commercial Indoor General Lighting: Linear Fluorescent Lamp & Ballast permanently delamped. Measure includes Code case. Impacts: Linear Fluorescent-based HOU (varies by BldgType) | DEER2011 | Lighting Disposition | 5/30/2014 00:00:00 | Com-Iltg-dWatt-LF | Non-DEER | Scaled | Delta |  |  | None |  | f |  | t | Com | Any | Lighting | InGen-LF | Ltg_Lmp+Blst | LF_LmpBlst |  | ILtg-Lfluor-T12Mag |  |  |  | LFLmpBlst-T12-48in-34w+MagES-RS-NLO(152w) | LFLmpBlst-T12-48in-34w+MagES-RS-NLO-Del(123w) | LFLmpBlst-T12-48in-34w+MagES-RS-NLO-Del(123w) | Standard | WP source e.g.: PGECOLTG114r5; Not used in 2013-14 Lighting Disposition | f | f | Disposition: MeasuresList-May222014.xlsx | ERrul |  | ILtg-Lfluor-T12Mag |  | None | 1/1/2013 | 6/30/2014 |  | FALSE | FALSE |  |  | FALSE | FALSE | FALSE | FALSE | FALSE | FALSE | FALSE | FALSE | FALSE
4428 | C-In-LFLmpBlst-T12-48in-34w+MagStd-RS-NLO+Refl-Del(48w)-dWP96-dWC0 | Commercial Indoor General Lighting: Linear Fluorescent Lamp & Ballast permanently delamped. Measure includes Code case. Impacts: Linear Fluorescent-based HOU (varies by BldgType) | DEER2011 | Lighting Disposition | 5/30/2014 00:00:00 | Com-Iltg-dWatt-LF | Non-DEER | Scaled | Delta |  |  | None |  | f |  | t | Com | Any | Lighting | InGen-LF | Ltg_Lmp+Blst | LF_LmpBlst |  | ILtg-Lfluor-T12Mag |  |  |  | LFLmpBlst-T12-48in-30w+MagStd-IS-NLO(144w) | LFLmpBlst-T12-48in-34w+MagStd-RS-NLO+Refl-Del(48w) | LFLmpBlst-T12-48in-34w+MagStd-RS-NLO+Refl-Del(48w) | Standard | WP source e.g.: PGECOLTG114r5; Not used in 2013-14 Lighting Disposition | f | f | Disposition: MeasuresList-May222014.xlsx | ERrul |  | ILtg-Lfluor-T12Mag |  | None | 1/1/2013 | 6/30/2014 |  | FALSE | FALSE |  |  | FALSE | FALSE | FALSE | FALSE | FALSE | FALSE | FALSE | FALSE | FALSE
4429 | C-In-LFLmpBlst-T12-96in-60w+MagES-RS-NLO+Refl-Del(109w)-dWP137-dWC0 | Commercial Indoor General Lighting: Linear Fluorescent Lamp & Ballast permanently delamped. Measure includes Code case. Impacts: Linear Fluorescent-based HOU (varies by BldgType) | DEER2011 | Lighting Disposition | 5/30/2014 00:00:00 | Com-Iltg-dWatt-LF | Non-DEER | Scaled | Delta |  |  | None |  | f |  | t | Com | Any | Lighting | InGen-LF | Ltg_Lmp+Blst | LF_LmpBlst |  | ILtg-Lfluor-T12Mag |  |  |  | LFLmpBlst-T12-96in-60w+MagStd-RS-NLO(246w) | LFLmpBlst-T12-96in-60w+MagES-RS-NLO+Refl-Del(109w) | LFLmpBlst-T12-96in-60w+MagES-RS-NLO+Refl-Del(109w) | Standard | WP source e.g.: PGECOLTG160r1; Expires 6-30-2014; Not used in 2013-14 Lighting Disposition | f | f | Disposition: MeasuresList-May222014.xlsx | ERrul |  | ILtg-Lfluor-T12Mag |  | None | 1/1/2013 | 6/30/2014 |  | FALSE | FALSE |  |  | FALSE | FALSE | FALSE | FALSE | FALSE | FALSE | FALSE | FALSE | FALSE
4430 | C-In-LFLmpBlst-T12-96in-60w+MagES-RS-NLO-Del(133w)-dWP77 | Commercial Indoor General Lighting: Linear Fluorescent Lamp & Ballast permanently delamped. Measure includes Code case. Impacts: Linear Fluorescent-based HOU (varies by BldgType) | DEER1314 | Lighting Disposition | 3/6/2015 00:00:00 | Com-Iltg-dWatt-LF | DEER | Scaled | Delta |  |  | None |  | t |  | t | Com | Any | Lighting | InGen-LF | Ltg_Lmp+Blst | LF_LmpBlst |  | ILtg-Lfluor-T12Mag |  |  |  | LFLmpBlst-T12-96in-60w+MagES-RS-NLO(210w) | LFLmpBlst-T12-96in-60w+MagES-RS-NLO(210w) | LFLmpBlst-T12-96in-60w+MagES-RS-NLO-Del(133w) | Review |  | f | f | Disposition: MeasuresList-Dec1-2014.xlsx | RobNc |  | ILtg-Lfluor-T12Mag |  | DEER1316-Ltg-Com-LF | 1/1/2013 |  | DEER2016 HOU Update | FALSE | FALSE |  |  | FALSE | FALSE | FALSE | FALSE | FALSE | FALSE | FALSE | FALSE | FALSE
4431 | C-In-LFLmpBlst-T12-96in-60w+MagES-RS-NLO-Del(133w)-dWP77-dWC0 | Commercial Indoor General Lighting: Linear Fluorescent Lamp & Ballast permanently delamped. Measure includes Code case. Impacts: Linear Fluorescent-based HOU (varies by BldgType) | DEER2011 | Lighting Disposition | 5/30/2014 00:00:00 | Com-Iltg-dWatt-LF | Non-DEER | Scaled | Delta |  |  | None |  | f |  | t | Com | Any | Lighting | InGen-LF | Ltg_Lmp+Blst | LF_LmpBlst |  | ILtg-Lfluor-T12Mag |  |  |  | LFLmpBlst-T12-96in-60w+MagES-RS-NLO(210w) | LFLmpBlst-T12-96in-60w+MagES-RS-NLO-Del(133w) | LFLmpBlst-T12-96in-60w+MagES-RS-NLO-Del(133w) | Standard | WP source e.g.: PGECOLTG160r1; Expires 6-30-2014; Not used in 2013-14 Lighting Disposition | f | f | Disposition: MeasuresList-May222014.xlsx | ERrul |  | ILtg-Lfluor-T12Mag |  | None | 1/1/2013 | 6/30/2014 |  | FALSE | FALSE |  |  | FALSE | FALSE | FALSE | FALSE | FALSE | FALSE | FALSE | FALSE | FALSE
4432 | C-In-LFLmpBlst-T5-22in-14w+El-IS-NLO(34w)-dWP22 | Commercial Indoor General Lighting: more efficient Linear Fluorescent Lamp & Ballast installed. Measure includes Code case. Impacts: Linear Fluorescent-based HOU (varies by BldgType) | DEER1314 | Lighting Disposition | 3/6/2015 00:00:00 | Com-Iltg-dWatt-LF | DEER | Scaled | Delta |  |  | None |  | f |  | t | Com | Any | Lighting | InGen-LF | Ltg_Lmp+Blst | LF_LmpBlst |  | ILtg-T5 |  |  |  | LFLmpBlst-T12-24in-20w+MagStd-RS-NLO(56w) | LFLmpBlst-T12-24in-20w+MagStd-RS-NLO(56w) | LFLmpBlst-T5-22in-14w+El-IS-NLO(34w) | Review | WP source e.g.: PGECOLTG114r5 | f | f | Disposition: MeasuresList-May222014.xlsx | RobNc |  | ILtg-Lfluor-T12Mag |  | DEER1316-Ltg-Com-LF | 1/1/2013 |  | DEER2016 HOU Update | FALSE | FALSE |  |  | FALSE | FALSE | FALSE | FALSE | FALSE | FALSE | FALSE | FALSE | FALSE
4433 | C-In-LFLmpBlst-T5-22in-14w+El-PS-HLO(34w)-dWP22 | Commercial Indoor General Lighting: more efficient Linear Fluorescent Lamp & Ballast installed. Measure includes Code case. Impacts: Linear Fluorescent-based HOU (varies by BldgType) | DEER1314 | Lighting Disposition | 3/6/2015 00:00:00 | Com-Iltg-dWatt-LF | DEER | Scaled | Delta |  |  | None |  | f |  | t | Com | Any | Lighting | InGen-LF | Ltg_Lmp+Blst | LF_LmpBlst |  | ILtg-T5 |  |  |  | LFLmpBlst-T12-24in-20w+MagStd-RS-NLO(56w) | LFLmpBlst-T12-24in-20w+MagStd-RS-NLO(56w) | LFLmpBlst-T5-22in-14w+El-PS-HLO(34w) | Review | WP source e.g.: WPSDGENRLG0022r3 | f | f | Disposition: MeasuresList-May222014.xlsx | RobNc |  | ILtg-Lfluor-T12Mag |  | DEER1316-Ltg-Com-LF | 1/1/2013 |  | DEER2016 HOU Update | FALSE | FALSE |  |  | FALSE | FALSE | FALSE | FALSE | FALSE | FALSE | FALSE | FALSE | FALSE
4434 | C-In-LFLmpBlst-T5-22in-14w+El-PS-NLO(17w)-dWP11 | Commercial Indoor General Lighting: more efficient Linear Fluorescent Lamp & Ballast installed. Measure includes Code case. Impacts: Linear Fluorescent-based HOU (varies by BldgType) | DEER1314 | Lighting Disposition | 3/6/2015 00:00:00 | Com-Iltg-dWatt-LF | DEER | Scaled | Delta |  |  | None |  | f |  | t | Com | Any | Lighting | InGen-LF | Ltg_Lmp+Blst | LF_LmpBlst |  | ILtg-T5 |  |  |  | LFLmpBlst-T12-24in-20w+MagStd-RS-NLO(28w) | LFLmpBlst-T12-24in-20w+MagStd-RS-NLO(28w) | LFLmpBlst-T5-22in-14w+El-PS-NLO(17w) | Review | WP source e.g.: WPSDGENRLG0022r3 | f | f | Disposition: MeasuresList-May222014.xlsx | RobNc |  | ILtg-Lfluor-T12Mag |  | DEER1316-Ltg-Com-LF | 1/1/2013 |  | DEER2016 HOU Update | FALSE | FALSE |  |  | FALSE | FALSE | FALSE | FALSE | FALSE | FALSE | FALSE | FALSE | FALSE
4435 | C-In-LFLmpBlst-T5-22in-14w+El-RS-HLO(34w)-dWP26 | Commercial Indoor General Lighting: more efficient Linear Fluorescent Lamp & Ballast installed. Measure includes Code case. Impacts: Linear Fluorescent-based HOU (varies by BldgType) | DEER1314 | Lighting Disposition | 3/6/2015 00:00:00 | Com-Iltg-dWatt-LF | DEER | Scaled | Delta |  |  | None |  | f |  | t | Com | Any | Lighting | InGen-LF | Ltg_Lmp+Blst | LF_LmpBlst |  | ILtg-T5 |  |  |  | LFLmpBlst-U6-22in-32w+El-IS-NLO(60w) | LFLmpBlst-U6-22in-32w+El-IS-NLO(60w) | LFLmpBlst-T5-22in-14w+El-RS-HLO(34w) | Review | WP source e.g.: WPSDGENRLG0022r3 | f | f | Disposition: MeasuresList-May222014.xlsx | RobNc |  | ILtg-Lfluor-Elec |  | DEER1316-Ltg-Com-LF | 1/1/2013 |  | DEER2016 HOU Update | FALSE | FALSE |  |  | FALSE | FALSE | FALSE | FALSE | FALSE | FALSE | FALSE | FALSE | FALSE
4436 | C-In-LFLmpBlst-T5-22in-14w+El-RS-NLO(32w)-dWP28 | Commercial Indoor General Lighting: more efficient Linear Fluorescent Lamp & Ballast installed. Measure includes Code case. Impacts: Linear Fluorescent-based HOU (varies by BldgType) | DEER1314 | Lighting Disposition | 3/6/2015 00:00:00 | Com-Iltg-dWatt-LF | DEER | Scaled | Delta |  |  | None |  | f |  | t | Com | Any | Lighting | InGen-LF | Ltg_Lmp+Blst | LF_LmpBlst |  | ILtg-T5 |  |  |  | LFLmpBlst-U6-22in-32w+El-IS-NLO(60w) | LFLmpBlst-U6-22in-32w+El-IS-NLO(60w) | LFLmpBlst-T5-22in-14w+El-RS-NLO(32w) | Review | WP source e.g.: PGE3PLTG176r0 | f | f | Disposition: MeasuresList-May222014.xlsx | RobNc |  | ILtg-Lfluor-Elec |  | DEER1316-Ltg-Com-LF | 1/1/2013 |  | DEER2016 HOU Update | FALSE | FALSE |  |  | FALSE | FALSE | FALSE | FALSE | FALSE | FALSE | FALSE | FALSE | FALSE
4437 | C-In-LFLmpBlst-T5-34in-21w+El-IS-NLO(48w)-dWP18 | Commercial Indoor General Lighting: more efficient Linear Fluorescent Lamp & Ballast installed. Measure includes Code case. Impacts: Linear Fluorescent-based HOU (varies by BldgType) | DEER1314 | Lighting Disposition | 3/6/2015 00:00:00 | Com-Iltg-dWatt-LF | DEER | Scaled | Delta |  |  | None |  | f |  | t | Com | Any | Lighting | InGen-LF | Ltg_Lmp+Blst | LF_LmpBlst |  | ILtg-T5 |  |  |  | LFLmpBlst-T12-36in-25w+MagES-RS-NLO(66w) | LFLmpBlst-T12-36in-25w+MagES-RS-NLO(66w) | LFLmpBlst-T5-34in-21w+El-IS-NLO(48w) | Review | WP source e.g.: PGE3PLTG176r0 | f | f | Disposition: MeasuresList-May222014.xlsx | RobNc |  | ILtg-Lfluor-T12Mag |  | DEER1316-Ltg-Com-LF | 1/1/2013 |  | DEER2016 HOU Update | FALSE | FALSE |  |  | FALSE | FALSE | FALSE | FALSE | FALSE | FALSE | FALSE | FALSE | FALSE
4438 | C-In-LFLmpBlst-T5-34in-21w+El-IS-RLO(24w)-dWP22 | Commercial Indoor General Lighting: more efficient Linear Fluorescent Lamp & Ballast installed. Measure includes Code case. Impacts: Linear Fluorescent-based HOU (varies by BldgType) | DEER1314 | Lighting Disposition | 3/6/2015 00:00:00 | Com-Iltg-dWatt-LF | DEER | Scaled | Delta |  |  | None |  | f |  | t | Com | Any | Lighting | InGen-LF | Ltg_Lmp+Blst | LF_LmpBlst |  | ILtg-T5 |  |  |  | LFLmpBlst-T12-36in-30w+MagStd-RS-NLO(46w) | LFLmpBlst-T12-36in-30w+MagStd-RS-NLO(46w) | LFLmpBlst-T5-34in-21w+El-IS-RLO(24w) | Review | WP source e.g.: WPSDGENRLG0022r3 | f | f | Disposition: MeasuresList-May222014.xlsx | RobNc |  | ILtg-Lfluor-T12Mag |  | DEER1316-Ltg-Com-LF | 1/1/2013 |  | DEER2016 HOU Update | FALSE | FALSE |  |  | FALSE | FALSE | FALSE | FALSE | FALSE | FALSE | FALSE | FALSE | FALSE
4439 | C-In-LFLmpBlst-T5-34in-21w+El-IS-RLO(48w)-dWP18 | Commercial Indoor General Lighting: more efficient Linear Fluorescent Lamp & Ballast installed. Measure includes Code case. Impacts: Linear Fluorescent-based HOU (varies by BldgType) | DEER1314 | Lighting Disposition | 3/6/2015 00:00:00 | Com-Iltg-dWatt-LF | DEER | Scaled | Delta |  |  | None |  | f |  | t | Com | Any | Lighting | InGen-LF | Ltg_Lmp+Blst | LF_LmpBlst |  | ILtg-T5 |  |  |  | LFLmpBlst-T12-36in-25w+MagES-RS-NLO(66w) | LFLmpBlst-T12-36in-25w+MagES-RS-NLO(66w) | LFLmpBlst-T5-34in-21w+El-IS-RLO(48w) | Review | WP source e.g.: SCE13LG087r0 | f | f | Disposition: MeasuresList-May222014.xlsx | RobNc |  | ILtg-Lfluor-T12Mag |  | DEER1316-Ltg-Com-LF | 1/1/2013 |  | DEER2016 HOU Update | FALSE | FALSE |  |  | FALSE | FALSE | FALSE | FALSE | FALSE | FALSE | FALSE | FALSE | FALSE
4440 | C-In-LFLmpBlst-T5-46in-28w+El-IS-NLO(54w)-dWP69-dWC0 | Commercial Indoor General Lighting: more efficient Linear Fluorescent Lamp & Ballast installed. Measure includes Code case. Impacts: Linear Fluorescent-based HOU (varies by BldgType) | DEER1314 | Lighting Disposition | 3/6/2015 00:00:00 | Com-Iltg-dWatt-LF | DEER | Scaled | Delta |  |  | None |  | t |  | t | Com | Any | Lighting | InGen-LF | Ltg_Lmp+Blst | LF_LmpBlst |  | ILtg-T5 |  |  |  | LFLmpBlst-T12-96in-60w+MagES-RS-NLO(123w) | LFLmpBlst-T5-46in-28w+El-IS-NLO(54w) | LFLmpBlst-T5-46in-28w+El-IS-NLO(54w) | Review |  | f | f | Disposition: MeasuresList-Dec1-2014.xlsx | ERrul |  | ILtg-Lfluor-T12Mag |  | DEER1316-Ltg-Com-LF | 1/1/2013 |  | DEER2016 HOU Update | FALSE | FALSE |  |  | FALSE | FALSE | FALSE | FALSE | FALSE | FALSE | FALSE | FALSE | FALSE
4441 | C-In-LFLmpBlst-T5-46in-28w+El-IS-NLO(54w)-dWP69-dWC55 | Commercial Indoor General Lighting: more efficient Linear Fluorescent Lamp & Ballast installed. Measure includes Code case. Impacts: Linear Fluorescent-based HOU (varies by BldgType) | DEER1314 | Lighting Disposition | 3/6/2015 00:00:00 | Com-Iltg-dWatt-LF | DEER | Scaled | Delta |  |  | None |  | f |  | t | Com | Any | Lighting | InGen-LF | Ltg_Lmp+Blst | LF_LmpBlst |  | ILtg-T5 |  |  |  | LFLmpBlst-T12-96in-60w+MagES-RS-NLO(123w) | LFLmpBlst-T8-96in-59w+El-IS-NLO(109w) | LFLmpBlst-T5-46in-28w+El-IS-NLO(54w) | Review | WP source e.g.: WPSDGENRLG0013r3 | f | f | Disposition: MeasuresList-May222014.xlsx | ErRobNc |  | ILtg-Lfluor-T12Mag |  | DEER1316-Ltg-Com-LF | 1/1/2013 |  | DEER2016 HOU Update | FALSE | FALSE |  |  | FALSE | FALSE | FALSE | FALSE | FALSE | FALSE | FALSE | FALSE | FALSE
4442 | C-In-LFLmpBlst-T5-46in-28w+El-IS-NLO-Dim(72w)-dWP72-dWC0 | Commercial Indoor General Lighting: more efficient Linear Fluorescent Lamp & Ballast installed. Measure includes Code case. Impacts: Linear Fluorescent-based HOU (varies by BldgType) | DEER1314 | Lighting Disposition | 3/6/2015 00:00:00 | Com-Iltg-dWatt-LF | DEER | Scaled | Delta |  |  | None |  | t |  | t | Com | Any | Lighting | InGen-LF | Ltg_Lmp+Blst | LF_LmpBlst |  | ILtg-T5 |  |  |  | LFLmpBlst-T12-48in-34w+MagES-RS-NLO(144w) | LFLmpBlst-T5-46in-28w+El-IS-NLO-Dim(72w) | LFLmpBlst-T5-46in-28w+El-IS-NLO-Dim(72w) | Review |  | f | f | Disposition: MeasuresList-Dec1-2014.xlsx | ERrul |  | ILtg-Lfluor-T12Mag |  | DEER1316-Ltg-Com-LF | 1/1/2013 |  | DEER2016 HOU Update | FALSE | FALSE |  |  | FALSE | FALSE | FALSE | FALSE | FALSE | FALSE | FALSE | FALSE | FALSE
4443 | C-In-LFLmpBlst-T5-46in-28w+El-IS-NLO-Dim(72w)-dWP72-dWC36 | Commercial Indoor General Lighting: more efficient Linear Fluorescent Lamp & Ballast installed. Measure includes Code case. Impacts: Linear Fluorescent-based HOU (varies by BldgType) | DEER2011 | Lighting Disposition | 5/30/2014 00:00:00 | Com-Iltg-dWatt-LF | Non-DEER | Scaled | Delta |  |  | None |  | f |  | t | Com | Any | Lighting | InGen-LF | Ltg_Lmp+Blst | LF_LmpBlst |  | ILtg-T5 |  |  |  | LFLmpBlst-T12-48in-34w+MagES-RS-NLO(144w) | LFLmpBlst-T8-48in-32w-3g+El-IS-NLO-1(108w) | LFLmpBlst-T5-46in-28w+El-IS-NLO-Dim(72w) | Standard | WP source e.g.: WPSDGENRLG0013r3; Expires 6-30-2014; Not used in 2013-14 Lighting Disposition | f | f | Disposition: MeasuresList-May222014.xlsx | ErRobNc |  | ILtg-Lfluor-T12Mag |  | None | 1/1/2013 | 6/30/2014 |  | FALSE | FALSE |  |  | FALSE | FALSE | FALSE | FALSE | FALSE | FALSE | FALSE | FALSE | FALSE
4444 | C-In-LFLmpBlst-T5-46in-28w+El-PS-HLO(33w)-dWP10-dWC0 | Commercial Indoor General Lighting: more efficient Linear Fluorescent Lamp & Ballast installed. Measure includes Code case. Impacts: Linear Fluorescent-based HOU (varies by BldgType) | DEER1314 | Lighting Disposition | 3/6/2015 00:00:00 | Com-Iltg-dWatt-LF | DEER | Scaled | Delta |  |  | None |  | f |  | t | Com | Any | Lighting | InGen-LF | Ltg_Lmp+Blst | LF_LmpBlst |  | ILtg-T5 |  |  |  | LFLmpBlst-T12-48in-34w+MagES-RS-NLO(43w) | LFLmpBlst-T5-46in-28w+El-PS-HLO(33w) | LFLmpBlst-T5-46in-28w+El-PS-HLO(33w) | Review | WP source e.g.: PGECOLTG160r1 | f | f | Disposition: MeasuresList-May222014.xlsx | ERrul |  | ILtg-Lfluor-T12Mag |  | DEER1316-Ltg-Com-LF | 1/1/2013 |  | DEER2016 HOU Update | FALSE | FALSE |  |  | FALSE | FALSE | FALSE | FALSE | FALSE | FALSE | FALSE | FALSE | FALSE
4445 | C-In-LFLmpBlst-T5-46in-28w+El-PS-HLO(64w)-dWP51-dWC0 | Commercial Indoor General Lighting: more efficient Linear Fluorescent Lamp & Ballast installed. Measure includes Code case. Impacts: Linear Fluorescent-based HOU (varies by BldgType) | DEER1314 | Lighting Disposition | 3/6/2015 00:00:00 | Com-Iltg-dWatt-LF | DEER | Scaled | Delta |  |  | None |  | f |  | t | Com | Any | Lighting | InGen-LF | Ltg_Lmp+Blst | LF_LmpBlst |  | ILtg-T5 |  |  |  | LFLmpBlst-T12-48in-34w+MagES-RS-NLO(115w) | LFLmpBlst-T5-46in-28w+El-PS-HLO(64w) | LFLmpBlst-T5-46in-28w+El-PS-HLO(64w) | Review | WP source e.g.: PGECOLTG160r1 | f | f | Disposition: MeasuresList-May222014.xlsx | ERrul |  | ILtg-Lfluor-T12Mag |  | DEER1316-Ltg-Com-LF | 1/1/2013 |  | DEER2016 HOU Update | FALSE | FALSE |  |  | FALSE | FALSE | FALSE | FALSE | FALSE | FALSE | FALSE | FALSE | FALSE
4446 | C-In-LFLmpBlst-T5-46in-28w+El-PS-HLO(64w)-dWP8-dWC0 | Commercial Indoor General Lighting: more efficient Linear Fluorescent Lamp & Ballast installed. Measure includes Code case. Impacts: Linear Fluorescent-based HOU (varies by BldgType) | DEER1314 | Lighting Disposition | 3/6/2015 00:00:00 | Com-Iltg-dWatt-LF | DEER | Scaled | Delta |  |  | None |  | f |  | t | Com | Any | Lighting | InGen-LF | Ltg_Lmp+Blst | LF_LmpBlst |  | ILtg-T5 |  |  |  | LFLmpBlst-T12-48in-34w+MagES-RS-NLO(72w) | LFLmpBlst-T5-46in-28w+El-PS-HLO(64w) | LFLmpBlst-T5-46in-28w+El-PS-HLO(64w) | Review | WP source e.g.: SCE13LG087r0 | f | f | Disposition: MeasuresList-May222014.xlsx | ERrul |  | ILtg-Lfluor-T12Mag |  | DEER1316-Ltg-Com-LF | 1/1/2013 |  | DEER2016 HOU Update | FALSE | FALSE |  |  | FALSE | FALSE | FALSE | FALSE | FALSE | FALSE | FALSE | FALSE | FALSE
4447 | C-In-LFLmpBlst-T5-46in-28w+El-RS-HLO(64w)-dWP19 | Commercial Indoor General Lighting: more efficient Linear Fluorescent Lamp & Ballast installed. Measure includes Code case. Impacts: Linear Fluorescent-based HOU (varies by BldgType) | DEER1314 | Lighting Disposition | 3/6/2015 00:00:00 | Com-Iltg-dWatt-LF | DEER | Scaled | Delta |  |  | None |  | f |  | t | Com | Any | Lighting | InGen-LF | Ltg_Lmp+Blst | LF_LmpBlst |  | ILtg-T5 |  |  |  | LFLmpBlst-T8-48in-32w-3g+El-IS-NLO(83w) | LFLmpBlst-T8-48in-32w-3g+El-IS-NLO(83w) | LFLmpBlst-T5-46in-28w+El-RS-HLO(64w) | Review | WP source e.g.: WPSDGENRLG0013r3 | f | f | Disposition: MeasuresList-May222014.xlsx | RobNc |  | ILtg-Lfluor-Elec |  | DEER1316-Ltg-Com-LF | 1/1/2013 |  | DEER2016 HOU Update | FALSE | FALSE |  |  | FALSE | FALSE | FALSE | FALSE | FALSE | FALSE | FALSE | FALSE | FALSE
4448 | C-In-LFLmpBlst-T5-46in-28w+El-RS-NLO(58w)-dWP25 | Commercial Indoor General Lighting: more efficient Linear Fluorescent Lamp & Ballast installed. Measure includes Code case. Impacts: Linear Fluorescent-based HOU (varies by BldgType) | DEER1314 | Lighting Disposition | 3/6/2015 00:00:00 | Com-Iltg-dWatt-LF | DEER | Scaled | Delta |  |  | None |  | f |  | t | Com | Any | Lighting | InGen-LF | Ltg_Lmp+Blst | LF_LmpBlst |  | ILtg-T5 |  |  |  | LFLmpBlst-T8-48in-32w-3g+El-IS-NLO(83w) | LFLmpBlst-T8-48in-32w-3g+El-IS-NLO(83w) | LFLmpBlst-T5-46in-28w+El-RS-NLO(58w) | Review | WP source e.g.: WPSDGENRLG0013r3 | f | f | Disposition: MeasuresList-May222014.xlsx | RobNc |  | ILtg-Lfluor-Elec |  | DEER1316-Ltg-Com-LF | 1/1/2013 |  | DEER2016 HOU Update | FALSE | FALSE |  |  | FALSE | FALSE | FALSE | FALSE | FALSE | FALSE | FALSE | FALSE | FALSE
4449 | C-In-LFLmpBlst-T5-46in-49w+El-IS-HLO(106w)-dWP10 | Commercial Indoor General Lighting: more efficient Linear Fluorescent Lamp & Ballast installed. Measure includes Code case. Impacts: Linear Fluorescent-based HOU (varies by BldgType) | DEER1314 | Lighting Disposition | 3/6/2015 00:00:00 | Com-Iltg-dWatt-LF | DEER | Scaled | Delta |  |  | None |  | f |  | t | Com | Any | Lighting | InGen-LF | Ltg_Lmp+Blst | LF_LmpBlst |  | ILtg-T5 |  |  |  | LFLmpBlst-T5-46in-54w+El-IS-HLO(116w) | LFLmpBlst-T5-46in-54w+El-IS-HLO(116w) | LFLmpBlst-T5-46in-49w+El-IS-HLO(106w) | Review | WP source e.g.: SCE13LG087r0 | f | f | Disposition: MeasuresList-May222014.xlsx | RobNc |  | ILtg-T5 |  | DEER1316-Ltg-Com-LF | 1/1/2013 |  | DEER2016 HOU Update | FALSE | FALSE |  |  | FALSE | FALSE | FALSE | FALSE | FALSE | FALSE | FALSE | FALSE | FALSE
4450 | C-In-LFLmpBlst-T5-46in-49w+El-IS-HLO(187w)-dWP0 | Commercial Indoor General Lighting: more efficient Linear Fluorescent Lamp & Ballast installed. Measure includes Code case. Impacts: Linear Fluorescent-based HOU (varies by BldgType) | DEER2011 | Lighting Disposition | 5/30/2014 00:00:00 | Com-Iltg-dWatt-LF | Non-DEER | Scaled | Delta |  |  | None |  | f |  | t | Com | Any | Lighting | InGen-LF | Ltg_Lmp+Blst | LF_LmpBlst |  | ILtg-T5 |  |  |  | LFLmpBlst-T5-46in-54w+El-IS-HLO(187w) | LFLmpBlst-T5-46in-54w+El-IS-HLO(187w) | LFLmpBlst-T5-46in-49w+El-IS-HLO(187w) | Standard | WP source e.g.: SCE13LG087r0; Expires 6-30-2014; Not used in 2013-14 Lighting Disposition | f | f | Disposition: MeasuresList-May222014.xlsx | RobNc |  | ILtg-T5 |  | None | 1/1/2013 | 6/30/2014 |  | FALSE | FALSE |  |  | FALSE | FALSE | FALSE | FALSE | FALSE | FALSE | FALSE | FALSE | FALSE
4451 | C-In-LFLmpBlst-T5-46in-49w+El-IS-HLO(234w)-dWP0 | Commercial Indoor General Lighting: more efficient Linear Fluorescent Lamp & Ballast installed. Measure includes Code case. Impacts: Linear Fluorescent-based HOU (varies by BldgType) | DEER2011 | Lighting Disposition | 5/30/2014 00:00:00 | Com-Iltg-dWatt-LF | Non-DEER | Scaled | Delta |  |  | None |  | f |  | t | Com | Any | Lighting | InGen-LF | Ltg_Lmp+Blst | LF_LmpBlst |  | ILtg-T5 |  |  |  | LFLmpBlst-T5-46in-54w+El-IS-HLO(234w) | LFLmpBlst-T5-46in-54w+El-IS-HLO(234w) | LFLmpBlst-T5-46in-49w+El-IS-HLO(234w) | Standard | WP source e.g.: SCE13LG087r0; Not used in 2013-14 Lighting Disposition | f | f | Disposition: MeasuresList-May222014.xlsx | RobNc |  | ILtg-T5 | Com-Lighting-InGen_T12-48in-43w-A_T5-46in-33w_T5-46in-33w | None | 1/1/2013 | 6/30/2014 |  | FALSE | FALSE |  |  | FALSE | FALSE | FALSE | FALSE | FALSE | FALSE | FALSE | FALSE | FALSE
4452 | C-In-LFLmpBlst-T5-46in-49w+El-IS-HLO(49w)-dWP5 | Commercial Indoor General Lighting: more efficient Linear Fluorescent Lamp & Ballast installed. Measure includes Code case. Impacts: Linear Fluorescent-based HOU (varies by BldgType) | DEER1314 | Lighting Disposition | 3/6/2015 00:00:00 | Com-Iltg-dWatt-LF | DEER | Scaled | Delta |  |  | None |  | f |  | t | Com | Any | Lighting | InGen-LF | Ltg_Lmp+Blst | LF_LmpBlst |  | ILtg-T5 |  |  |  | LFLmpBlst-T5-46in-54w+El-IS-HLO(54w) | LFLmpBlst-T5-46in-54w+El-IS-HLO(54w) | LFLmpBlst-T5-46in-49w+El-IS-HLO(49w) | Review | WP source e.g.: SCE13LG087r0 | f | f | Disposition: MeasuresList-May222014.xlsx | RobNc |  | ILtg-T5 | Com-Lighting-InGen_T12-48in-115w_T5-46in-64w_T5-46in-64w | DEER1316-Ltg-Com-LF | 1/1/2013 |  | DEER2016 HOU Update | FALSE | FALSE |  |  | FALSE | FALSE | FALSE | FALSE | FALSE | FALSE | FALSE | FALSE | FALSE
4453 | C-In-LFLmpBlst-T5-46in-49w+El-IS-NLO(106w)-dWP10 | Commercial Indoor General Lighting: more efficient Linear Fluorescent Lamp & Ballast installed. Measure includes Code case. Impacts: Linear Fluorescent-based HOU (varies by BldgType) | DEER1314 | Lighting Disposition | 3/6/2015 00:00:00 | Com-Iltg-dWatt-LF | DEER | Scaled | Delta |  |  | None |  | f |  | t | Com | Any | Lighting | InGen-LF | Ltg_Lmp+Blst | LF_LmpBlst |  | ILtg-T5 |  |  |  | LFLmpBlst-T5-46in-54w+El-PS-NLO(116w) | LFLmpBlst-T5-46in-54w+El-PS-NLO(116w) | LFLmpBlst-T5-46in-49w+El-IS-NLO(106w) | Review | WP source e.g.: SCE13LG087r0 | f | f | Disposition: MeasuresList-May222014.xlsx | RobNc |  | ILtg-T5 | Com-Lighting-InGen_T12-48in-72w-A_T5-46in-64w_T5-46in-64w | DEER1316-Ltg-Com-LF | 1/1/2013 |  | DEER2016 HOU Update | FALSE | FALSE |  |  | FALSE | FALSE | FALSE | FALSE | FALSE | FALSE | FALSE | FALSE | FALSE
4454 | C-In-LFLmpBlst-T5-46in-49w+El-IS-NLO(172w)-dWP15 | Commercial Indoor General Lighting: more efficient Linear Fluorescent Lamp & Ballast installed. Measure includes Code case. Impacts: Linear Fluorescent-based HOU (varies by BldgType) | DEER1314 | Lighting Disposition | 3/6/2015 00:00:00 | Com-Iltg-dWatt-LF | DEER | Scaled | Delta |  |  | None |  | t |  | t | Com | Any | Lighting | InGen-LF | Ltg_Lmp+Blst | LF_LmpBlst |  | ILtg-T5 |  |  |  | LFLmpBlst-T5-46in-54w+El-IS-HLO(187w) | LFLmpBlst-T5-46in-54w+El-IS-HLO(187w) | LFLmpBlst-T5-46in-49w+El-IS-NLO(172w) | Review |  | f | f | Disposition: MeasuresList-Dec1-2014.xlsx | RobNc |  | ILtg-T5 |  | DEER1316-Ltg-Com-LF | 1/1/2013 |  | DEER2016 HOU Update | FALSE | FALSE |  |  | FALSE | FALSE | FALSE | FALSE | FALSE | FALSE | FALSE | FALSE | FALSE
4455 | C-In-LFLmpBlst-T5-46in-49w+El-IS-NLO(172w)-dWP7-dWC7 | Commercial Indoor General Lighting: more efficient Linear Fluorescent Lamp & Ballast installed. Measure includes Code case. Impacts: Linear Fluorescent-based HOU (varies by BldgType) | DEER1314 | Lighting Disposition | 3/6/2015 00:00:00 | Com-Iltg-dWatt-LF | DEER | Scaled | Delta |  |  | None |  | f |  | t | Com | Any | Lighting | InGen-LF | Ltg_Lmp+Blst | LF_LmpBlst |  | ILtg-T5 |  |  |  | LFLmpBlst-T5-46in-54w+El-PS-HLO-2(179w) | LFLmpBlst-T5-46in-54w+El-PS-HLO-1(179w) | LFLmpBlst-T5-46in-49w+El-IS-NLO(172w) | Review | WP source e.g.: PGECOLTG160r1 | f | f | Disposition: MeasuresList-May222014.xlsx | ErRobNc |  | ILtg-T5 |  | DEER1316-Ltg-Com-LF | 1/1/2013 |  | DEER2016 HOU Update | FALSE | FALSE |  |  | FALSE | FALSE | FALSE | FALSE | FALSE | FALSE | FALSE | FALSE | FALSE
4456 | C-In-LFLmpBlst-T5-46in-49w+El-IS-NLO(214w)-dWP20 | Commercial Indoor General Lighting: more efficient Linear Fluorescent Lamp & Ballast installed. Measure includes Code case. Impacts: Linear Fluorescent-based HOU (varies by BldgType) | DEER1314 | Lighting Disposition | 3/6/2015 00:00:00 | Com-Iltg-dWatt-LF | DEER | Scaled | Delta |  |  | None |  | f |  | t | Com | Any | Lighting | InGen-LF | Ltg_Lmp+Blst | LF_LmpBlst |  | ILtg-T5 |  |  |  | LFLmpBlst-T5-46in-54w+El-PS-HLO-1(234w) | LFLmpBlst-T5-46in-54w+El-PS-HLO-1(234w) | LFLmpBlst-T5-46in-49w+El-IS-NLO(214w) | Review | WP source e.g.: PGECOLTG160r1 | f | f | Disposition: MeasuresList-May222014.xlsx | RobNc |  | ILtg-T5 |  | DEER1316-Ltg-Com-LF | 1/1/2013 |  | DEER2016 HOU Update | FALSE | FALSE |  |  | FALSE | FALSE | FALSE | FALSE | FALSE | FALSE | FALSE | FALSE | FALSE
4457 | C-In-LFLmpBlst-T5-46in-49w+El-IS-NLO(49.3w)-dWP4 | Commercial Indoor General Lighting: more efficient Linear Fluorescent Lamp & Ballast installed. Measure includes Code case. Impacts: Linear Fluorescent-based HOU (varies by BldgType) | DEER1314 | Lighting Disposition | 3/6/2015 00:00:00 | Com-Iltg-dWatt-LF | DEER | Scaled | Delta |  |  | None |  | f |  | t | Com | Any | Lighting | InGen-LF | Ltg_Lmp+Blst | LF_LmpBlst |  | ILtg-T5 |  |  |  | LFLmpBlst-T5-46in-54w+El-IS-NLO(54w) | LFLmpBlst-T5-46in-54w+El-IS-NLO(54w) | LFLmpBlst-T5-46in-49w+El-IS-NLO(49.3w) | Review | WP source e.g.: WPSDGENRLG0013r3 | f | f | Disposition: MeasuresList-May222014.xlsx | RobNc |  | ILtg-T5 |  | DEER1316-Ltg-Com-LF | 1/1/2013 |  | DEER2016 HOU Update | FALSE | FALSE |  |  | FALSE | FALSE | FALSE | FALSE | FALSE | FALSE | FALSE | FALSE | FALSE
4458 | C-In-LFLmpBlst-T5-46in-49w+El-IS-NLO(49w)-dWP5 | Commercial Indoor General Lighting: more efficient Linear Fluorescent Lamp & Ballast installed. Measure includes Code case. Impacts: Linear Fluorescent-based HOU (varies by BldgType) | DEER1314 | Lighting Disposition | 3/6/2015 00:00:00 | Com-Iltg-dWatt-LF | DEER | Scaled | Delta |  |  | None |  | f |  | t | Com | Any | Lighting | InGen-LF | Ltg_Lmp+Blst | LF_LmpBlst |  | ILtg-T5 |  |  |  | LFLmpBlst-T5-46in-54w+El-PS-NLO(54w) | LFLmpBlst-T5-46in-54w+El-PS-NLO(54w) | LFLmpBlst-T5-46in-49w+El-IS-NLO(49w) | Review | WP source e.g.: WPSDGENRLG0013r3 | f | f | Disposition: MeasuresList-May222014.xlsx | RobNc |  | ILtg-T5 |  | DEER1316-Ltg-Com-LF | 1/1/2013 |  | DEER2016 HOU Update | FALSE | FALSE |  |  | FALSE | FALSE | FALSE | FALSE | FALSE | FALSE | FALSE | FALSE | FALSE
4459 | C-In-LFLmpBlst-T5-46in-51w+El-IS-HLO(109w)-dWP7 | Commercial Indoor General Lighting: more efficient Linear Fluorescent Lamp & Ballast installed. Measure includes Code case. Impacts: Linear Fluorescent-based HOU (varies by BldgType) | DEER1314 | Lighting Disposition | 3/6/2015 00:00:00 | Com-Iltg-dWatt-LF | DEER | Scaled | Delta |  |  | None |  | f |  | t | Com | Any | Lighting | InGen-LF | Ltg_Lmp+Blst | LF_LmpBlst |  | ILtg-T5 |  |  |  | LFLmpBlst-T5-46in-54w+El-IS-HLO(116w) | LFLmpBlst-T5-46in-54w+El-IS-HLO(116w) | LFLmpBlst-T5-46in-51w+El-IS-HLO(109w) | Review | WP source e.g.: WPSDGENRLG0013r3 | f | f | Disposition: MeasuresList-May222014.xlsx | RobNc |  | ILtg-T5 |  | DEER1316-Ltg-Com-LF | 1/1/2013 |  | DEER2016 HOU Update | FALSE | FALSE |  |  | FALSE | FALSE | FALSE | FALSE | FALSE | FALSE | FALSE | FALSE | FALSE
4460 | C-In-LFLmpBlst-T5-46in-51w+El-IS-HLO(176w)-dWP11 | Commercial Indoor General Lighting: more efficient Linear Fluorescent Lamp & Ballast installed. Measure includes Code case. Impacts: Linear Fluorescent-based HOU (varies by BldgType) | DEER1314 | Lighting Disposition | 3/6/2015 00:00:00 | Com-Iltg-dWatt-LF | DEER | Scaled | Delta |  |  | None |  | f |  | t | Com | Any | Lighting | InGen-LF | Ltg_Lmp+Blst | LF_LmpBlst |  | ILtg-T5 |  |  |  | LFLmpBlst-T5-46in-54w+El-IS-HLO(187w) | LFLmpBlst-T5-46in-54w+El-IS-HLO(187w) | LFLmpBlst-T5-46in-51w+El-IS-HLO(176w) | Review | WP source e.g.: WPSDGENRLG0013r3 | f | f | Disposition: MeasuresList-May222014.xlsx | RobNc |  | ILtg-T5 |  | DEER1316-Ltg-Com-LF | 1/1/2013 |  | DEER2016 HOU Update | FALSE | FALSE |  |  | FALSE | FALSE | FALSE | FALSE | FALSE | FALSE | FALSE | FALSE | FALSE
4461 | C-In-LFLmpBlst-T5-46in-51w+El-IS-HLO(234w)-dWP0 | Commercial Indoor General Lighting: more efficient Linear Fluorescent Lamp & Ballast installed. Measure includes Code case. Impacts: Linear Fluorescent-based HOU (varies by BldgType) | DEER2011 | Lighting Disposition | 5/30/2014 00:00:00 | Com-Iltg-dWatt-LF | Non-DEER | Scaled | Delta |  |  | None |  | f |  | t | Com | Any | Lighting | InGen-LF | Ltg_Lmp+Blst | LF_LmpBlst |  | ILtg-T5 |  |  |  | LFLmpBlst-T5-46in-54w+El-IS-HLO(234w) | LFLmpBlst-T5-46in-54w+El-IS-HLO(234w) | LFLmpBlst-T5-46in-51w+El-IS-HLO(234w) | Standard | WP source e.g.: SCE13LG087r0; Not used in 2013-14 Lighting Disposition | f | f | Disposition: MeasuresList-May222014.xlsx | RobNc |  | ILtg-T5 |  | None | 1/1/2013 | 6/30/2014 |  | FALSE | FALSE |  |  | FALSE | FALSE | FALSE | FALSE | FALSE | FALSE | FALSE | FALSE | FALSE
4462 | C-In-LFLmpBlst-T5-46in-51w+El-IS-HLO(51w)-dWP3 | Commercial Indoor General Lighting: more efficient Linear Fluorescent Lamp & Ballast installed. Measure includes Code case. Impacts: Linear Fluorescent-based HOU (varies by BldgType) | DEER1314 | Lighting Disposition | 3/6/2015 00:00:00 | Com-Iltg-dWatt-LF | DEER | Scaled | Delta |  |  | None |  | f |  | t | Com | Any | Lighting | InGen-LF | Ltg_Lmp+Blst | LF_LmpBlst |  | ILtg-T5 |  |  |  | LFLmpBlst-T5-46in-54w+El-IS-HLO(54w) | LFLmpBlst-T5-46in-54w+El-IS-HLO(54w) | LFLmpBlst-T5-46in-51w+El-IS-HLO(51w) | Review | WP source e.g.: SCE13LG087r0 | f | f | Disposition: MeasuresList-May222014.xlsx | RobNc |  | ILtg-T5 |  | DEER1316-Ltg-Com-LF | 1/1/2013 |  | DEER2016 HOU Update | FALSE | FALSE |  |  | FALSE | FALSE | FALSE | FALSE | FALSE | FALSE | FALSE | FALSE | FALSE
4463 | C-In-LFLmpBlst-T5-46in-51w+El-IS-NLO(109w)-dWP7 | Commercial Indoor General Lighting: more efficient Linear Fluorescent Lamp & Ballast installed. Measure includes Code case. Impacts: Linear Fluorescent-based HOU (varies by BldgType) | DEER1314 | Lighting Disposition | 3/6/2015 00:00:00 | Com-Iltg-dWatt-LF | DEER | Scaled | Delta |  |  | None |  | f |  | t | Com | Any | Lighting | InGen-LF | Ltg_Lmp+Blst | LF_LmpBlst |  | ILtg-T5 |  |  |  | LFLmpBlst-T5-46in-54w+El-PS-NLO(116w) | LFLmpBlst-T5-46in-54w+El-PS-NLO(116w) | LFLmpBlst-T5-46in-51w+El-IS-NLO(109w) | Review | WP source e.g.: SCE13LG087r0 | f | f | Disposition: MeasuresList-May222014.xlsx | RobNc |  | ILtg-T5 |  | DEER1316-Ltg-Com-LF | 1/1/2013 |  | DEER2016 HOU Update | FALSE | FALSE |  |  | FALSE | FALSE | FALSE | FALSE | FALSE | FALSE | FALSE | FALSE | FALSE
4464 | C-In-LFLmpBlst-T5-46in-51w+El-IS-NLO(109w)-dWP7-dWC7 | Commercial Indoor General Lighting: more efficient Linear Fluorescent Lamp & Ballast installed. Measure includes Code case. Impacts: Linear Fluorescent-based HOU (varies by BldgType) | DEER1314 | Lighting Disposition | 3/6/2015 00:00:00 | Com-Iltg-dWatt-LF | DEER | Scaled | Delta |  |  | None |  | t |  | t | Com | Any | Lighting | InGen-LF | Ltg_Lmp+Blst | LF_LmpBlst |  | ILtg-T5 |  |  |  | LFLmpBlst-T5-46in-54w+El-IS-NLO(116w) | LFLmpBlst-T5-46in-54w+El-PS-NLO(116w) | LFLmpBlst-T5-46in-51w+El-IS-NLO(109w) | Review |  | f | f | Disposition: MeasuresList-Dec1-2014.xlsx | ErRobNc |  | ILtg-T5 |  | DEER1316-Ltg-Com-LF | 1/1/2013 |  | DEER2016 HOU Update | FALSE | FALSE |  |  | FALSE | FALSE | FALSE | FALSE | FALSE | FALSE | FALSE | FALSE | FALSE
4465 | C-In-LFLmpBlst-T5-46in-51w+El-IS-NLO(176w)-dWP3-dWC3 | Commercial Indoor General Lighting: more efficient Linear Fluorescent Lamp & Ballast installed. Measure includes Code case. Impacts: Linear Fluorescent-based HOU (varies by BldgType) | DEER1314 | Lighting Disposition | 3/6/2015 00:00:00 | Com-Iltg-dWatt-LF | DEER | Scaled | Delta |  |  | None |  | f |  | t | Com | Any | Lighting | InGen-LF | Ltg_Lmp+Blst | LF_LmpBlst |  | ILtg-T5 |  |  |  | LFLmpBlst-T5-46in-54w+El-PS-HLO-2(179w) | LFLmpBlst-T5-46in-54w+El-PS-HLO-1(179w) | LFLmpBlst-T5-46in-51w+El-IS-NLO(176w) | Review | WP source e.g.: SCE13LG092r0 | f | f | Disposition: MeasuresList-May222014.xlsx | ErRobNc |  | ILtg-T5 |  | DEER1316-Ltg-Com-LF | 1/1/2013 |  | DEER2016 HOU Update | FALSE | FALSE |  |  | FALSE | FALSE | FALSE | FALSE | FALSE | FALSE | FALSE | FALSE | FALSE
4466 | C-In-LFLmpBlst-T5-46in-51w+El-IS-NLO(218w)-dWP16 | Commercial Indoor General Lighting: more efficient Linear Fluorescent Lamp & Ballast installed. Measure includes Code case. Impacts: Linear Fluorescent-based HOU (varies by BldgType) | DEER1314 | Lighting Disposition | 3/6/2015 00:00:00 | Com-Iltg-dWatt-LF | DEER | Scaled | Delta |  |  | None |  | f |  | t | Com | Any | Lighting | InGen-LF | Ltg_Lmp+Blst | LF_LmpBlst |  | ILtg-T5 |  |  |  | LFLmpBlst-T5-46in-54w+El-PS-HLO-1(234w) | LFLmpBlst-T5-46in-54w+El-PS-HLO-1(234w) | LFLmpBlst-T5-46in-51w+El-IS-NLO(218w) | Review | WP source e.g.: SCE13LG087r0 | f | f | Disposition: MeasuresList-May222014.xlsx | RobNc |  | ILtg-T5 |  | DEER1316-Ltg-Com-LF | 1/1/2013 |  | DEER2016 HOU Update | FALSE | FALSE |  |  | FALSE | FALSE | FALSE | FALSE | FALSE | FALSE | FALSE | FALSE | FALSE
4467 | C-In-LFLmpBlst-T5-46in-51w+El-IS-NLO(51w)-dWP3-dWC3 | Commercial Indoor General Lighting: more efficient Linear Fluorescent Lamp & Ballast installed. Measure includes Code case. Impacts: Linear Fluorescent-based HOU (varies by BldgType) | DEER1314 | Lighting Disposition | 3/6/2015 00:00:00 | Com-Iltg-dWatt-LF | DEER | Scaled | Delta |  |  | None |  | f |  | t | Com | Any | Lighting | InGen-LF | Ltg_Lmp+Blst | LF_LmpBlst |  | ILtg-T5 |  |  |  | LFLmpBlst-T5-46in-54w+El-IS-NLO(54w) | LFLmpBlst-T5-46in-54w+El-PS-NLO(54w) | LFLmpBlst-T5-46in-51w+El-IS-NLO(51w) | Review | WP source e.g.: WPSDGENRLG0013r3 | f | f | Disposition: MeasuresList-May222014.xlsx | ErRobNc |  | ILtg-T5 |  | DEER1316-Ltg-Com-LF | 1/1/2013 |  | DEER2016 HOU Update | FALSE | FALSE |  |  | FALSE | FALSE | FALSE | FALSE | FALSE | FALSE | FALSE | FALSE | FALSE
4468 | C-In-LFLmpBlst-T5-46in-54w+El-IS-NLO(109w)-dWP7-dWC7 | Commercial Indoor General Lighting: more efficient Linear Fluorescent Lamp & Ballast installed. Measure includes Code case. Impacts: Linear Fluorescent-based HOU (varies by BldgType) | DEER1314 | Lighting Disposition | 3/6/2015 00:00:00 | Com-Iltg-dWatt-LF | DEER | Scaled | Delta |  |  | None |  | f |  | t | Com | Any | Lighting | InGen-LF | Ltg_Lmp+Blst | LF_LmpBlst |  | ILtg-T5 |  |  |  | LFLmpBlst-T5-46in-54w+El-IS-NLO(116w) | LFLmpBlst-T5-46in-54w+El-PS-NLO(116w) | LFLmpBlst-T5-46in-54w+El-IS-NLO(109w) | Review | WP source e.g.: WPSDGENRLG0013r3 | f | f | Disposition: MeasuresList-May222014.xlsx | ErRobNc |  | ILtg-T5 |  | DEER1316-Ltg-Com-LF | 1/1/2013 |  | DEER2016 HOU Update | FALSE | FALSE |  |  | FALSE | FALSE | FALSE | FALSE | FALSE | FALSE | FALSE | FALSE | FALSE
4469 | C-In-LFLmpBlst-T5-46in-54w+El-IS-NLO(54w)-dWP-18 | Commercial Indoor General Lighting: more efficient Linear Fluorescent Lamp & Ballast installed. Measure includes Code case. Impacts: Linear Fluorescent-based HOU (varies by BldgType) | DEER1314 | Lighting Disposition | 3/6/2015 00:00:00 | Com-Iltg-dWatt-LF | DEER | Scaled | Delta |  |  | None |  | f |  | t | Com | Any | Lighting | InGen-LF | Ltg_Lmp+Blst | LF_LmpBlst |  | ILtg-T5 |  |  |  | LFLmpBlst-T12-48in-34w+MagES-RS-NLO(36w) | LFLmpBlst-T12-48in-34w+MagES-RS-NLO(36w) | LFLmpBlst-T5-46in-54w+El-IS-NLO(54w) | Review | WP source e.g.: WPSDGENRLG0013r3 | f | f | Disposition: MeasuresList-May222014.xlsx | RobNc |  | ILtg-Lfluor-T12Mag |  | DEER1316-Ltg-Com-LF | 1/1/2013 |  | DEER2016 HOU Update | FALSE | FALSE |  |  | FALSE | FALSE | FALSE | FALSE | FALSE | FALSE | FALSE | FALSE | FALSE
4470 | C-In-LFLmpBlst-T5-46in-54w+El-PS-HLO(117w)-dWP27-dWC0 | Commercial Indoor General Lighting: more efficient Linear Fluorescent Lamp & Ballast installed. Measure includes Code case. Impacts: Linear Fluorescent-based HOU (varies by BldgType) | DEER1314 | Lighting Disposition | 3/6/2015 00:00:00 | Com-Iltg-dWatt-LF | DEER | Scaled | Delta |  |  | None |  | t |  | t | Com | Any | Lighting | InGen-LF | Ltg_Lmp+Blst | LF_LmpBlst |  | ILtg-T5 |  |  |  | LFLmpBlst-T12-48in-34w+MagES-RS-NLO(144w) | LFLmpBlst-T5-46in-54w+El-PS-HLO(117w) | LFLmpBlst-T5-46in-54w+El-PS-HLO(117w) | Review |  | f | f | Disposition: MeasuresList-Dec1-2014.xlsx | ERrul |  | ILtg-Lfluor-T12Mag | Com-Lighting-InGen_T12-48in-144w-A_T5-46in-117w_T5-46in-117w | DEER1316-Ltg-Com-LF | 1/1/2013 |  | DEER2016 HOU Update | FALSE | FALSE |  |  | FALSE | FALSE | FALSE | FALSE | FALSE | FALSE | FALSE | FALSE | FALSE
4471 | C-In-LFLmpBlst-T5-46in-54w+El-PS-HLO(117w)-dWP27-dWC1 | Commercial Indoor General Lighting: more efficient Linear Fluorescent Lamp & Ballast installed. Measure includes Code case. Impacts: Linear Fluorescent-based HOU (varies by BldgType) | DEER2011 | Lighting Disposition | 5/30/2014 00:00:00 | Com-Iltg-dWatt-LF | Non-DEER | Scaled | Delta |  |  | None |  | f |  | t | Com | Any | Lighting | InGen-LF | Ltg_Lmp+Blst | LF_LmpBlst |  | ILtg-T5 |  |  |  | LFLmpBlst-T12-48in-34w+MagES-RS-NLO(144w) | LFLmpBlst-T8-48in-32w-2g+El-IS-NLO(118w) | LFLmpBlst-T5-46in-54w+El-PS-HLO(117w) | Standard | WP source e.g.: WPSDGENRLG0013r3; Not used in 2013-14 Lighting Disposition | f | f | Disposition: MeasuresList-May222014.xlsx | ErRobNc |  | ILtg-Lfluor-T12Mag |  | None | 1/1/2013 | 6/30/2014 |  | FALSE | FALSE |  |  | FALSE | FALSE | FALSE | FALSE | FALSE | FALSE | FALSE | FALSE | FALSE
4472 | C-In-LFLmpBlst-T5-46in-54w+El-PS-HLO(59w)-dWP13-dWC0 | Commercial Indoor General Lighting: more efficient Linear Fluorescent Lamp & Ballast installed. Measure includes Code case. Impacts: Linear Fluorescent-based HOU (varies by BldgType) | DEER1314 | Lighting Disposition | 3/6/2015 00:00:00 | Com-Iltg-dWatt-LF | DEER | Scaled | Delta |  |  | None |  | f |  | t | Com | Any | Lighting | InGen-LF | Ltg_Lmp+Blst | LF_LmpBlst |  | ILtg-T5 |  |  |  | LFLmpBlst-T12-48in-34w+MagES-RS-NLO(72w) | LFLmpBlst-T5-46in-54w+El-PS-HLO(59w) | LFLmpBlst-T5-46in-54w+El-PS-HLO(59w) | Review | WP source e.g.: SCE13LG087r0 | f | f | Disposition: MeasuresList-May222014.xlsx | ERrul |  | ILtg-Lfluor-T12Mag |  | DEER1316-Ltg-Com-LF | 1/1/2013 |  | DEER2016 HOU Update | FALSE | FALSE |  |  | FALSE | FALSE | FALSE | FALSE | FALSE | FALSE | FALSE | FALSE | FALSE
4473 | C-In-LFLmpBlst-T5-46in-54w+El-PS-HLO(62w)-dWP10-dWC0 | Commercial Indoor General Lighting: more efficient Linear Fluorescent Lamp & Ballast installed. Measure includes Code case. Impacts: Linear Fluorescent-based HOU (varies by BldgType) | DEER1314 | Lighting Disposition | 3/6/2015 00:00:00 | Com-Iltg-dWatt-LF | DEER | Scaled | Delta |  |  | None |  | f |  | t | Com | Any | Lighting | InGen-LF | Ltg_Lmp+Blst | LF_LmpBlst |  | ILtg-T5 |  |  |  | LFLmpBlst-T12-48in-34w+MagES-RS-NLO(72w) | LFLmpBlst-T5-46in-54w+El-PS-HLO(62w) | LFLmpBlst-T5-46in-54w+El-PS-HLO(62w) | Review | WP source e.g.: SCE13LG087r0 | f | f | Disposition: MeasuresList-May222014.xlsx | ERrul |  | ILtg-Lfluor-T12Mag |  | DEER1316-Ltg-Com-LF | 1/1/2013 |  | DEER2016 HOU Update | FALSE | FALSE |  |  | FALSE | FALSE | FALSE | FALSE | FALSE | FALSE | FALSE | FALSE | FALSE
4474 | C-In-LFLmpBlst-T8-24in-17w+El-IS-HLO(35w)-dWP25 | Commercial Indoor General Lighting: more efficient Linear Fluorescent Lamp & Ballast installed. Measure includes Code case. Impacts: Linear Fluorescent-based HOU (varies by BldgType) | DEER1314 | Lighting Disposition | 3/6/2015 00:00:00 | Com-Iltg-dWatt-LF | DEER | Scaled | Delta |  |  | None |  | f |  | t | Com | Any | Lighting | InGen-LF | Ltg_Lmp+Blst | LF_LmpBlst |  | ILtg-Lfluor-Elec |  |  |  | LFLmpBlst-U6-22in-32w+El-IS-NLO(60w) | LFLmpBlst-U6-22in-32w+El-IS-NLO(60w) | LFLmpBlst-T8-24in-17w+El-IS-HLO(35w) | Review | WP source e.g.: WPSDGENRLG0013r3 | f | f | Disposition: MeasuresList-May222014.xlsx | RobNc |  | ILtg-Lfluor-Elec |  | DEER1316-Ltg-Com-LF | 1/1/2013 |  | DEER2016 HOU Update | FALSE | FALSE |  |  | FALSE | FALSE | FALSE | FALSE | FALSE | FALSE | FALSE | FALSE | FALSE
4475 | C-In-LFLmpBlst-T8-24in-17w+El-IS-HLO(35w)-dWP37-dWC25 | Commercial Indoor General Lighting: more efficient Linear Fluorescent Lamp & Ballast installed. Measure includes Code case. Impacts: Linear Fluorescent-based HOU (varies by BldgType) | DEER1314 | Lighting Disposition | 3/6/2015 00:00:00 | Com-Iltg-dWatt-LF | DEER | Scaled | Delta |  |  | None |  | f |  | t | Com | Any | Lighting | InGen-LF | Ltg_Lmp+Blst | LF_LmpBlst |  | ILtg-Lfluor-Elec |  |  |  | LFLmpBlst-U12-22in-34w+MagES-RS-NLO(72w) | LFLmpBlst-U6-22in-32w+El-IS-NLO(60w) | LFLmpBlst-T8-24in-17w+El-IS-HLO(35w) | Review | WP source e.g.: SCE13LG087r0 | f | f | Disposition: MeasuresList-May222014.xlsx | ErRobNc |  | ILtg-Lfluor-Elec |  | DEER1316-Ltg-Com-LF | 1/1/2013 |  | DEER2016 HOU Update | FALSE | FALSE |  |  | FALSE | FALSE | FALSE | FALSE | FALSE | FALSE | FALSE | FALSE | FALSE
4476 | C-In-LFLmpBlst-T8-24in-17w+El-IS-NLO(16w)-dWP44 | Commercial Indoor General Lighting: more efficient Linear Fluorescent Lamp & Ballast installed. Measure includes Code case. Impacts: Linear Fluorescent-based HOU (varies by BldgType) | DEER1314 | Lighting Disposition | 3/6/2015 00:00:00 | Com-Iltg-dWatt-LF | DEER | Scaled | Delta |  |  | None |  | f |  | t | Com | Any | Lighting | InGen-LF | Ltg_Lmp+Blst | LF_LmpBlst |  | ILtg-Lfluor-Elec |  |  |  | LFLmpBlst-U6-22in-32w+El-IS-NLO(60w) | LFLmpBlst-U6-22in-32w+El-IS-NLO(60w) | LFLmpBlst-T8-24in-17w+El-IS-NLO(16w) | Review | WP source e.g.: SCE13LG087r0 | f | f | Disposition: MeasuresList-May222014.xlsx | RobNc |  | ILtg-Lfluor-Elec | Com-Lighting-InGen_T12-48in-72w-A_T5-46in-59w_T5-46in-59w | DEER1316-Ltg-Com-LF | 1/1/2013 |  | DEER2016 HOU Update | FALSE | FALSE |  |  | FALSE | FALSE | FALSE | FALSE | FALSE | FALSE | FALSE | FALSE | FALSE
4477 | C-In-LFLmpBlst-T8-24in-17w+El-IS-NLO(17w)-dWP11 | Commercial Indoor General Lighting: more efficient Linear Fluorescent Lamp & Ballast installed. Measure includes Code case. Impacts: Linear Fluorescent-based HOU (varies by BldgType) | DEER1314 | Lighting Disposition | 3/6/2015 00:00:00 | Com-Iltg-dWatt-LF | DEER | Scaled | Delta |  |  | None |  | f |  | t | Com | Any | Lighting | InGen-LF | Ltg_Lmp+Blst | LF_LmpBlst |  | ILtg-Lfluor-Elec |  |  |  | LFLmpBlst-T12-24in-20w+MagStd-RS-NLO(28w) | LFLmpBlst-T12-24in-20w+MagStd-RS-NLO(28w) | LFLmpBlst-T8-24in-17w+El-IS-NLO(17w) | Review | WP source e.g.: SCE13LG087r0 | f | f | Disposition: MeasuresList-May222014.xlsx | RobNc |  | ILtg-Lfluor-T12Mag | Com-Lighting-InGen_T12-48in-72w-A_T5-46in-62w_T5-46in-62w | DEER1316-Ltg-Com-LF | 1/1/2013 |  | DEER2016 HOU Update | FALSE | FALSE |  |  | FALSE | FALSE | FALSE | FALSE | FALSE | FALSE | FALSE | FALSE | FALSE
4478 | C-In-LFLmpBlst-T8-24in-17w+El-IS-NLO(31w)-dWP29 | Commercial Indoor General Lighting: more efficient Linear Fluorescent Lamp & Ballast installed. Measure includes Code case. Impacts: Linear Fluorescent-based HOU (varies by BldgType) | DEER1314 | Lighting Disposition | 3/6/2015 00:00:00 | Com-Iltg-dWatt-LF | DEER | Scaled | Delta |  |  | None |  | f |  | t | Com | Any | Lighting | InGen-LF | Ltg_Lmp+Blst | LF_LmpBlst |  | ILtg-Lfluor-Elec |  |  |  | LFLmpBlst-U6-22in-32w+El-IS-NLO(60w) | LFLmpBlst-U6-22in-32w+El-IS-NLO(60w) | LFLmpBlst-T8-24in-17w+El-IS-NLO(31w) | Review | WP source e.g.: SCE13LG086r0 | f | f | Disposition: MeasuresList-May222014.xlsx | RobNc |  | ILtg-Lfluor-Elec |  | DEER1316-Ltg-Com-LF | 1/1/2013 |  | DEER2016 HOU Update | FALSE | FALSE |  |  | FALSE | FALSE | FALSE | FALSE | FALSE | FALSE | FALSE | FALSE | FALSE
4479 | C-In-LFLmpBlst-T8-24in-17w+El-IS-NLO(31w)-dWP41-dWC29 | Commercial Indoor General Lighting: more efficient Linear Fluorescent Lamp & Ballast installed. Measure includes Code case. Impacts: Linear Fluorescent-based HOU (varies by BldgType) | DEER1314 | Lighting Disposition | 3/6/2015 00:00:00 | Com-Iltg-dWatt-LF | DEER | Scaled | Delta |  |  | None |  | f |  | t | Com | Any | Lighting | InGen-LF | Ltg_Lmp+Blst | LF_LmpBlst |  | ILtg-Lfluor-Elec |  |  |  | LFLmpBlst-U12-22in-34w+MagES-RS-NLO(72w) | LFLmpBlst-U6-22in-32w+El-IS-NLO(60w) | LFLmpBlst-T8-24in-17w+El-IS-NLO(31w) | Review | WP source e.g.: SCE13LG086r0 | f | f | Disposition: MeasuresList-May222014.xlsx | ErRobNc |  | ILtg-Lfluor-T12Mag |  | DEER1316-Ltg-Com-LF | 1/1/2013 |  | DEER2016 HOU Update | FALSE | FALSE |  |  | FALSE | FALSE | FALSE | FALSE | FALSE | FALSE | FALSE | FALSE | FALSE
4480 | C-In-LFLmpBlst-T8-24in-17w+El-IS-NLO(33w)-dWP23 | Commercial Indoor General Lighting: more efficient Linear Fluorescent Lamp & Ballast installed. Measure includes Code case. Impacts: Linear Fluorescent-based HOU (varies by BldgType) | DEER1314 | Lighting Disposition | 3/6/2015 00:00:00 | Com-Iltg-dWatt-LF | DEER | Scaled | Delta |  |  | None |  | f |  | t | Com | Any | Lighting | InGen-LF | Ltg_Lmp+Blst | LF_LmpBlst |  | ILtg-Lfluor-Elec |  |  |  | LFLmpBlst-T12-24in-20w+MagStd-RS-NLO(56w) | LFLmpBlst-T12-24in-20w+MagStd-RS-NLO(56w) | LFLmpBlst-T8-24in-17w+El-IS-NLO(33w) | Review | WP source e.g.: SCE13LG086r0 | f | f | Disposition: MeasuresList-May222014.xlsx | RobNc |  | ILtg-Lfluor-T12Mag |  | DEER1316-Ltg-Com-LF | 1/1/2013 |  | DEER2016 HOU Update | FALSE | FALSE |  |  | FALSE | FALSE | FALSE | FALSE | FALSE | FALSE | FALSE | FALSE | FALSE
4481 | C-In-LFLmpBlst-T8-24in-17w+El-IS-NLO(33w)-dWP39-dWC0 | Commercial Indoor General Lighting: more efficient Linear Fluorescent Lamp & Ballast installed. Measure includes Code case. Impacts: Linear Fluorescent-based HOU (varies by BldgType) | DEER1314 | Lighting Disposition | 3/6/2015 00:00:00 | Com-Iltg-dWatt-LF | DEER | Scaled | Delta |  |  | None |  | t |  | t | Com | Any | Lighting | InGen-LF | Ltg_Lmp+Blst | LF_LmpBlst |  | ILtg-Lfluor-Elec |  |  |  | LFLmpBlst-T12-48in-34w+MagES-RS-NLO(72w) | LFLmpBlst-T8-24in-17w+El-IS-NLO(33w) | LFLmpBlst-T8-24in-17w+El-IS-NLO(33w) | Review |  | f | f | Disposition: MeasuresList-Dec1-2014.xlsx | ERrul |  | ILtg-Lfluor-T12Mag |  | DEER1316-Ltg-Com-LF | 1/1/2013 |  | DEER2016 HOU Update | FALSE | FALSE |  |  | FALSE | FALSE | FALSE | FALSE | FALSE | FALSE | FALSE | FALSE | FALSE
4482 | C-In-LFLmpBlst-T8-24in-17w+El-IS-NLO(33w)-dWP39-dWC26 | Commercial Indoor General Lighting: more efficient Linear Fluorescent Lamp & Ballast installed. Measure includes Code case. Impacts: Linear Fluorescent-based HOU (varies by BldgType) | DEER2011 | Lighting Disposition | 5/30/2014 00:00:00 | Com-Iltg-dWatt-LF | Non-DEER | Scaled | Delta |  |  | None |  | f |  | t | Com | Any | Lighting | InGen-LF | Ltg_Lmp+Blst | LF_LmpBlst |  | ILtg-Lfluor-Elec |  |  |  | LFLmpBlst-T12-48in-34w+MagES-RS-NLO(72w) | LFLmpBlst-T8-48in-32w-1g+El-IS-NLO(59w) | LFLmpBlst-T8-24in-17w+El-IS-NLO(33w) | Standard | WP source e.g.: SCE13LG087r0; Expires 6-30-2014; Not used in 2013-14 Lighting Disposition | f | f | Disposition: MeasuresList-May222014.xlsx | ErRobNc |  | ILtg-Lfluor-T12Mag |  | None | 1/1/2013 | 6/30/2014 |  | FALSE | FALSE |  |  | FALSE | FALSE | FALSE | FALSE | FALSE | FALSE | FALSE | FALSE | FALSE
4483 | C-In-LFLmpBlst-T8-24in-17w+El-IS-NLO(33w)-dWP79 | Commercial Indoor General Lighting: more efficient Linear Fluorescent Lamp & Ballast installed. Measure includes Code case. Impacts: Linear Fluorescent-based HOU (varies by BldgType) | DEER1314 | Lighting Disposition | 3/6/2015 00:00:00 | Com-Iltg-dWatt-LF | DEER | Scaled | Delta |  |  | None |  | f |  | t | Com | Any | Lighting | InGen-LF | Ltg_Lmp+Blst | LF_LmpBlst |  | ILtg-Lfluor-Elec |  |  |  | LFLmpBlst-T12-24in-20w+MagStd-RS-NLO(112w) | LFLmpBlst-T12-24in-20w+MagStd-RS-NLO(112w) | LFLmpBlst-T8-24in-17w+El-IS-NLO(33w) | Review | WP source e.g.: SCE13LG087r0 | f | f | Disposition: MeasuresList-May222014.xlsx | RobNc |  | ILtg-Lfluor-T12Mag |  | DEER1316-Ltg-Com-LF | 1/1/2013 |  | DEER2016 HOU Update | FALSE | FALSE |  |  | FALSE | FALSE | FALSE | FALSE | FALSE | FALSE | FALSE | FALSE | FALSE
4484 | C-In-LFLmpBlst-T8-24in-17w+El-IS-NLO(47w)-dWP15 | Commercial Indoor General Lighting: more efficient Linear Fluorescent Lamp & Ballast installed. Measure includes Code case. Impacts: Linear Fluorescent-based HOU (varies by BldgType) | DEER1314 | Lighting Disposition | 3/6/2015 00:00:00 | Com-Iltg-dWatt-LF | DEER | Scaled | Delta |  |  | None |  | f |  | t | Com | Any | Lighting | InGen-LF | Ltg_Lmp+Blst | LF_LmpBlst |  | ILtg-Lfluor-Elec |  |  |  | LFLmpBlst-T12-24in-20w+MagStd-RS-NLO(62w) | LFLmpBlst-T12-24in-20w+MagStd-RS-NLO(62w) | LFLmpBlst-T8-24in-17w+El-IS-NLO(47w) | Review | WP source e.g.: PGECOLTG160r1 | f | f | Disposition: MeasuresList-May222014.xlsx | RobNc |  | ILtg-Lfluor-T12Mag |  | DEER1316-Ltg-Com-LF | 1/1/2013 |  | DEER2016 HOU Update | FALSE | FALSE |  |  | FALSE | FALSE | FALSE | FALSE | FALSE | FALSE | FALSE | FALSE | FALSE
4485 | C-In-LFLmpBlst-T8-24in-17w+El-IS-NLO(61w)-dWP51 | Commercial Indoor General Lighting: more efficient Linear Fluorescent Lamp & Ballast installed. Measure includes Code case. Impacts: Linear Fluorescent-based HOU (varies by BldgType) | DEER1314 | Lighting Disposition | 3/6/2015 00:00:00 | Com-Iltg-dWatt-LF | DEER | Scaled | Delta |  |  | None |  | f |  | t | Com | Any | Lighting | InGen-LF | Ltg_Lmp+Blst | LF_LmpBlst |  | ILtg-Lfluor-Elec |  |  |  | LFLmpBlst-T12-24in-20w+MagStd-RS-NLO(112w) | LFLmpBlst-T12-24in-20w+MagStd-RS-NLO(112w) | LFLmpBlst-T8-24in-17w+El-IS-NLO(61w) | Review | WP source e.g.: WPSDGENRLG0013r3 | f | f | Disposition: MeasuresList-May222014.xlsx | RobNc |  | ILtg-Lfluor-T12Mag |  | DEER1316-Ltg-Com-LF | 1/1/2013 |  | DEER2016 HOU Update | FALSE | FALSE |  |  | FALSE | FALSE | FALSE | FALSE | FALSE | FALSE | FALSE | FALSE | FALSE
4486 | C-In-LFLmpBlst-T8-24in-17w+El-IS-NLO+Refl(31w)-dWP25 | Commercial Indoor General Lighting: more efficient Linear Fluorescent Lamp & Ballast installed. Measure includes Code case. Impacts: Linear Fluorescent-based HOU (varies by BldgType) | DEER1314 | Lighting Disposition | 3/6/2015 00:00:00 | Com-Iltg-dWatt-LF | DEER | Scaled | Delta |  |  | None |  | f |  | t | Com | Any | Lighting | InGen-LF | Ltg_Lmp+Blst | LF_LmpBlst |  | ILtg-Lfluor-Elec |  |  |  | LFLmpBlst-T12-24in-20w+MagStd-RS-NLO(56w) | LFLmpBlst-T12-24in-20w+MagStd-RS-NLO(56w) | LFLmpBlst-T8-24in-17w+El-IS-NLO+Refl(31w) | Review | WP source e.g.: SCE13LG087r0 | f | f | Disposition: MeasuresList-May222014.xlsx | RobNc |  | ILtg-Lfluor-T12Mag |  | DEER1316-Ltg-Com-LF | 1/1/2013 |  | DEER2016 HOU Update | FALSE | FALSE |  |  | FALSE | FALSE | FALSE | FALSE | FALSE | FALSE | FALSE | FALSE | FALSE
4487 | C-In-LFLmpBlst-T8-24in-17w+El-IS-NLO+Refl(31w)-dWP29 | Commercial Indoor General Lighting: more efficient Linear Fluorescent Lamp & Ballast installed. Measure includes Code case. Impacts: Linear Fluorescent-based HOU (varies by BldgType) | DEER1314 | Lighting Disposition | 3/6/2015 00:00:00 | Com-Iltg-dWatt-LF | DEER | Scaled | Delta |  |  | None |  | f |  | t | Com | Any | Lighting | InGen-LF | Ltg_Lmp+Blst | LF_LmpBlst |  | ILtg-Lfluor-Elec |  |  |  | LFLmpBlst-U6-22in-32w+El-IS-NLO(60w) | LFLmpBlst-U6-22in-32w+El-IS-NLO(60w) | LFLmpBlst-T8-24in-17w+El-IS-NLO+Refl(31w) | Review | WP source e.g.: SCE13LG087r0 | f | f | Disposition: MeasuresList-May222014.xlsx | RobNc |  | ILtg-Lfluor-Elec |  | DEER1316-Ltg-Com-LF | 1/1/2013 |  | DEER2016 HOU Update | FALSE | FALSE |  |  | FALSE | FALSE | FALSE | FALSE | FALSE | FALSE | FALSE | FALSE | FALSE
4488 | C-In-LFLmpBlst-T8-24in-17w+El-IS-NLO+Refl(31w)-dWP41-dWC29 | Commercial Indoor General Lighting: more efficient Linear Fluorescent Lamp & Ballast installed. Measure includes Code case. Impacts: Linear Fluorescent-based HOU (varies by BldgType) | DEER1314 | Lighting Disposition | 3/6/2015 00:00:00 | Com-Iltg-dWatt-LF | DEER | Scaled | Delta |  |  | None |  | f |  | t | Com | Any | Lighting | InGen-LF | Ltg_Lmp+Blst | LF_LmpBlst |  | ILtg-Lfluor-Elec |  |  |  | LFLmpBlst-U12-22in-34w+MagES-RS-NLO(72w) | LFLmpBlst-U6-22in-32w+El-IS-NLO(60w) | LFLmpBlst-T8-24in-17w+El-IS-NLO+Refl(31w) | Review | WP source e.g.: WPSDGENRLG0013r3 | f | f | Disposition: MeasuresList-May222014.xlsx | ErRobNc |  | ILtg-Lfluor-T12Mag |  | DEER1316-Ltg-Com-LF | 1/1/2013 |  | DEER2016 HOU Update | FALSE | FALSE |  |  | FALSE | FALSE | FALSE | FALSE | FALSE | FALSE | FALSE | FALSE | FALSE
4489 | C-In-LFLmpBlst-T8-24in-17w+El-IS-RLO(29w)-dWP27 | Commercial Indoor General Lighting: more efficient Linear Fluorescent Lamp & Ballast installed. Measure includes Code case. Impacts: Linear Fluorescent-based HOU (varies by BldgType) | DEER1314 | Lighting Disposition | 3/6/2015 00:00:00 | Com-Iltg-dWatt-LF | DEER | Scaled | Delta |  |  | None |  | f |  | t | Com | Any | Lighting | InGen-LF | Ltg_Lmp+Blst | LF_LmpBlst |  | ILtg-Lfluor-Elec |  |  |  | LFLmpBlst-T12-24in-20w+MagStd-RS-NLO(56w) | LFLmpBlst-T12-24in-20w+MagStd-RS-NLO(56w) | LFLmpBlst-T8-24in-17w+El-IS-RLO(29w) | Review | WP source e.g.: SCE13LG087r0 | f | f | Disposition: MeasuresList-May222014.xlsx | RobNc |  | ILtg-Lfluor-T12Mag |  | DEER1316-Ltg-Com-LF | 1/1/2013 |  | DEER2016 HOU Update | FALSE | FALSE |  |  | FALSE | FALSE | FALSE | FALSE | FALSE | FALSE | FALSE | FALSE | FALSE
4490 | C-In-LFLmpBlst-T8-24in-17w+El-IS-RLO-1(14w)-dWP14 | Commercial Indoor General Lighting: more efficient Linear Fluorescent Lamp & Ballast installed. Measure includes Code case. Impacts: Linear Fluorescent-based HOU (varies by BldgType) | DEER1314 | Lighting Disposition | 3/6/2015 00:00:00 | Com-Iltg-dWatt-LF | DEER | Scaled | Delta |  |  | None |  | f |  | t | Com | Any | Lighting | InGen-LF | Ltg_Lmp+Blst | LF_LmpBlst |  | ILtg-Lfluor-Elec |  |  |  | LFLmpBlst-T12-24in-20w+MagStd-RS-NLO(28w) | LFLmpBlst-T12-24in-20w+MagStd-RS-NLO(28w) | LFLmpBlst-T8-24in-17w+El-IS-RLO-1(14w) | Review | WP source e.g.: SCE13LG087r0 | f | f | Disposition: MeasuresList-May222014.xlsx | RobNc |  | ILtg-Lfluor-T12Mag |  | DEER1316-Ltg-Com-LF | 1/1/2013 |  | DEER2016 HOU Update | FALSE | FALSE |  |  | FALSE | FALSE | FALSE | FALSE | FALSE | FALSE | FALSE | FALSE | FALSE
4491 | C-In-LFLmpBlst-T8-24in-17w+El-RS-HLO(19w)-dWP41 | Commercial Indoor General Lighting: more efficient Linear Fluorescent Lamp & Ballast installed. Measure includes Code case. Impacts: Linear Fluorescent-based HOU (varies by BldgType) | DEER1314 | Lighting Disposition | 3/6/2015 00:00:00 | Com-Iltg-dWatt-LF | DEER | Scaled | Delta |  |  | None |  | f |  | t | Com | Any | Lighting | InGen-LF | Ltg_Lmp+Blst | LF_LmpBlst |  | ILtg-Lfluor-Elec |  |  |  | LFLmpBlst-U6-22in-32w+El-IS-NLO(60w) | LFLmpBlst-U6-22in-32w+El-IS-NLO(60w) | LFLmpBlst-T8-24in-17w+El-RS-HLO(19w) | Review | WP source e.g.: SCE13LG087r0 | f | f | Disposition: MeasuresList-May222014.xlsx | RobNc |  | ILtg-Lfluor-Elec |  | DEER1316-Ltg-Com-LF | 1/1/2013 |  | DEER2016 HOU Update | FALSE | FALSE |  |  | FALSE | FALSE | FALSE | FALSE | FALSE | FALSE | FALSE | FALSE | FALSE
4492 | C-In-LFLmpBlst-T8-24in-17w+El-RS-HLO(41w)-dWP19 | Commercial Indoor General Lighting: more efficient Linear Fluorescent Lamp & Ballast installed. Measure includes Code case. Impacts: Linear Fluorescent-based HOU (varies by BldgType) | DEER1314 | Lighting Disposition | 3/6/2015 00:00:00 | Com-Iltg-dWatt-LF | DEER | Scaled | Delta |  |  | None |  | f |  | t | Com | Any | Lighting | InGen-LF | Ltg_Lmp+Blst | LF_LmpBlst |  | ILtg-Lfluor-Elec |  |  |  | LFLmpBlst-U6-22in-32w+El-IS-NLO(60w) | LFLmpBlst-U6-22in-32w+El-IS-NLO(60w) | LFLmpBlst-T8-24in-17w+El-RS-HLO(41w) | Review | WP source e.g.: SCE13LG087r0 | f | f | Disposition: MeasuresList-May222014.xlsx | RobNc |  | ILtg-Lfluor-Elec |  | DEER1316-Ltg-Com-LF | 1/1/2013 |  | DEER2016 HOU Update | FALSE | FALSE |  |  | FALSE | FALSE | FALSE | FALSE | FALSE | FALSE | FALSE | FALSE | FALSE
4493 | C-In-LFLmpBlst-T8-24in-17w+El-RS-NLO(31w)-dWP29 | Commercial Indoor General Lighting: more efficient Linear Fluorescent Lamp & Ballast installed. Measure includes Code case. Impacts: Linear Fluorescent-based HOU (varies by BldgType) | DEER1314 | Lighting Disposition | 3/6/2015 00:00:00 | Com-Iltg-dWatt-LF | DEER | Scaled | Delta |  |  | None |  | f |  | t | Com | Any | Lighting | InGen-LF | Ltg_Lmp+Blst | LF_LmpBlst |  | ILtg-Lfluor-Elec |  |  |  | LFLmpBlst-U6-22in-32w+El-IS-NLO(60w) | LFLmpBlst-U6-22in-32w+El-IS-NLO(60w) | LFLmpBlst-T8-24in-17w+El-RS-NLO(31w) | Review | WP source e.g.: SCE13LG087r0 | f | f | Disposition: MeasuresList-May222014.xlsx | RobNc |  | ILtg-Lfluor-Elec |  | DEER1316-Ltg-Com-LF | 1/1/2013 |  | DEER2016 HOU Update | FALSE | FALSE |  |  | FALSE | FALSE | FALSE | FALSE | FALSE | FALSE | FALSE | FALSE | FALSE
4494 | C-In-LFLmpBlst-T8-24in-17w+El-RS-RLO(28w)-dWP32 | Commercial Indoor General Lighting: more efficient Linear Fluorescent Lamp & Ballast installed. Measure includes Code case. Impacts: Linear Fluorescent-based HOU (varies by BldgType) | DEER1314 | Lighting Disposition | 3/6/2015 00:00:00 | Com-Iltg-dWatt-LF | DEER | Scaled | Delta |  |  | None |  | f |  | t | Com | Any | Lighting | InGen-LF | Ltg_Lmp+Blst | LF_LmpBlst |  | ILtg-Lfluor-Elec |  |  |  | LFLmpBlst-U6-22in-32w+El-IS-NLO(60w) | LFLmpBlst-U6-22in-32w+El-IS-NLO(60w) | LFLmpBlst-T8-24in-17w+El-RS-RLO(28w) | Review | WP source e.g.: SCE13LG087r0 | f | f | Disposition: MeasuresList-May222014.xlsx | RobNc |  | ILtg-Lfluor-Elec |  | DEER1316-Ltg-Com-LF | 1/1/2013 |  | DEER2016 HOU Update | FALSE | FALSE |  |  | FALSE | FALSE | FALSE | FALSE | FALSE | FALSE | FALSE | FALSE | FALSE
4495 | C-In-LFLmpBlst-T8-24in-17w+El-RS-VHLO(22w)-dWP38 | Commercial Indoor General Lighting: more efficient Linear Fluorescent Lamp & Ballast installed. Measure includes Code case. Impacts: Linear Fluorescent-based HOU (varies by BldgType) | DEER1314 | Lighting Disposition | 3/6/2015 00:00:00 | Com-Iltg-dWatt-LF | DEER | Scaled | Delta |  |  | None |  | f |  | t | Com | Any | Lighting | InGen-LF | Ltg_Lmp+Blst | LF_LmpBlst |  | ILtg-Lfluor-Elec |  |  |  | LFLmpBlst-U6-22in-32w+El-IS-NLO(60w) | LFLmpBlst-U6-22in-32w+El-IS-NLO(60w) | LFLmpBlst-T8-24in-17w+El-RS-VHLO(22w) | Review | WP source e.g.: SCE13LG087r0 | f | f | Disposition: MeasuresList-May222014.xlsx | RobNc |  | ILtg-Lfluor-Elec |  | DEER1316-Ltg-Com-LF | 1/1/2013 |  | DEER2016 HOU Update | FALSE | FALSE |  |  | FALSE | FALSE | FALSE | FALSE | FALSE | FALSE | FALSE | FALSE | FALSE
4496 | C-In-LFLmpBlst-T8-36in-25w+El-IS-NLO(26w)-dWP20 | Commercial Indoor General Lighting: more efficient Linear Fluorescent Lamp & Ballast installed. Measure includes Code case. Impacts: Linear Fluorescent-based HOU (varies by BldgType) | DEER1314 | Lighting Disposition | 3/6/2015 00:00:00 | Com-Iltg-dWatt-LF | DEER | Scaled | Delta |  |  | None |  | f |  | t | Com | Any | Lighting | InGen-LF | Ltg_Lmp+Blst | LF_LmpBlst |  | ILtg-Lfluor-Elec |  |  |  | LFLmpBlst-T12-36in-30w+MagStd-RS-NLO(46w) | LFLmpBlst-T12-36in-30w+MagStd-RS-NLO(46w) | LFLmpBlst-T8-36in-25w+El-IS-NLO(26w) | Review | WP source e.g.: WPSDGENRLG0013r3 | f | f | Disposition: MeasuresList-May222014.xlsx | RobNc |  | ILtg-Lfluor-T12Mag |  | DEER1316-Ltg-Com-LF | 1/1/2013 |  | DEER2016 HOU Update | FALSE | FALSE |  |  | FALSE | FALSE | FALSE | FALSE | FALSE | FALSE | FALSE | FALSE | FALSE
4497 | C-In-LFLmpBlst-T8-36in-25w+El-IS-NLO(46w)-dWP30 | Commercial Indoor General Lighting: more efficient Linear Fluorescent Lamp & Ballast installed. Measure includes Code case. Impacts: Linear Fluorescent-based HOU (varies by BldgType) | DEER1314 | Lighting Disposition | 3/6/2015 00:00:00 | Com-Iltg-dWatt-LF | DEER | Scaled | Delta |  |  | None |  | f |  | t | Com | Any | Lighting | InGen-LF | Ltg_Lmp+Blst | LF_LmpBlst |  | ILtg-Lfluor-Elec |  |  |  | LFLmpBlst-T12-72in-55w+MagStd-RS-NLO(76w) | LFLmpBlst-T12-72in-55w+MagStd-RS-NLO(76w) | LFLmpBlst-T8-36in-25w+El-IS-NLO(46w) | Review | WP source e.g.: WPSDGENRLG0013r3 | f | f | Disposition: MeasuresList-May222014.xlsx | RobNc |  | ILtg-Lfluor-T12Mag |  | DEER1316-Ltg-Com-LF | 1/1/2013 |  | DEER2016 HOU Update | FALSE | FALSE |  |  | FALSE | FALSE | FALSE | FALSE | FALSE | FALSE | FALSE | FALSE | FALSE
4498 | C-In-LFLmpBlst-T8-36in-25w+El-IS-NLO(87w)-dWP35 | Commercial Indoor General Lighting: more efficient Linear Fluorescent Lamp & Ballast installed. Measure includes Code case. Impacts: Linear Fluorescent-based HOU (varies by BldgType) | DEER1314 | Lighting Disposition | 3/6/2015 00:00:00 | Com-Iltg-dWatt-LF | DEER | Scaled | Delta |  |  | None |  | f |  | t | Com | Any | Lighting | InGen-LF | Ltg_Lmp+Blst | LF_LmpBlst |  | ILtg-Lfluor-Elec |  |  |  | LFLmpBlst-T12-72in-55w+MagES-RS-NLO(122w) | LFLmpBlst-T12-72in-55w+MagES-RS-NLO(122w) | LFLmpBlst-T8-36in-25w+El-IS-NLO(87w) | Review | WP source e.g.: PGECOLTG160r1 | f | f | Disposition: MeasuresList-May222014.xlsx | RobNc |  | ILtg-Lfluor-T12Mag |  | DEER1316-Ltg-Com-LF | 1/1/2013 |  | DEER2016 HOU Update | FALSE | FALSE |  |  | FALSE | FALSE | FALSE | FALSE | FALSE | FALSE | FALSE | FALSE | FALSE
4499 | C-In-LFLmpBlst-T8-36in-25w+El-IS-NLO(87w)-dWP75-dWC25 | Commercial Indoor General Lighting: more efficient Linear Fluorescent Lamp & Ballast installed. Measure includes Code case. Impacts: Linear Fluorescent-based HOU (varies by BldgType) | DEER1314 | Lighting Disposition | 3/6/2015 00:00:00 | Com-Iltg-dWatt-LF | DEER | Scaled | Delta |  |  | None |  | f |  | t | Com | Any | Lighting | InGen-LF | Ltg_Lmp+Blst | LF_LmpBlst |  | ILtg-Lfluor-Elec |  |  |  | LFLmpBlst-T12-36in-30w+MagStd-RS-NLO(162w) | LFLmpBlst-T8-48in-32w-2g+El-IS-NLO(112w) | LFLmpBlst-T8-36in-25w+El-IS-NLO(87w) | Review | WP source e.g.: PGECOLTG160r1 | f | f | Disposition: MeasuresList-May222014.xlsx | ErRobNc |  | ILtg-Lfluor-T12Mag |  | DEER1316-Ltg-Com-LF | 1/1/2013 |  | DEER2016 HOU Update | FALSE | FALSE |  |  | FALSE | FALSE | FALSE | FALSE | FALSE | FALSE | FALSE | FALSE | FALSE
4500 | C-In-LFLmpBlst-T8-36in-25w+El-IS-RLO(23w)-dWP23 | Commercial Indoor General Lighting: more efficient Linear Fluorescent Lamp & Ballast installed. Measure includes Code case. Impacts: Linear Fluorescent-based HOU (varies by BldgType) | DEER1314 | Lighting Disposition | 3/6/2015 00:00:00 | Com-Iltg-dWatt-LF | DEER | Scaled | Delta |  |  | None |  | f |  | t | Com | Any | Lighting | InGen-LF | Ltg_Lmp+Blst | LF_LmpBlst |  | ILtg-Lfluor-Elec |  |  |  | LFLmpBlst-T12-36in-30w+MagStd-RS-NLO(46w) | LFLmpBlst-T12-36in-30w+MagStd-RS-NLO(46w) | LFLmpBlst-T8-36in-25w+El-IS-RLO(23w) | Review | WP source e.g.: PGECOLTG160r1 | f | f | Disposition: MeasuresList-May222014.xlsx | RobNc |  | ILtg-Lfluor-T12Mag |  | DEER1316-Ltg-Com-LF | 1/1/2013 |  | DEER2016 HOU Update | FALSE | FALSE |  |  | FALSE | FALSE | FALSE | FALSE | FALSE | FALSE | FALSE | FALSE | FALSE
4501 | C-In-LFLmpBlst-T8-36in-25w+El-IS-RLO(27w)-dWP19 | Commercial Indoor General Lighting: more efficient Linear Fluorescent Lamp & Ballast installed. Measure includes Code case. Impacts: Linear Fluorescent-based HOU (varies by BldgType) | DEER1314 | Lighting Disposition | 3/6/2015 00:00:00 | Com-Iltg-dWatt-LF | DEER | Scaled | Delta |  |  | None |  | f |  | t | Com | Any | Lighting | InGen-LF | Ltg_Lmp+Blst | LF_LmpBlst |  | ILtg-Lfluor-Elec |  |  |  | LFLmpBlst-T12-36in-30w+MagStd-RS-NLO(46w) | LFLmpBlst-T12-36in-30w+MagStd-RS-NLO(46w) | LFLmpBlst-T8-36in-25w+El-IS-RLO(27w) | Review | WP source e.g.: PGECOLTG160r1 | f | f | Disposition: MeasuresList-May222014.xlsx | RobNc |  | ILtg-Lfluor-T12Mag |  | DEER1316-Ltg-Com-LF | 1/1/2013 |  | DEER2016 HOU Update | FALSE | FALSE |  |  | FALSE | FALSE | FALSE | FALSE | FALSE | FALSE | FALSE | FALSE | FALSE
4502 | C-In-LFLmpBlst-T8-36in-25w+El-IS-RLO(46w)-dWP20 | Commercial Indoor General Lighting: more efficient Linear Fluorescent Lamp & Ballast installed. Measure includes Code case. Impacts: Linear Fluorescent-based HOU (varies by BldgType) | DEER1314 | Lighting Disposition | 3/6/2015 00:00:00 | Com-Iltg-dWatt-LF | DEER | Scaled | Delta |  |  | None |  | f |  | t | Com | Any | Lighting | InGen-LF | Ltg_Lmp+Blst | LF_LmpBlst |  | ILtg-Lfluor-Elec |  |  |  | LFLmpBlst-T12-36in-25w+MagES-RS-NLO(66w) | LFLmpBlst-T12-36in-25w+MagES-RS-NLO(66w) | LFLmpBlst-T8-36in-25w+El-IS-RLO(46w) | Review | WP source e.g.: PGECOLTG160r1 | f | f | Disposition: MeasuresList-May222014.xlsx | RobNc |  | ILtg-Lfluor-T12Mag |  | DEER1316-Ltg-Com-LF | 1/1/2013 |  | DEER2016 HOU Update | FALSE | FALSE |  |  | FALSE | FALSE | FALSE | FALSE | FALSE | FALSE | FALSE | FALSE | FALSE
4503 | C-In-LFLmpBlst-T8-36in-25w+El-IS-RLO(86w)-dWP26 | Commercial Indoor General Lighting: more efficient Linear Fluorescent Lamp & Ballast installed. Measure includes Code case. Impacts: Linear Fluorescent-based HOU (varies by BldgType) | DEER1314 | Lighting Disposition | 3/6/2015 00:00:00 | Com-Iltg-dWatt-LF | DEER | Scaled | Delta |  |  | None |  | f |  | t | Com | Any | Lighting | InGen-LF | Ltg_Lmp+Blst | LF_LmpBlst |  | ILtg-Lfluor-Elec |  |  |  | LFLmpBlst-T8-48in-32w-1g+El-IS-NLO(112w) | LFLmpBlst-T8-48in-32w-1g+El-IS-NLO(112w) | LFLmpBlst-T8-36in-25w+El-IS-RLO(86w) | Review | WP source e.g.: WPSDGENRLG0013r3 | f | f | Disposition: MeasuresList-May222014.xlsx | RobNc |  | ILtg-Lfluor-Elec |  | DEER1316-Ltg-Com-LF | 1/1/2013 |  | DEER2016 HOU Update | FALSE | FALSE |  |  | FALSE | FALSE | FALSE | FALSE | FALSE | FALSE | FALSE | FALSE | FALSE
4504 | C-In-LFLmpBlst-T8-48in-25w+El-IS-NLO(23w)-dWP7 | Commercial Indoor General Lighting: more efficient Linear Fluorescent Lamp & Ballast installed. Measure includes Code case. Impacts: Linear Fluorescent-based HOU (varies by BldgType) | DEER1314 | Lighting Disposition | 3/6/2015 00:00:00 | Com-Iltg-dWatt-LF | DEER | Scaled | Delta |  |  | None |  | t |  | t | Com | Any | Lighting | InGen-LF | Ltg_Lmp+Blst | LF_LmpBlst |  | ILtg-Lfluor-Elec |  |  |  | LFLmpBlst-T8-48in-32w-1g+El-IS-NLO-3(30w) | LFLmpBlst-T8-48in-32w-1g+El-IS-NLO-3(30w) | LFLmpBlst-T8-48in-25w+El-IS-NLO(23w) | Review |  | f | f | Disposition: MeasuresList-Dec1-2014.xlsx | RobNc |  | ILtg-Lfluor-Elec |  | DEER1316-Ltg-Com-LF | 7/1/2014 |  | DEER2016 HOU Update | FALSE | FALSE |  |  | FALSE | FALSE | FALSE | FALSE | FALSE | FALSE | FALSE | FALSE | FALSE
4505 | C-In-LFLmpBlst-T8-48in-25w+El-IS-NLO(23w)-dWP8 | Commercial Indoor General Lighting: more efficient Linear Fluorescent Lamp & Ballast installed. Measure includes Code case. Impacts: Linear Fluorescent-based HOU (varies by BldgType) | DEER2011 | Lighting Disposition | 5/30/2014 00:00:00 | Com-Iltg-dWatt-LF | Non-DEER | Scaled | Delta |  |  | None |  | f |  | t | Com | Any | Lighting | InGen-LF | Ltg_Lmp+Blst | LF_LmpBlst |  | ILtg-Lfluor-Elec |  |  |  | LFLmpBlst-T8-48in-32w-1g+El-IS-NLO(31w) | LFLmpBlst-T8-48in-32w-1g+El-IS-NLO(31w) | LFLmpBlst-T8-48in-25w+El-IS-NLO(23w) | Standard | WP source e.g.: SCE13LG087r0; Not used in 2013-14 Lighting Disposition | f | f | Disposition: MeasuresList-May222014.xlsx | RobNc |  | ILtg-Lfluor-Elec |  | None | 1/1/2013 | 6/30/2014 |  | FALSE | FALSE |  |  | FALSE | FALSE | FALSE | FALSE | FALSE | FALSE | FALSE | FALSE | FALSE
4506 | C-In-LFLmpBlst-T8-48in-25w+El-IS-NLO(26w)-dWP4-1 | Commercial Indoor General Lighting: more efficient Linear Fluorescent Lamp & Ballast installed. Measure includes Code case. Impacts: Linear Fluorescent-based HOU (varies by BldgType) | DEER1314 | Lighting Disposition | 3/6/2015 00:00:00 | Com-Iltg-dWatt-LF | DEER | Scaled | Delta |  |  | None |  | t |  | t | Com | Any | Lighting | InGen-LF | Ltg_Lmp+Blst | LF_LmpBlst |  | ILtg-Lfluor-Elec |  |  |  | LFLmpBlst-T8-48in-32w-2g+El-IS-NLO-2(30w) | LFLmpBlst-T8-48in-32w-2g+El-IS-NLO-2(30w) | LFLmpBlst-T8-48in-25w+El-IS-NLO(26w) | Review |  | f | f | Disposition: MeasuresList-Dec1-2014.xlsx | RobNc |  | ILtg-Lfluor-Elec |  | DEER1316-Ltg-Com-LF | 1/1/2013 |  | DEER2016 HOU Update | FALSE | FALSE |  |  | FALSE | FALSE | FALSE | FALSE | FALSE | FALSE | FALSE | FALSE | FALSE
4507 | C-In-LFLmpBlst-T8-48in-25w+El-IS-NLO(26w)-dWP4-2 | Commercial Indoor General Lighting: more efficient Linear Fluorescent Lamp & Ballast installed. Measure includes Code case. Impacts: Linear Fluorescent-based HOU (varies by BldgType) | DEER1314 | Lighting Disposition | 3/6/2015 00:00:00 | Com-Iltg-dWatt-LF | Non-DEER | Scaled | Delta |  |  | None |  | t |  | t | Com | Any | Lighting | InGen-LF | Ltg_Lmp+Blst | LF_LmpBlst |  | ILtg-Lfluor-Elec |  |  |  | LFLmpBlst-T8-48in-32w-1g+El-IS-NLO-3(30w) | LFLmpBlst-T8-48in-32w-1g+El-IS-NLO-3(30w) | LFLmpBlst-T8-48in-25w+El-IS-NLO(26w) | Review |  | f | f | Disposition: MeasuresList-Dec1-2014.xlsx | RobNc |  | ILtg-Lfluor-Elec |  | DEER1316-Ltg-Com-LF | 1/1/2013 |  | DEER2016 HOU Update | FALSE | FALSE |  |  | FALSE | FALSE | FALSE | FALSE | FALSE | FALSE | FALSE | FALSE | FALSE
4508 | C-In-LFLmpBlst-T8-48in-25w+El-IS-NLO(27.7w)-dWP2 | Commercial Indoor General Lighting: more efficient Linear Fluorescent Lamp & Ballast installed. Measure includes Code case. Impacts: Linear Fluorescent-based HOU (varies by BldgType) | DEER2011 | Lighting Disposition | 5/30/2014 00:00:00 | Com-Iltg-dWatt-LF | Non-DEER | Scaled | Delta |  |  | None |  | f |  | t | Com | Any | Lighting | InGen-LF | Ltg_Lmp+Blst | LF_LmpBlst |  | ILtg-Lfluor-Elec |  |  |  | LFLmpBlst-T8-48in-32w-1g+El-IS-NLO(30.5w) | LFLmpBlst-T8-48in-32w-1g+El-IS-NLO(30.5w) | LFLmpBlst-T8-48in-25w+El-IS-NLO(27.7w) | Standard | WP source e.g.: SCE13LG087r0; Not used in 2013-14 Lighting Disposition | f | f | Disposition: MeasuresList-May222014.xlsx | RobNc |  | ILtg-Lfluor-Elec |  | None | 1/1/2013 | 6/30/2014 |  | FALSE | FALSE |  |  | FALSE | FALSE | FALSE | FALSE | FALSE | FALSE | FALSE | FALSE | FALSE
4509 | C-In-LFLmpBlst-T8-48in-25w+El-IS-NLO(27w)-dWP4-1 | Commercial Indoor General Lighting: more efficient Linear Fluorescent Lamp & Ballast installed. Measure includes Code case. Impacts: Linear Fluorescent-based HOU (varies by BldgType) | DEER2011 | Lighting Disposition | 5/30/2014 00:00:00 | Com-Iltg-dWatt-LF | Non-DEER | Scaled | Delta |  |  | None |  | f |  | t | Com | Any | Lighting | InGen-LF | Ltg_Lmp+Blst | LF_LmpBlst |  | ILtg-Lfluor-Elec |  |  |  | LFLmpBlst-T8-48in-32w-1g+El-IS-NLO(31w) | LFLmpBlst-T8-48in-32w-1g+El-IS-NLO(31w) | LFLmpBlst-T8-48in-25w+El-IS-NLO(27w) | Standard | WP source e.g.: SCE13LG087r0; Not used in 2013-14 Lighting Disposition | f | f | Disposition: MeasuresList-May222014.xlsx | RobNc |  | ILtg-Lfluor-Elec |  | None | 1/1/2013 | 6/30/2014 |  | FALSE | FALSE |  |  | FALSE | FALSE | FALSE | FALSE | FALSE | FALSE | FALSE | FALSE | FALSE
4510 | C-In-LFLmpBlst-T8-48in-25w+El-IS-NLO(27w)-dWP4-2 | Commercial Indoor General Lighting: more efficient Linear Fluorescent Lamp & Ballast installed. Measure includes Code case. Impacts: Linear Fluorescent-based HOU (varies by BldgType) | DEER2011 | Lighting Disposition | 5/30/2014 00:00:00 | Com-Iltg-dWatt-LF | Non-DEER | Scaled | Delta |  |  | None |  | f |  | t | Com | Any | Lighting | InGen-LF | Ltg_Lmp+Blst | LF_LmpBlst |  | ILtg-Lfluor-Elec |  |  |  | LFLmpBlst-T8-48in-32w-2g+El-IS-NLO(31w) | LFLmpBlst-T8-48in-32w-2g+El-IS-NLO(31w) | LFLmpBlst-T8-48in-25w+El-IS-NLO(27w) | Standard | WP source e.g.: WPSDGENRLG0013r3; Not used in 2013-14 Lighting Disposition | f | f | Disposition: MeasuresList-May222014.xlsx | RobNc |  | ILtg-Lfluor-Elec |  | None | 1/1/2013 | 6/30/2014 |  | FALSE | FALSE |  |  | FALSE | FALSE | FALSE | FALSE | FALSE | FALSE | FALSE | FALSE | FALSE
4511 | C-In-LFLmpBlst-T8-48in-25w+El-IS-NLO(28w)-dWP15-dWC3 | Commercial Indoor General Lighting: more efficient Linear Fluorescent Lamp & Ballast installed. Measure includes Code case. Impacts: Linear Fluorescent-based HOU (varies by BldgType) | DEER1314 | Lighting Disposition | 3/6/2015 00:00:00 | Com-Iltg-dWatt-LF | DEER | Scaled | Delta |  |  | None |  | f |  | t | Com | Any | Lighting | InGen-LF | Ltg_Lmp+Blst | LF_LmpBlst |  | ILtg-Lfluor-Elec |  |  |  | LFLmpBlst-T12-48in-34w+MagES-RS-NLO(43w) | LFLmpBlst-T8-48in-32w-2g+El-IS-NLO(31w) | LFLmpBlst-T8-48in-25w+El-IS-NLO(28w) | Review | WP source e.g.: WPSDGENRLG0013r3 | f | f | Disposition: MeasuresList-May222014.xlsx | ErRobNc |  | ILtg-Lfluor-T12Mag |  | DEER1316-Ltg-Com-LF | 1/1/2013 |  | DEER2016 HOU Update | FALSE | FALSE |  |  | FALSE | FALSE | FALSE | FALSE | FALSE | FALSE | FALSE | FALSE | FALSE
4512 | C-In-LFLmpBlst-T8-48in-25w+El-IS-NLO(45w)-dWP14-1 | Commercial Indoor General Lighting: more efficient Linear Fluorescent Lamp & Ballast installed. Measure includes Code case. Impacts: Linear Fluorescent-based HOU (varies by BldgType) | DEER2011 | Lighting Disposition | 5/30/2014 00:00:00 | Com-Iltg-dWatt-LF | Non-DEER | Scaled | Delta |  |  | None |  | f |  | t | Com | Any | Lighting | InGen-LF | Ltg_Lmp+Blst | LF_LmpBlst |  | ILtg-Lfluor-Elec |  |  |  | LFLmpBlst-T8-48in-32w-1g+El-IS-NLO(59w) | LFLmpBlst-T8-48in-32w-1g+El-IS-NLO(59w) | LFLmpBlst-T8-48in-25w+El-IS-NLO(45w) | Standard | WP source e.g.: WPSDGENRLG0013r3; Expires 6-30-2014; Not used in 2013-14 Lighting Disposition | f | f | Disposition: MeasuresList-May222014.xlsx | RobNc |  | ILtg-Lfluor-Elec |  | None | 1/1/2013 | 6/30/2014 |  | FALSE | FALSE |  |  | FALSE | FALSE | FALSE | FALSE | FALSE | FALSE | FALSE | FALSE | FALSE
4513 | C-In-LFLmpBlst-T8-48in-25w+El-IS-NLO(45w)-dWP14-2 | Commercial Indoor General Lighting: more efficient Linear Fluorescent Lamp & Ballast installed. Measure includes Code case. Impacts: Linear Fluorescent-based HOU (varies by BldgType) | DEER2011 | Lighting Disposition | 5/30/2014 00:00:00 | Com-Iltg-dWatt-LF | Non-DEER | Scaled | Delta |  |  | None |  | f |  | t | Com | Any | Lighting | InGen-LF | Ltg_Lmp+Blst | LF_LmpBlst |  | ILtg-Lfluor-Elec |  |  |  | LFLmpBlst-T8-48in-32w-2g+El-IS-NLO(59w) | LFLmpBlst-T8-48in-32w-2g+El-IS-NLO(59w) | LFLmpBlst-T8-48in-25w+El-IS-NLO(45w) | Standard | WP source e.g.: PGECOLTG116r5; Expires 6-30-2014; Not used in 2013-14 Lighting Disposition | f | f | Disposition: MeasuresList-May222014.xlsx | RobNc |  | ILtg-Lfluor-Elec |  | None | 1/1/2013 | 6/30/2014 |  | FALSE | FALSE |  |  | FALSE | FALSE | FALSE | FALSE | FALSE | FALSE | FALSE | FALSE | FALSE
4514 | C-In-LFLmpBlst-T8-48in-25w+El-IS-NLO(45w)-dWP14-dWC14 | Commercial Indoor General Lighting: more efficient Linear Fluorescent Lamp & Ballast installed. Measure includes Code case. Impacts: Linear Fluorescent-based HOU (varies by BldgType) | DEER1314 | Lighting Disposition | 3/6/2015 00:00:00 | Com-Iltg-dWatt-LF | DEER | Scaled | Delta |  |  | None |  | f |  | t | Com | Any | Lighting | InGen-LF | Ltg_Lmp+Blst | LF_LmpBlst |  | ILtg-Lfluor-Elec |  |  |  | LFLmpBlst-T8-48in-32w-1g+El-IS-NLO(59w) | LFLmpBlst-T8-48in-32w-2g+El-IS-NLO(59w) | LFLmpBlst-T8-48in-25w+El-IS-NLO(45w) | Review | WP source e.g.: SCE13LG087r0 | f | f | Disposition: MeasuresList-May222014.xlsx | ErRobNc |  | ILtg-Lfluor-Elec |  | DEER1316-Ltg-Com-LF | 1/1/2013 |  | DEER2016 HOU Update | FALSE | FALSE |  |  | FALSE | FALSE | FALSE | FALSE | FALSE | FALSE | FALSE | FALSE | FALSE
4515 | C-In-LFLmpBlst-T8-48in-25w+El-IS-NLO(68w)-dWP21 | Commercial Indoor General Lighting: more efficient Linear Fluorescent Lamp & Ballast installed. Measure includes Code case. Impacts: Linear Fluorescent-based HOU (varies by BldgType) | DEER1314 | Lighting Disposition | 3/6/2015 00:00:00 | Com-Iltg-dWatt-LF | DEER | Scaled | Delta |  |  | None |  | f |  | t | Com | Any | Lighting | InGen-LF | Ltg_Lmp+Blst | LF_LmpBlst |  | ILtg-Lfluor-Elec |  |  |  | LFLmpBlst-T8-48in-32w-2g+El-IS-NLO(89w) | LFLmpBlst-T8-48in-32w-2g+El-IS-NLO(89w) | LFLmpBlst-T8-48in-25w+El-IS-NLO(68w) | Review | WP source e.g.: SCE13LG092r0 | f | f | Disposition: MeasuresList-May222014.xlsx | RobNc |  | ILtg-Lfluor-Elec |  | DEER1316-Ltg-Com-LF | 1/1/2013 |  | DEER2016 HOU Update | FALSE | FALSE |  |  | FALSE | FALSE | FALSE | FALSE | FALSE | FALSE | FALSE | FALSE | FALSE
4516 | C-In-LFLmpBlst-T8-48in-25w+El-IS-NLO(90w)-dWP22 | Commercial Indoor General Lighting: more efficient Linear Fluorescent Lamp & Ballast installed. Measure includes Code case. Impacts: Linear Fluorescent-based HOU (varies by BldgType) | DEER1314 | Lighting Disposition | 3/6/2015 00:00:00 | Com-Iltg-dWatt-LF | DEER | Scaled | Delta |  |  | None |  | f |  | t | Com | Any | Lighting | InGen-LF | Ltg_Lmp+Blst | LF_LmpBlst |  | ILtg-Lfluor-Elec |  |  |  | LFLmpBlst-T8-48in-32w-1g+El-IS-NLO(112w) | LFLmpBlst-T8-48in-32w-1g+El-IS-NLO(112w) | LFLmpBlst-T8-48in-25w+El-IS-NLO(90w) | Review | WP source e.g.: WPSDGENRLG0120r3 | f | f | Disposition: MeasuresList-May222014.xlsx | RobNc |  | ILtg-Lfluor-Elec |  | DEER1316-Ltg-Com-LF | 1/1/2013 |  | DEER2016 HOU Update | FALSE | FALSE |  |  | FALSE | FALSE | FALSE | FALSE | FALSE | FALSE | FALSE | FALSE | FALSE
4517 | C-In-LFLmpBlst-T8-48in-25w+El-IS-RLO(22w)-dWP14-dWC9 | Commercial Indoor General Lighting: more efficient Linear Fluorescent Lamp & Ballast installed. Measure includes Code case. Impacts: Linear Fluorescent-based HOU (varies by BldgType) | DEER1314 | Lighting Disposition | 3/6/2015 00:00:00 | Com-Iltg-dWatt-LF | DEER | Scaled | Delta |  |  | None |  | f |  | t | Com | Any | Lighting | InGen-LF | Ltg_Lmp+Blst | LF_LmpBlst |  | ILtg-Lfluor-Elec |  |  |  | LFLmpBlst-T12-48in-34w+MagES-RS-NLO(36w) | LFLmpBlst-T8-48in-32w-2g+El-IS-NLO(31w) | LFLmpBlst-T8-48in-25w+El-IS-RLO(22w) | Review | WP source e.g.: SCE13LG087r0 | f | f | Disposition: MeasuresList-May222014.xlsx | ErRobNc |  | ILtg-Lfluor-T12Mag |  | DEER1316-Ltg-Com-LF | 1/1/2013 |  | DEER2016 HOU Update | FALSE | FALSE |  |  | FALSE | FALSE | FALSE | FALSE | FALSE | FALSE | FALSE | FALSE | FALSE
4518 | C-In-LFLmpBlst-T8-48in-25w+El-IS-RLO(22w)-dWP9 | Commercial Indoor General Lighting: more efficient Linear Fluorescent Lamp & Ballast installed. Measure includes Code case. Impacts: Linear Fluorescent-based HOU (varies by BldgType) | DEER1314 | Lighting Disposition | 3/6/2015 00:00:00 | Com-Iltg-dWatt-LF | DEER | Scaled | Delta |  |  | None |  | f |  | t | Com | Any | Lighting | InGen-LF | Ltg_Lmp+Blst | LF_LmpBlst |  | ILtg-Lfluor-Elec |  |  |  | LFLmpBlst-T8-48in-32w-1g+El-IS-NLO(31w) | LFLmpBlst-T8-48in-32w-1g+El-IS-NLO(31w) | LFLmpBlst-T8-48in-25w+El-IS-RLO(22w) | Review | WP source e.g.: SCE13LG087r0 | f | f | Disposition: MeasuresList-May222014.xlsx | RobNc |  | ILtg-Lfluor-Elec |  | DEER1316-Ltg-Com-LF | 1/1/2013 |  | DEER2016 HOU Update | FALSE | FALSE |  |  | FALSE | FALSE | FALSE | FALSE | FALSE | FALSE | FALSE | FALSE | FALSE
4519 | C-In-LFLmpBlst-T8-48in-25w+El-IS-RLO(38w)-dWP21-dWC21 | Commercial Indoor General Lighting: more efficient Linear Fluorescent Lamp & Ballast installed. Measure includes Code case. Impacts: Linear Fluorescent-based HOU (varies by BldgType) | DEER1314 | Lighting Disposition | 3/6/2015 00:00:00 | Com-Iltg-dWatt-LF | DEER | Scaled | Delta |  |  | None |  | t |  | t | Com | Any | Lighting | InGen-LF | Ltg_Lmp+Blst | LF_LmpBlst |  | ILtg-Lfluor-Elec |  |  |  | LFLmpBlst-T8-48in-32w-1g+El-IS-NLO(59w) | LFLmpBlst-T8-48in-32w-2g+El-IS-NLO(59w) | LFLmpBlst-T8-48in-25w+El-IS-RLO(38w) | Review |  | f | f | Disposition: MeasuresList-Dec1-2014.xlsx | ErRobNc |  | ILtg-Lfluor-Elec |  | DEER1316-Ltg-Com-LF | 1/1/2013 |  | DEER2016 HOU Update | FALSE | FALSE |  |  | FALSE | FALSE | FALSE | FALSE | FALSE | FALSE | FALSE | FALSE | FALSE
4520 | C-In-LFLmpBlst-T8-48in-25w+El-IS-RLO(38w)-dWP34-dWC21 | Commercial Indoor General Lighting: more efficient Linear Fluorescent Lamp & Ballast installed. Measure includes Code case. Impacts: Linear Fluorescent-based HOU (varies by BldgType) | DEER1314 | Lighting Disposition | 3/6/2015 00:00:00 | Com-Iltg-dWatt-LF | DEER | Scaled | Delta |  |  | None |  | t |  | t | Com | Any | Lighting | InGen-LF | Ltg_Lmp+Blst | LF_LmpBlst |  | ILtg-Lfluor-Elec |  |  |  | LFLmpBlst-T12-48in-34w+MagES-RS-NLO(72w) | LFLmpBlst-T8-48in-32w-2g+El-IS-NLO(59w) | LFLmpBlst-T8-48in-25w+El-IS-RLO(38w) | Review |  | f | f | Disposition: MeasuresList-Dec1-2014.xlsx | ErRobNc |  | ILtg-Lfluor-T12Mag |  | DEER1316-Ltg-Com-LF | 1/1/2013 |  | DEER2016 HOU Update | FALSE | FALSE |  |  | FALSE | FALSE | FALSE | FALSE | FALSE | FALSE | FALSE | FALSE | FALSE
4521 | C-In-LFLmpBlst-T8-48in-25w+El-IS-RLO(44w)-dWP15 | Commercial Indoor General Lighting: more efficient Linear Fluorescent Lamp & Ballast installed. Measure includes Code case. Impacts: Linear Fluorescent-based HOU (varies by BldgType) | DEER2011 | Lighting Disposition | 5/30/2014 00:00:00 | Com-Iltg-dWatt-LF | Non-DEER | Scaled | Delta |  |  | None |  | f |  | t | Com | Any | Lighting | InGen-LF | Ltg_Lmp+Blst | LF_LmpBlst |  | ILtg-Lfluor-Elec |  |  |  | LFLmpBlst-T8-48in-32w-1g+El-IS-NLO(59w) | LFLmpBlst-T8-48in-32w-1g+El-IS-NLO(59w) | LFLmpBlst-T8-48in-25w+El-IS-RLO(44w) | Standard | WP source e.g.: WPSDGENRLG0013r3; Not used in 2013-14 Lighting Disposition | f | f | Disposition: MeasuresList-May222014.xlsx | RobNc |  | ILtg-Lfluor-Elec |  | None | 1/1/2013 | 6/30/2014 |  | FALSE | FALSE |  |  | FALSE | FALSE | FALSE | FALSE | FALSE | FALSE | FALSE | FALSE | FALSE
4522 | C-In-LFLmpBlst-T8-48in-25w+El-IS-RLO(44w)-dWP28-dWC15 | Commercial Indoor General Lighting: more efficient Linear Fluorescent Lamp & Ballast installed. Measure includes Code case. Impacts: Linear Fluorescent-based HOU (varies by BldgType) | DEER2011 | Lighting Disposition | 5/30/2014 00:00:00 | Com-Iltg-dWatt-LF | Non-DEER | Scaled | Delta |  |  | None |  | f |  | t | Com | Any | Lighting | InGen-LF | Ltg_Lmp+Blst | LF_LmpBlst |  | ILtg-Lfluor-Elec |  |  |  | LFLmpBlst-T12-48in-34w+MagES-RS-NLO(72w) | LFLmpBlst-T8-48in-32w-2g+El-IS-NLO(59w) | LFLmpBlst-T8-48in-25w+El-IS-RLO(44w) | Standard | WP source e.g.: SCE13LG087r0; Not used in 2013-14 Lighting Disposition | f | f | Disposition: MeasuresList-May222014.xlsx | ErRobNc |  | ILtg-Lfluor-T12Mag |  | None | 1/1/2013 | 6/30/2014 |  | FALSE | FALSE |  |  | FALSE | FALSE | FALSE | FALSE | FALSE | FALSE | FALSE | FALSE | FALSE
4523 | C-In-LFLmpBlst-T8-48in-25w+El-IS-RLO(66w)-dWP23 | Commercial Indoor General Lighting: more efficient Linear Fluorescent Lamp & Ballast installed. Measure includes Code case. Impacts: Linear Fluorescent-based HOU (varies by BldgType) | DEER2011 | Lighting Disposition | 5/30/2014 00:00:00 | Com-Iltg-dWatt-LF | Non-DEER | Scaled | Delta |  |  | None |  | f |  | t | Com | Any | Lighting | InGen-LF | Ltg_Lmp+Blst | LF_LmpBlst |  | ILtg-Lfluor-Elec |  |  |  | LFLmpBlst-T8-48in-32w-1g+El-IS-NLO(89w) | LFLmpBlst-T8-48in-32w-1g+El-IS-NLO(89w) | LFLmpBlst-T8-48in-25w+El-IS-RLO(66w) | Standard | WP source e.g.: SCE13LG087r0; Not used in 2013-14 Lighting Disposition | f | f | Disposition: MeasuresList-May222014.xlsx | RobNc |  | ILtg-Lfluor-Elec |  | None | 1/1/2013 | 6/30/2014 |  | FALSE | FALSE |  |  | FALSE | FALSE | FALSE | FALSE | FALSE | FALSE | FALSE | FALSE | FALSE
4524 | C-In-LFLmpBlst-T8-48in-25w+El-IS-RLO(66w)-dWP49-dWC24 | Commercial Indoor General Lighting: more efficient Linear Fluorescent Lamp & Ballast installed. Measure includes Code case. Impacts: Linear Fluorescent-based HOU (varies by BldgType) | DEER2011 | Lighting Disposition | 5/30/2014 00:00:00 | Com-Iltg-dWatt-LF | Non-DEER | Scaled | Delta |  |  | None |  | f |  | t | Com | Any | Lighting | InGen-LF | Ltg_Lmp+Blst | LF_LmpBlst |  | ILtg-Lfluor-Elec |  |  |  | LFLmpBlst-T12-48in-34w+MagES-RS-NLO(115w) | LFLmpBlst-T8-48in-32w-2g+El-IS-NLO(90w) | LFLmpBlst-T8-48in-25w+El-IS-RLO(66w) | Standard | WP source e.g.: SCE13LG087r0; Expires 6-30-2014; Not used in 2013-14 Lighting Disposition | f | f | Disposition: MeasuresList-May222014.xlsx | ErRobNc |  | ILtg-Lfluor-T12Mag |  | None | 1/1/2013 | 6/30/2014 |  | FALSE | FALSE |  |  | FALSE | FALSE | FALSE | FALSE | FALSE | FALSE | FALSE | FALSE | FALSE
4525 | C-In-LFLmpBlst-T8-48in-25w+El-IS-RLO(90w)-dWP22 | Commercial Indoor General Lighting: more efficient Linear Fluorescent Lamp & Ballast installed. Measure includes Code case. Impacts: Linear Fluorescent-based HOU (varies by BldgType) | DEER2011 | Lighting Disposition | 5/30/2014 00:00:00 | Com-Iltg-dWatt-LF | Non-DEER | Scaled | Delta |  |  | None |  | f |  | t | Com | Any | Lighting | InGen-LF | Ltg_Lmp+Blst | LF_LmpBlst |  | ILtg-Lfluor-Elec |  |  |  | LFLmpBlst-T8-48in-32w-1g+El-IS-NLO(112w) | LFLmpBlst-T8-48in-32w-1g+El-IS-NLO(112w) | LFLmpBlst-T8-48in-25w+El-IS-RLO(90w) | Standard | WP source e.g.: SCE13LG087r0; Expires 6-30-2014; Not used in 2013-14 Lighting Disposition | f | f | Disposition: MeasuresList-May222014.xlsx | RobNc |  | ILtg-Lfluor-Elec |  | None | 1/1/2013 | 6/30/2014 |  | FALSE | FALSE |  |  | FALSE | FALSE | FALSE | FALSE | FALSE | FALSE | FALSE | FALSE | FALSE
4526 | C-In-LFLmpBlst-T8-48in-25w+El-IS-RLO(90w)-dWP54-dWC28 | Commercial Indoor General Lighting: more efficient Linear Fluorescent Lamp & Ballast installed. Measure includes Code case. Impacts: Linear Fluorescent-based HOU (varies by BldgType) | DEER2011 | Lighting Disposition | 5/30/2014 00:00:00 | Com-Iltg-dWatt-LF | Non-DEER | Scaled | Delta |  |  | None |  | f |  | t | Com | Any | Lighting | InGen-LF | Ltg_Lmp+Blst | LF_LmpBlst |  | ILtg-Lfluor-Elec |  |  |  | LFLmpBlst-T12-48in-34w+MagES-RS-NLO(144w) | LFLmpBlst-T8-48in-32w-2g+El-IS-NLO(118w) | LFLmpBlst-T8-48in-25w+El-IS-RLO(90w) | Standard | WP source e.g.: WPSDGENRLG0013r3; Expires 6-30-2014; Not used in 2013-14 Lighting Disposition | f | f | Disposition: MeasuresList-May222014.xlsx | ErRobNc |  | ILtg-Lfluor-T12Mag |  | None | 1/1/2013 | 6/30/2014 |  | FALSE | FALSE |  |  | FALSE | FALSE | FALSE | FALSE | FALSE | FALSE | FALSE | FALSE | FALSE
4527 | C-In-LFLmpBlst-T8-48in-25w+El-IS-RLO-1(58w)-dWP31-dWC31 | Commercial Indoor General Lighting: more efficient Linear Fluorescent Lamp & Ballast installed. Measure includes Code case. Impacts: Linear Fluorescent-based HOU (varies by BldgType) | DEER1314 | Lighting Disposition | 3/6/2015 00:00:00 | Com-Iltg-dWatt-LF | DEER | Scaled | Delta |  |  | None |  | t |  | t | Com | Any | Lighting | InGen-LF | Ltg_Lmp+Blst | LF_LmpBlst |  | ILtg-Lfluor-Elec |  |  |  | LFLmpBlst-T8-48in-32w-1g+El-IS-NLO(89w) | LFLmpBlst-T8-48in-32w-2g+El-IS-NLO(89w) | LFLmpBlst-T8-48in-25w+El-IS-RLO-1(58w) | Review |  | f | f | Disposition: MeasuresList-Dec1-2014.xlsx | ErRobNc |  | ILtg-Lfluor-Elec |  | DEER1316-Ltg-Com-LF | 1/1/2013 |  | DEER2016 HOU Update | FALSE | FALSE |  |  | FALSE | FALSE | FALSE | FALSE | FALSE | FALSE | FALSE | FALSE | FALSE
4528 | C-In-LFLmpBlst-T8-48in-25w+El-IS-RLO-1(58w)-dWP57-dWC31 | Commercial Indoor General Lighting: more efficient Linear Fluorescent Lamp & Ballast installed. Measure includes Code case. Impacts: Linear Fluorescent-based HOU (varies by BldgType) | DEER1314 | Lighting Disposition | 3/6/2015 00:00:00 | Com-Iltg-dWatt-LF | DEER | Scaled | Delta |  |  | None |  | t |  | t | Com | Any | Lighting | InGen-LF | Ltg_Lmp+Blst | LF_LmpBlst |  | ILtg-Lfluor-Elec |  |  |  | LFLmpBlst-T12-48in-34w+MagES-RS-NLO(115w) | LFLmpBlst-T8-48in-32w-2g+El-IS-NLO(89w) | LFLmpBlst-T8-48in-25w+El-IS-RLO-1(58w) | Review |  | f | f | Disposition: MeasuresList-Dec1-2014.xlsx | ErRobNc |  | ILtg-Lfluor-T12Mag |  | DEER1316-Ltg-Com-LF | 1/1/2013 |  | DEER2016 HOU Update | FALSE | FALSE |  |  | FALSE | FALSE | FALSE | FALSE | FALSE | FALSE | FALSE | FALSE | FALSE
4529 | C-In-LFLmpBlst-T8-48in-25w+El-IS-RLO-1(76w)-dWP36-dWC36 | Commercial Indoor General Lighting: more efficient Linear Fluorescent Lamp & Ballast installed. Measure includes Code case. Impacts: Linear Fluorescent-based HOU (varies by BldgType) | DEER1314 | Lighting Disposition | 3/6/2015 00:00:00 | Com-Iltg-dWatt-LF | DEER | Scaled | Delta |  |  | None |  | t |  | t | Com | Any | Lighting | InGen-LF | Ltg_Lmp+Blst | LF_LmpBlst |  | ILtg-Lfluor-Elec |  |  |  | LFLmpBlst-T8-48in-32w-1g+El-IS-NLO(112w) | LFLmpBlst-T8-48in-32w-2g+El-IS-NLO(112w) | LFLmpBlst-T8-48in-25w+El-IS-RLO-1(76w) | Review |  | f | f | Disposition: MeasuresList-Dec1-2014.xlsx | ErRobNc |  | ILtg-Lfluor-Elec |  | DEER1316-Ltg-Com-LF | 1/1/2013 |  | DEER2016 HOU Update | FALSE | FALSE |  |  | FALSE | FALSE | FALSE | FALSE | FALSE | FALSE | FALSE | FALSE | FALSE
4530 | C-In-LFLmpBlst-T8-48in-25w+El-IS-RLO-1(76w)-dWP68-dWC36 | Commercial Indoor General Lighting: more efficient Linear Fluorescent Lamp & Ballast installed. Measure includes Code case. Impacts: Linear Fluorescent-based HOU (varies by BldgType) | DEER1314 | Lighting Disposition | 3/6/2015 00:00:00 | Com-Iltg-dWatt-LF | DEER | Scaled | Delta |  |  | None |  | t |  | t | Com | Any | Lighting | InGen-LF | Ltg_Lmp+Blst | LF_LmpBlst |  | ILtg-Lfluor-Elec |  |  |  | LFLmpBlst-T12-48in-34w+MagES-RS-NLO(144w) | LFLmpBlst-T8-48in-32w-2g+El-IS-NLO(112w) | LFLmpBlst-T8-48in-25w+El-IS-RLO-1(76w) | Review |  | f | f | Disposition: MeasuresList-Dec1-2014.xlsx | ErRobNc |  | ILtg-Lfluor-T12Mag |  | DEER1316-Ltg-Com-LF | 1/1/2013 |  | DEER2016 HOU Update | FALSE | FALSE |  |  | FALSE | FALSE | FALSE | FALSE | FALSE | FALSE | FALSE | FALSE | FALSE
4531 | C-In-LFLmpBlst-T8-48in-28w+El-IS-HLO(67w)-dWP22 | Commercial Indoor General Lighting: more efficient Linear Fluorescent Lamp & Ballast installed. Measure includes Code case. Impacts: Linear Fluorescent-based HOU (varies by BldgType) | DEER1314 | Lighting Disposition | 3/6/2015 00:00:00 | Com-Iltg-dWatt-LF | DEER | Scaled | Delta |  |  | None |  | f |  | t | Com | Any | Lighting | InGen-LF | Ltg_Lmp+Blst | LF_LmpBlst |  | ILtg-Lfluor-Elec |  |  |  | LFLmpBlst-T8-48in-32w-2g+El-IS-NLO(89w) | LFLmpBlst-T8-48in-32w-2g+El-IS-NLO(89w) | LFLmpBlst-T8-48in-28w+El-IS-HLO(67w) | Review | WP source e.g.: WPSDGENRLG0013r3 | f | f | Disposition: MeasuresList-May222014.xlsx | RobNc |  | ILtg-Lfluor-Elec |  | DEER1316-Ltg-Com-LF | 1/1/2013 |  | DEER2016 HOU Update | FALSE | FALSE |  |  | FALSE | FALSE | FALSE | FALSE | FALSE | FALSE | FALSE | FALSE | FALSE
4532 | C-In-LFLmpBlst-T8-48in-28w+El-IS-HLO(67w)-dWP45 | Commercial Indoor General Lighting: more efficient Linear Fluorescent Lamp & Ballast installed. Measure includes Code case. Impacts: Linear Fluorescent-based HOU (varies by BldgType) | DEER1314 | Lighting Disposition | 3/6/2015 00:00:00 | Com-Iltg-dWatt-LF | DEER | Scaled | Delta |  |  | None |  | f |  | t | Com | Any | Lighting | InGen-LF | Ltg_Lmp+Blst | LF_LmpBlst |  | ILtg-Lfluor-Elec |  |  |  | LFLmpBlst-T8-48in-32w-1g+El-IS-NLO(112w) | LFLmpBlst-T8-48in-32w-1g+El-IS-NLO(112w) | LFLmpBlst-T8-48in-28w+El-IS-HLO(67w) | Review | WP source e.g.: WPSDGENRLG0013r3 | f | f | Disposition: MeasuresList-May222014.xlsx | RobNc |  | ILtg-Lfluor-Elec |  | DEER1316-Ltg-Com-LF | 1/1/2013 |  | DEER2016 HOU Update | FALSE | FALSE |  |  | FALSE | FALSE | FALSE | FALSE | FALSE | FALSE | FALSE | FALSE | FALSE
4533 | C-In-LFLmpBlst-T8-48in-28w+El-IS-HLO+Refl(67w)-dWP22 | Commercial Indoor General Lighting: more efficient Linear Fluorescent Lamp & Ballast installed. Measure includes Code case. Impacts: Linear Fluorescent-based HOU (varies by BldgType) | DEER1314 | Lighting Disposition | 3/6/2015 00:00:00 | Com-Iltg-dWatt-LF | DEER | Scaled | Delta |  |  | None |  | f |  | t | Com | Any | Lighting | InGen-LF | Ltg_Lmp+Blst | LF_LmpBlst |  | ILtg-Lfluor-Elec |  |  |  | LFLmpBlst-T8-48in-32w-2g+El-IS-NLO(89w) | LFLmpBlst-T8-48in-32w-2g+El-IS-NLO(89w) | LFLmpBlst-T8-48in-28w+El-IS-HLO+Refl(67w) | Review | WP source e.g.: WPSDGENRLG0013r3 | f | f | Disposition: MeasuresList-May222014.xlsx | RobNc |  | ILtg-Lfluor-Elec |  | DEER1316-Ltg-Com-LF | 1/1/2013 |  | DEER2016 HOU Update | FALSE | FALSE |  |  | FALSE | FALSE | FALSE | FALSE | FALSE | FALSE | FALSE | FALSE | FALSE
4534 | C-In-LFLmpBlst-T8-48in-28w+El-IS-HLO+Refl(67w)-dWP45 | Commercial Indoor General Lighting: more efficient Linear Fluorescent Lamp & Ballast installed. Measure includes Code case. Impacts: Linear Fluorescent-based HOU (varies by BldgType) | DEER1314 | Lighting Disposition | 3/6/2015 00:00:00 | Com-Iltg-dWatt-LF | DEER | Scaled | Delta |  |  | None |  | f |  | t | Com | Any | Lighting | InGen-LF | Ltg_Lmp+Blst | LF_LmpBlst |  | ILtg-Lfluor-Elec |  |  |  | LFLmpBlst-T8-48in-32w-1g+El-IS-NLO(112w) | LFLmpBlst-T8-48in-32w-1g+El-IS-NLO(112w) | LFLmpBlst-T8-48in-28w+El-IS-HLO+Refl(67w) | Review | WP source e.g.: WPSDGENRLG0013r3 | f | f | Disposition: MeasuresList-May222014.xlsx | RobNc |  | ILtg-Lfluor-Elec |  | DEER1316-Ltg-Com-LF | 1/1/2013 |  | DEER2016 HOU Update | FALSE | FALSE |  |  | FALSE | FALSE | FALSE | FALSE | FALSE | FALSE | FALSE | FALSE | FALSE
4535 | C-In-LFLmpBlst-T8-48in-28w+El-IS-NLO(26w)-dWP4 | Commercial Indoor General Lighting: more efficient Linear Fluorescent Lamp & Ballast installed. Measure includes Code case. Impacts: Linear Fluorescent-based HOU (varies by BldgType) | DEER1314 | Lighting Disposition | 3/6/2015 00:00:00 | Com-Iltg-dWatt-LF | DEER | Scaled | Delta |  |  | None |  | t |  | t | Com | Any | Lighting | InGen-LF | Ltg_Lmp+Blst | LF_LmpBlst |  | ILtg-Lfluor-Elec |  |  |  | LFLmpBlst-T8-48in-32w-1g+El-IS-NLO-3(30w) | LFLmpBlst-T8-48in-32w-1g+El-IS-NLO-3(30w) | LFLmpBlst-T8-48in-28w+El-IS-NLO(26w) | Review |  | f | f | Disposition: MeasuresList-Dec1-2014.xlsx | RobNc |  | ILtg-Lfluor-Elec |  | DEER1316-Ltg-Com-LF | 7/1/2014 |  | DEER2016 HOU Update | FALSE | FALSE |  |  | FALSE | FALSE | FALSE | FALSE | FALSE | FALSE | FALSE | FALSE | FALSE
4536 | C-In-LFLmpBlst-T8-48in-28w+El-IS-NLO(27w)-dWP3-1 | Commercial Indoor General Lighting: more efficient Linear Fluorescent Lamp & Ballast installed. Measure includes Code case. Impacts: Linear Fluorescent-based HOU (varies by BldgType) | DEER1314 | Lighting Disposition | 3/6/2015 00:00:00 | Com-Iltg-dWatt-LF | DEER | Scaled | Delta |  |  | None |  | t |  | t | Com | Any | Lighting | InGen-LF | Ltg_Lmp+Blst | LF_LmpBlst |  | ILtg-Lfluor-Elec |  |  |  | LFLmpBlst-T8-48in-32w-2g+El-IS-NLO-2(30w) | LFLmpBlst-T8-48in-32w-2g+El-IS-NLO-2(30w) | LFLmpBlst-T8-48in-28w+El-IS-NLO(27w) | Review |  | f | f | Disposition: MeasuresList-Dec1-2014.xlsx | RobNc |  | ILtg-Lfluor-Elec |  | DEER1316-Ltg-Com-LF | 1/1/2013 |  | DEER2016 HOU Update | FALSE | FALSE |  |  | FALSE | FALSE | FALSE | FALSE | FALSE | FALSE | FALSE | FALSE | FALSE
4537 | C-In-LFLmpBlst-T8-48in-28w+El-IS-NLO(27w)-dWP3-2 | Commercial Indoor General Lighting: more efficient Linear Fluorescent Lamp & Ballast installed. Measure includes Code case. Impacts: Linear Fluorescent-based HOU (varies by BldgType) | DEER1314 | Lighting Disposition | 3/6/2015 00:00:00 | Com-Iltg-dWatt-LF | Non-DEER | Scaled | Delta |  |  | None |  | t |  | t | Com | Any | Lighting | InGen-LF | Ltg_Lmp+Blst | LF_LmpBlst |  | ILtg-Lfluor-Elec |  |  |  | LFLmpBlst-T8-48in-32w-1g+El-IS-NLO-3(30w) | LFLmpBlst-T8-48in-32w-1g+El-IS-NLO-3(30w) | LFLmpBlst-T8-48in-28w+El-IS-NLO(27w) | Review |  | f | f | Disposition: MeasuresList-Dec1-2014.xlsx | RobNc |  | ILtg-Lfluor-Elec |  | DEER1316-Ltg-Com-LF | 1/1/2013 |  | DEER2016 HOU Update | FALSE | FALSE |  |  | FALSE | FALSE | FALSE | FALSE | FALSE | FALSE | FALSE | FALSE | FALSE
4538 | C-In-LFLmpBlst-T8-48in-28w+El-IS-NLO(27w)-dWP4 | Commercial Indoor General Lighting: more efficient Linear Fluorescent Lamp & Ballast installed. Measure includes Code case. Impacts: Linear Fluorescent-based HOU (varies by BldgType) | DEER2011 | Lighting Disposition | 5/30/2014 00:00:00 | Com-Iltg-dWatt-LF | Non-DEER | Scaled | Delta |  |  | None |  | f |  | t | Com | Any | Lighting | InGen-LF | Ltg_Lmp+Blst | LF_LmpBlst |  | ILtg-Lfluor-Elec |  |  |  | LFLmpBlst-T8-48in-32w-1g+El-IS-NLO(31w) | LFLmpBlst-T8-48in-32w-1g+El-IS-NLO(31w) | LFLmpBlst-T8-48in-28w+El-IS-NLO(27w) | Standard | WP source e.g.: WPSDGENRLG0013r3; Expires 6-30-2014; Not used in 2013-14 Lighting Disposition | f | f | Disposition: MeasuresList-May222014.xlsx | RobNc |  | ILtg-Lfluor-Elec |  | None | 1/1/2013 | 6/30/2014 |  | FALSE | FALSE |  |  | FALSE | FALSE | FALSE | FALSE | FALSE | FALSE | FALSE | FALSE | FALSE
4539 | C-In-LFLmpBlst-T8-48in-28w+El-IS-NLO(28w)-dWP31 | Commercial Indoor General Lighting: more efficient Linear Fluorescent Lamp & Ballast installed. Measure includes Code case. Impacts: Linear Fluorescent-based HOU (varies by BldgType) | DEER1314 | Lighting Disposition | 3/6/2015 00:00:00 | Com-Iltg-dWatt-LF | DEER | Scaled | Delta |  |  | None |  | f |  | t | Com | Any | Lighting | InGen-LF | Ltg_Lmp+Blst | LF_LmpBlst |  | ILtg-Lfluor-Elec |  |  |  | LFLmpBlst-T8-48in-32w-2g+El-IS-NLO(59w) | LFLmpBlst-T8-48in-32w-2g+El-IS-NLO(59w) | LFLmpBlst-T8-48in-28w+El-IS-NLO(28w) | Review | WP source e.g.: WPSDGENRLG0013r3 | f | f | Disposition: MeasuresList-May222014.xlsx | RobNc |  | ILtg-Lfluor-Elec |  | DEER1316-Ltg-Com-LF | 1/1/2013 |  | DEER2016 HOU Update | FALSE | FALSE |  |  | FALSE | FALSE | FALSE | FALSE | FALSE | FALSE | FALSE | FALSE | FALSE
4540 | C-In-LFLmpBlst-T8-48in-28w+El-IS-NLO(28w)-dWP3-1 | Commercial Indoor General Lighting: more efficient Linear Fluorescent Lamp & Ballast installed. Measure includes Code case. Impacts: Linear Fluorescent-based HOU (varies by BldgType) | DEER2011 | Lighting Disposition | 5/30/2014 00:00:00 | Com-Iltg-dWatt-LF | Non-DEER | Scaled | Delta |  |  | None |  | f |  | t | Com | Any | Lighting | InGen-LF | Ltg_Lmp+Blst | LF_LmpBlst |  | ILtg-Lfluor-Elec |  |  |  | LFLmpBlst-T8-48in-32w-1g+El-IS-NLO(31w) | LFLmpBlst-T8-48in-32w-1g+El-IS-NLO(31w) | LFLmpBlst-T8-48in-28w+El-IS-NLO(28w) | Standard | WP source e.g.: WPSDGENRLG0013r3; Expires 6-30-2014; Not used in 2013-14 Lighting Disposition | f | f | Disposition: MeasuresList-May222014.xlsx | RobNc |  | ILtg-Lfluor-Elec |  | None | 1/1/2013 | 6/30/2014 |  | FALSE | FALSE |  |  | FALSE | FALSE | FALSE | FALSE | FALSE | FALSE | FALSE | FALSE | FALSE
4541 | C-In-LFLmpBlst-T8-48in-28w+El-IS-NLO(28w)-dWP3-2 | Commercial Indoor General Lighting: more efficient Linear Fluorescent Lamp & Ballast installed. Measure includes Code case. Impacts: Linear Fluorescent-based HOU (varies by BldgType) | DEER2011 | Lighting Disposition | 5/30/2014 00:00:00 | Com-Iltg-dWatt-LF | Non-DEER | Scaled | Delta |  |  | None |  | f |  | t | Com | Any | Lighting | InGen-LF | Ltg_Lmp+Blst | LF_LmpBlst |  | ILtg-Lfluor-Elec |  |  |  | LFLmpBlst-T8-48in-32w-2g+El-IS-NLO(31w) | LFLmpBlst-T8-48in-32w-2g+El-IS-NLO(31w) | LFLmpBlst-T8-48in-28w+El-IS-NLO(28w) | Standard | WP source e.g.: SCE13LG087r0; Expires 6-30-2014; Not used in 2013-14 Lighting Disposition | f | f | Disposition: MeasuresList-May222014.xlsx | RobNc |  | ILtg-Lfluor-Elec |  | None | 1/1/2013 | 6/30/2014 |  | FALSE | FALSE |  |  | FALSE | FALSE | FALSE | FALSE | FALSE | FALSE | FALSE | FALSE | FALSE
4542 | C-In-LFLmpBlst-T8-48in-28w+El-IS-NLO(28w)-dWP55 | Commercial Indoor General Lighting: more efficient Linear Fluorescent Lamp & Ballast installed. Measure includes Code case. Impacts: Linear Fluorescent-based HOU (varies by BldgType) | DEER1314 | Lighting Disposition | 3/6/2015 00:00:00 | Com-Iltg-dWatt-LF | DEER | Scaled | Delta |  |  | None |  | f |  | t | Com | Any | Lighting | InGen-LF | Ltg_Lmp+Blst | LF_LmpBlst |  | ILtg-Lfluor-Elec |  |  |  | LFLmpBlst-T8-48in-32w-3g+El-IS-NLO(83w) | LFLmpBlst-T8-48in-32w-3g+El-IS-NLO(83w) | LFLmpBlst-T8-48in-28w+El-IS-NLO(28w) | Review | WP source e.g.: SCE13LG087r0 | f | f | Disposition: MeasuresList-May222014.xlsx | RobNc |  | ILtg-Lfluor-Elec |  | DEER1316-Ltg-Com-LF | 1/1/2013 |  | DEER2016 HOU Update | FALSE | FALSE |  |  | FALSE | FALSE | FALSE | FALSE | FALSE | FALSE | FALSE | FALSE | FALSE
4543 | C-In-LFLmpBlst-T8-48in-28w+El-IS-NLO(30.3w)-dWP0 | Commercial Indoor General Lighting: more efficient Linear Fluorescent Lamp & Ballast installed. Measure includes Code case. Impacts: Linear Fluorescent-based HOU (varies by BldgType) | DEER2011 | Lighting Disposition | 5/30/2014 00:00:00 | Com-Iltg-dWatt-LF | Non-DEER | Scaled | Delta |  |  | None |  | f |  | t | Com | Any | Lighting | InGen-LF | Ltg_Lmp+Blst | LF_LmpBlst |  | ILtg-Lfluor-Elec |  |  |  | LFLmpBlst-T8-48in-32w-1g+El-IS-NLO(30.5w) | LFLmpBlst-T8-48in-32w-1g+El-IS-NLO(30.5w) | LFLmpBlst-T8-48in-28w+El-IS-NLO(30.3w) | Standard | WP source e.g.: SCE13LG087r0; Expires 6-30-2014; Not used in 2013-14 Lighting Disposition | f | f | Disposition: MeasuresList-May222014.xlsx | RobNc |  | ILtg-Lfluor-Elec |  | None | 1/1/2013 | 6/30/2014 |  | FALSE | FALSE |  |  | FALSE | FALSE | FALSE | FALSE | FALSE | FALSE | FALSE | FALSE | FALSE
4544 | C-In-LFLmpBlst-T8-48in-28w+El-IS-NLO(53w)-dWP115-dWC0 | Commercial Indoor General Lighting: more efficient Linear Fluorescent Lamp & Ballast installed. Measure includes Code case. Impacts: Linear Fluorescent-based HOU (varies by BldgType) | DEER1314 | Lighting Disposition | 3/6/2015 00:00:00 | Com-Iltg-dWatt-LF | DEER | Scaled | Delta |  |  | None |  | t |  | t | Com | Any | Lighting | InGen-LF | Ltg_Lmp+Blst | LF_LmpBlst |  | ILtg-Lfluor-Elec |  |  |  | LFLmpBlst-T12-48in-39w+MagStd-IS-NLO(168w) | LFLmpBlst-T8-48in-28w+El-IS-NLO(53w) | LFLmpBlst-T8-48in-28w+El-IS-NLO(53w) | Review |  | f | f | Disposition: MeasuresList-Dec1-2014.xlsx | ERrul |  | ILtg-Lfluor-T12Mag |  | DEER1316-Ltg-Com-LF | 1/1/2013 |  | DEER2016 HOU Update | FALSE | FALSE |  |  | FALSE | FALSE | FALSE | FALSE | FALSE | FALSE | FALSE | FALSE | FALSE
4545 | C-In-LFLmpBlst-T8-48in-28w+El-IS-NLO(53w)-dWP115-dWC59 | Commercial Indoor General Lighting: more efficient Linear Fluorescent Lamp & Ballast installed. Measure includes Code case. Impacts: Linear Fluorescent-based HOU (varies by BldgType) | DEER2011 | Lighting Disposition | 5/30/2014 00:00:00 | Com-Iltg-dWatt-LF | Non-DEER | Scaled | Delta |  |  | None |  | f |  | t | Com | Any | Lighting | InGen-LF | Ltg_Lmp+Blst | LF_LmpBlst |  | ILtg-Lfluor-Elec |  |  |  | LFLmpBlst-T12-48in-39w+MagStd-IS-NLO(168w) | LFLmpBlst-T8-48in-32w-1g+El-IS-NLO(112w) | LFLmpBlst-T8-48in-28w+El-IS-NLO(53w) | Standard | WP source e.g.: SCE13LG087r0; Expires 6-30-2014; Not used in 2013-14 Lighting Disposition | f | f | Disposition: MeasuresList-May222014.xlsx | ErRobNc |  | ILtg-Lfluor-T12Mag |  | None | 1/1/2013 | 6/30/2014 |  | FALSE | FALSE |  |  | FALSE | FALSE | FALSE | FALSE | FALSE | FALSE | FALSE | FALSE | FALSE
4546 | C-In-LFLmpBlst-T8-48in-28w+El-IS-NLO(53w)-dWP36 | Commercial Indoor General Lighting: more efficient Linear Fluorescent Lamp & Ballast installed. Measure includes Code case. Impacts: Linear Fluorescent-based HOU (varies by BldgType) | DEER1314 | Lighting Disposition | 3/6/2015 00:00:00 | Com-Iltg-dWatt-LF | DEER | Scaled | Delta |  |  | None |  | f |  | t | Com | Any | Lighting | InGen-LF | Ltg_Lmp+Blst | LF_LmpBlst |  | ILtg-Lfluor-Elec |  |  |  | LFLmpBlst-T8-48in-32w-2g+El-IS-NLO(89w) | LFLmpBlst-T8-48in-32w-2g+El-IS-NLO(89w) | LFLmpBlst-T8-48in-28w+El-IS-NLO(53w) | Review | WP source e.g.: PGECOLTG116r5 | f | f | Disposition: MeasuresList-May222014.xlsx | RobNc |  | ILtg-Lfluor-Elec |  | DEER1316-Ltg-Com-LF | 1/1/2013 |  | DEER2016 HOU Update | FALSE | FALSE |  |  | FALSE | FALSE | FALSE | FALSE | FALSE | FALSE | FALSE | FALSE | FALSE
4547 | C-In-LFLmpBlst-T8-48in-28w+El-IS-NLO(53w)-dWP59 | Commercial Indoor General Lighting: more efficient Linear Fluorescent Lamp & Ballast installed. Measure includes Code case. Impacts: Linear Fluorescent-based HOU (varies by BldgType) | DEER1314 | Lighting Disposition | 3/6/2015 00:00:00 | Com-Iltg-dWatt-LF | DEER | Scaled | Delta |  |  | None |  | f |  | t | Com | Any | Lighting | InGen-LF | Ltg_Lmp+Blst | LF_LmpBlst |  | ILtg-Lfluor-Elec |  |  |  | LFLmpBlst-T8-48in-32w-1g+El-IS-NLO(112w) | LFLmpBlst-T8-48in-32w-1g+El-IS-NLO(112w) | LFLmpBlst-T8-48in-28w+El-IS-NLO(53w) | Review | WP source e.g.: WPSDGENRLG0120r3 | f | f | Disposition: MeasuresList-May222014.xlsx | RobNc |  | ILtg-Lfluor-Elec |  | DEER1316-Ltg-Com-LF | 1/1/2013 |  | DEER2016 HOU Update | FALSE | FALSE |  |  | FALSE | FALSE | FALSE | FALSE | FALSE | FALSE | FALSE | FALSE | FALSE
4548 | C-In-LFLmpBlst-T8-48in-28w+El-IS-NLO(53w)-dWP6-1 | Commercial Indoor General Lighting: more efficient Linear Fluorescent Lamp & Ballast installed. Measure includes Code case. Impacts: Linear Fluorescent-based HOU (varies by BldgType) | DEER1314 | Lighting Disposition | 3/6/2015 00:00:00 | Com-Iltg-dWatt-LF | DEER | Scaled | Delta |  |  | None |  | f |  | t | Com | Any | Lighting | InGen-LF | Ltg_Lmp+Blst | LF_LmpBlst |  | ILtg-Lfluor-Elec |  |  |  | LFLmpBlst-T8-48in-32w-1g+El-IS-NLO(59w) | LFLmpBlst-T8-48in-32w-1g+El-IS-NLO(59w) | LFLmpBlst-T8-48in-28w+El-IS-NLO(53w) | Review | WP source e.g.: SCE13LG087r0 | f | f | Disposition: MeasuresList-May222014.xlsx | RobNc |  | ILtg-Lfluor-Elec |  | DEER1316-Ltg-Com-LF | 1/1/2013 |  | DEER2016 HOU Update | FALSE | FALSE |  |  | FALSE | FALSE | FALSE | FALSE | FALSE | FALSE | FALSE | FALSE | FALSE
4549 | C-In-LFLmpBlst-T8-48in-28w+El-IS-NLO(53w)-dWP6-2 | Commercial Indoor General Lighting: more efficient Linear Fluorescent Lamp & Ballast installed. Measure includes Code case. Impacts: Linear Fluorescent-based HOU (varies by BldgType) | DEER2011 | Lighting Disposition | 5/30/2014 00:00:00 | Com-Iltg-dWatt-LF | Non-DEER | Scaled | Delta |  |  | None |  | f |  | t | Com | Any | Lighting | InGen-LF | Ltg_Lmp+Blst | LF_LmpBlst |  | ILtg-Lfluor-Elec |  |  |  | LFLmpBlst-T8-48in-32w-2g+El-IS-NLO(59w) | LFLmpBlst-T8-48in-32w-2g+El-IS-NLO(59w) | LFLmpBlst-T8-48in-28w+El-IS-NLO(53w) | Standard | WP source e.g.: PGECOLTG160r1; Expires 6-30-2014; Not used in 2013-14 Lighting Disposition | f | f | Disposition: MeasuresList-May222014.xlsx | RobNc |  | ILtg-Lfluor-Elec |  | None | 1/1/2013 | 6/30/2014 |  | FALSE | FALSE |  |  | FALSE | FALSE | FALSE | FALSE | FALSE | FALSE | FALSE | FALSE | FALSE
4550 | C-In-LFLmpBlst-T8-48in-28w+El-IS-NLO(53w)-dWP67-dWC0 | Commercial Indoor General Lighting: more efficient Linear Fluorescent Lamp & Ballast installed. Measure includes Code case. Impacts: Linear Fluorescent-based HOU (varies by BldgType) | DEER1314 | Lighting Disposition | 3/6/2015 00:00:00 | Com-Iltg-dWatt-LF | DEER | Scaled | Delta |  |  | None |  | t |  | t | Com | Any | Lighting | InGen-LF | Ltg_Lmp+Blst | LF_LmpBlst |  | ILtg-Lfluor-Elec |  |  |  | LFLmpBlst-T12-48in-39w+El-IS-NLO(120w) | LFLmpBlst-T8-48in-28w+El-IS-NLO(53w) | LFLmpBlst-T8-48in-28w+El-IS-NLO(53w) | Review |  | f | f | Disposition: MeasuresList-Dec1-2014.xlsx | ERrul |  | ILtg-Lfluor-Elec |  | DEER1316-Ltg-Com-LF | 1/1/2013 |  | DEER2016 HOU Update | FALSE | FALSE |  |  | FALSE | FALSE | FALSE | FALSE | FALSE | FALSE | FALSE | FALSE | FALSE
4551 | C-In-LFLmpBlst-T8-48in-28w+El-IS-NLO(53w)-dWP67-dWC36 | Commercial Indoor General Lighting: more efficient Linear Fluorescent Lamp & Ballast installed. Measure includes Code case. Impacts: Linear Fluorescent-based HOU (varies by BldgType) | DEER2011 | Lighting Disposition | 5/30/2014 00:00:00 | Com-Iltg-dWatt-LF | Non-DEER | Scaled | Delta |  |  | None |  | f |  | t | Com | Any | Lighting | InGen-LF | Ltg_Lmp+Blst | LF_LmpBlst |  | ILtg-Lfluor-Elec |  |  |  | LFLmpBlst-T12-48in-39w+El-IS-NLO(120w) | LFLmpBlst-T8-48in-32w-2g+El-IS-NLO(89w) | LFLmpBlst-T8-48in-28w+El-IS-NLO(53w) | Standard | WP source e.g.: SCE13LG087r0; Expires 6-30-2014; Not used in 2013-14 Lighting Disposition | f | f | Disposition: MeasuresList-May222014.xlsx | ErRobNc |  | ILtg-Lfluor-Elec |  | None | 1/1/2013 | 6/30/2014 |  | FALSE | FALSE |  |  | FALSE | FALSE | FALSE | FALSE | FALSE | FALSE | FALSE | FALSE | FALSE
4552 | C-In-LFLmpBlst-T8-48in-28w+El-IS-NLO(75w)-dWP14 | Commercial Indoor General Lighting: more efficient Linear Fluorescent Lamp & Ballast installed. Measure includes Code case. Impacts: Linear Fluorescent-based HOU (varies by BldgType) | DEER1314 | Lighting Disposition | 3/6/2015 00:00:00 | Com-Iltg-dWatt-LF | DEER | Scaled | Delta |  |  | None |  | f |  | t | Com | Any | Lighting | InGen-LF | Ltg_Lmp+Blst | LF_LmpBlst |  | ILtg-Lfluor-Elec |  |  |  | LFLmpBlst-T8-48in-32w-2g+El-IS-NLO(89w) | LFLmpBlst-T8-48in-32w-2g+El-IS-NLO(89w) | LFLmpBlst-T8-48in-28w+El-IS-NLO(75w) | Review | WP source e.g.: SCE13LG092r0 | f | f | Disposition: MeasuresList-May222014.xlsx | RobNc |  | ILtg-Lfluor-Elec |  | DEER1316-Ltg-Com-LF | 1/1/2013 |  | DEER2016 HOU Update | FALSE | FALSE |  |  | FALSE | FALSE | FALSE | FALSE | FALSE | FALSE | FALSE | FALSE | FALSE
4553 | C-In-LFLmpBlst-T8-48in-28w+El-IS-NLO(98w)-dWP14 | Commercial Indoor General Lighting: more efficient Linear Fluorescent Lamp & Ballast installed. Measure includes Code case. Impacts: Linear Fluorescent-based HOU (varies by BldgType) | DEER1314 | Lighting Disposition | 3/6/2015 00:00:00 | Com-Iltg-dWatt-LF | DEER | Scaled | Delta |  |  | None |  | f |  | t | Com | Any | Lighting | InGen-LF | Ltg_Lmp+Blst | LF_LmpBlst |  | ILtg-Lfluor-Elec |  |  |  | LFLmpBlst-T8-48in-32w-1g+El-IS-NLO(112w) | LFLmpBlst-T8-48in-32w-1g+El-IS-NLO(112w) | LFLmpBlst-T8-48in-28w+El-IS-NLO(98w) | Review | WP source e.g.: SCE13LG087r0 | f | f | Disposition: MeasuresList-May222014.xlsx | RobNc |  | ILtg-Lfluor-Elec |  | DEER1316-Ltg-Com-LF | 1/1/2013 |  | DEER2016 HOU Update | FALSE | FALSE |  |  | FALSE | FALSE | FALSE | FALSE | FALSE | FALSE | FALSE | FALSE | FALSE
4554 | C-In-LFLmpBlst-T8-48in-28w+El-IS-NLO+Refl(53w)-dWP36 | Commercial Indoor General Lighting: more efficient Linear Fluorescent Lamp & Ballast installed. Measure includes Code case. Impacts: Linear Fluorescent-based HOU (varies by BldgType) | DEER1314 | Lighting Disposition | 3/6/2015 00:00:00 | Com-Iltg-dWatt-LF | DEER | Scaled | Delta |  |  | None |  | f |  | t | Com | Any | Lighting | InGen-LF | Ltg_Lmp+Blst | LF_LmpBlst |  | ILtg-Lfluor-Elec |  |  |  | LFLmpBlst-T8-48in-32w-2g+El-IS-NLO(89w) | LFLmpBlst-T8-48in-32w-2g+El-IS-NLO(89w) | LFLmpBlst-T8-48in-28w+El-IS-NLO+Refl(53w) | Review | WP source e.g.: SCE13LG087r0 | f | f | Disposition: MeasuresList-May222014.xlsx | RobNc |  | ILtg-Lfluor-Elec |  | DEER1316-Ltg-Com-LF | 1/1/2013 |  | DEER2016 HOU Update | FALSE | FALSE |  |  | FALSE | FALSE | FALSE | FALSE | FALSE | FALSE | FALSE | FALSE | FALSE
4555 | C-In-LFLmpBlst-T8-48in-28w+El-IS-NLO+Refl(53w)-dWP59 | Commercial Indoor General Lighting: more efficient Linear Fluorescent Lamp & Ballast installed. Measure includes Code case. Impacts: Linear Fluorescent-based HOU (varies by BldgType) | DEER1314 | Lighting Disposition | 3/6/2015 00:00:00 | Com-Iltg-dWatt-LF | DEER | Scaled | Delta |  |  | None |  | f |  | t | Com | Any | Lighting | InGen-LF | Ltg_Lmp+Blst | LF_LmpBlst |  | ILtg-Lfluor-Elec |  |  |  | LFLmpBlst-T8-48in-32w-1g+El-IS-NLO(112w) | LFLmpBlst-T8-48in-32w-1g+El-IS-NLO(112w) | LFLmpBlst-T8-48in-28w+El-IS-NLO+Refl(53w) | Review | WP source e.g.: SCE13LG087r0 | f | f | Disposition: MeasuresList-May222014.xlsx | RobNc |  | ILtg-Lfluor-Elec |  | DEER1316-Ltg-Com-LF | 1/1/2013 |  | DEER2016 HOU Update | FALSE | FALSE |  |  | FALSE | FALSE | FALSE | FALSE | FALSE | FALSE | FALSE | FALSE | FALSE
4556 | C-In-LFLmpBlst-T8-48in-28w+El-IS-NLO+Refl(53w)-dWP67-dWC0 | Commercial Indoor General Lighting: more efficient Linear Fluorescent Lamp & Ballast installed. Measure includes Code case. Impacts: Linear Fluorescent-based HOU (varies by BldgType) | DEER1314 | Lighting Disposition | 3/6/2015 00:00:00 | Com-Iltg-dWatt-LF | DEER | Scaled | Delta |  |  | None |  | t |  | t | Com | Any | Lighting | InGen-LF | Ltg_Lmp+Blst | LF_LmpBlst |  | ILtg-Lfluor-Elec |  |  |  | LFLmpBlst-T12-48in-39w+Hyb-IS-NLO(120w) | LFLmpBlst-T8-48in-28w+El-IS-NLO+Refl(53w) | LFLmpBlst-T8-48in-28w+El-IS-NLO+Refl(53w) | Review |  | f | f | Disposition: MeasuresList-Dec1-2014.xlsx | ERrul |  | ILtg-Lfluor-T12Mag |  | DEER1316-Ltg-Com-LF | 1/1/2013 |  | DEER2016 HOU Update | FALSE | FALSE |  |  | FALSE | FALSE | FALSE | FALSE | FALSE | FALSE | FALSE | FALSE | FALSE
4557 | C-In-LFLmpBlst-T8-48in-28w+El-IS-NLO+Refl(53w)-dWP67-dWC36 | Commercial Indoor General Lighting: more efficient Linear Fluorescent Lamp & Ballast installed. Measure includes Code case. Impacts: Linear Fluorescent-based HOU (varies by BldgType) | DEER2011 | Lighting Disposition | 5/30/2014 00:00:00 | Com-Iltg-dWatt-LF | Non-DEER | Scaled | Delta |  |  | None |  | f |  | t | Com | Any | Lighting | InGen-LF | Ltg_Lmp+Blst | LF_LmpBlst |  | ILtg-Lfluor-Elec |  |  |  | LFLmpBlst-T12-48in-39w+Hyb-IS-NLO(120w) | LFLmpBlst-T8-48in-32w-2g+El-IS-NLO(89w) | LFLmpBlst-T8-48in-28w+El-IS-NLO+Refl(53w) | Standard | WP source e.g.: SCE13LG087r0; Expires 6-30-2014; Not used in 2013-14 Lighting Disposition | f | f | Disposition: MeasuresList-May222014.xlsx | ErRobNc |  | ILtg-Lfluor-T12Mag |  | None | 1/1/2013 | 6/30/2014 |  | FALSE | FALSE |  |  | FALSE | FALSE | FALSE | FALSE | FALSE | FALSE | FALSE | FALSE | FALSE
4558 | C-In-LFLmpBlst-T8-48in-28w+El-IS-RLO(24w)-dWP12-dWC7 | Commercial Indoor General Lighting: more efficient Linear Fluorescent Lamp & Ballast installed. Measure includes Code case. Impacts: Linear Fluorescent-based HOU (varies by BldgType) | DEER1314 | Lighting Disposition | 3/6/2015 00:00:00 | Com-Iltg-dWatt-LF | DEER | Scaled | Delta |  |  | None |  | f |  | t | Com | Any | Lighting | InGen-LF | Ltg_Lmp+Blst | LF_LmpBlst |  | ILtg-Lfluor-Elec |  |  |  | LFLmpBlst-T12-48in-34w+MagES-RS-NLO(36w) | LFLmpBlst-T8-48in-32w-2g+El-IS-NLO(31w) | LFLmpBlst-T8-48in-28w+El-IS-RLO(24w) | Review | WP source e.g.: SCE13LG087r0 | f | f | Disposition: MeasuresList-May222014.xlsx | ErRobNc |  | ILtg-Lfluor-T12Mag |  | DEER1316-Ltg-Com-LF | 1/1/2013 |  | DEER2016 HOU Update | FALSE | FALSE |  |  | FALSE | FALSE | FALSE | FALSE | FALSE | FALSE | FALSE | FALSE | FALSE
4559 | C-In-LFLmpBlst-T8-48in-28w+El-IS-RLO(24w)-dWP48-dWC0 | Commercial Indoor General Lighting: more efficient Linear Fluorescent Lamp & Ballast installed. Measure includes Code case. Impacts: Linear Fluorescent-based HOU (varies by BldgType) | DEER1314 | Lighting Disposition | 3/6/2015 00:00:00 | Com-Iltg-dWatt-LF | DEER | Scaled | Delta |  |  | None |  | t |  | t | Com | Any | Lighting | InGen-LF | Ltg_Lmp+Blst | LF_LmpBlst |  | ILtg-Lfluor-Elec |  |  |  | LFLmpBlst-T12-48in-30w+MagStd-IS-NLO(72w) | LFLmpBlst-T8-48in-28w+El-IS-RLO(24w) | LFLmpBlst-T8-48in-28w+El-IS-RLO(24w) | Review |  | f | f | Disposition: MeasuresList-Dec1-2014.xlsx | ERrul |  | ILtg-Lfluor-T12Mag |  | DEER1316-Ltg-Com-LF | 5/29/2014 |  | DEER2016 HOU Update | FALSE | FALSE |  |  | FALSE | FALSE | FALSE | FALSE | FALSE | FALSE | FALSE | FALSE | FALSE
4560 | C-In-LFLmpBlst-T8-48in-28w+El-IS-RLO(24w)-dWP7-1 | Commercial Indoor General Lighting: more efficient Linear Fluorescent Lamp & Ballast installed. Measure includes Code case. Impacts: Linear Fluorescent-based HOU (varies by BldgType) | DEER2011 | Lighting Disposition | 5/30/2014 00:00:00 | Com-Iltg-dWatt-LF | Non-DEER | Scaled | Delta |  |  | None |  | f |  | t | Com | Any | Lighting | InGen-LF | Ltg_Lmp+Blst | LF_LmpBlst |  | ILtg-Lfluor-Elec |  |  |  | LFLmpBlst-T8-48in-32w-1g+El-IS-NLO(31w) | LFLmpBlst-T8-48in-32w-1g+El-IS-NLO(31w) | LFLmpBlst-T8-48in-28w+El-IS-RLO(24w) | Standard | WP source e.g.: SCE13LG087r0; Not used in 2013-14 Lighting Disposition | f | f | Disposition: MeasuresList-May222014.xlsx | RobNc |  | ILtg-Lfluor-Elec |  | None | 1/1/2013 | 6/30/2014 |  | FALSE | FALSE |  |  | FALSE | FALSE | FALSE | FALSE | FALSE | FALSE | FALSE | FALSE | FALSE
4561 | C-In-LFLmpBlst-T8-48in-28w+El-IS-RLO(24w)-dWP7-2 | Commercial Indoor General Lighting: more efficient Linear Fluorescent Lamp & Ballast installed. Measure includes Code case. Impacts: Linear Fluorescent-based HOU (varies by BldgType) | DEER1314 | Lighting Disposition | 3/6/2015 00:00:00 | Com-Iltg-dWatt-LF | DEER | Scaled | Delta |  |  | None |  | f |  | t | Com | Any | Lighting | InGen-LF | Ltg_Lmp+Blst | LF_LmpBlst |  | ILtg-Lfluor-Elec |  |  |  | LFLmpBlst-T8-48in-32w-2g+El-IS-NLO(31w) | LFLmpBlst-T8-48in-32w-2g+El-IS-NLO(31w) | LFLmpBlst-T8-48in-28w+El-IS-RLO(24w) | Review | WP source e.g.: SCE13LG087r0 | f | f | Disposition: MeasuresList-May222014.xlsx | RobNc |  | ILtg-Lfluor-Elec |  | DEER1316-Ltg-Com-LF | 1/1/2013 |  | DEER2016 HOU Update | FALSE | FALSE |  |  | FALSE | FALSE | FALSE | FALSE | FALSE | FALSE | FALSE | FALSE | FALSE
4562 | C-In-LFLmpBlst-T8-48in-28w+El-IS-RLO(24w)-dWP7-dWC7 | Commercial Indoor General Lighting: more efficient Linear Fluorescent Lamp & Ballast installed. Measure includes Code case. Impacts: Linear Fluorescent-based HOU (varies by BldgType) | DEER1314 | Lighting Disposition | 3/6/2015 00:00:00 | Com-Iltg-dWatt-LF | DEER | Scaled | Delta |  |  | None |  | t |  | t | Com | Any | Lighting | InGen-LF | Ltg_Lmp+Blst | LF_LmpBlst |  | ILtg-Lfluor-Elec |  |  |  | LFLmpBlst-T8-48in-32w-1g+El-IS-NLO(31w) | LFLmpBlst-T8-48in-32w-2g+El-IS-NLO(31w) | LFLmpBlst-T8-48in-28w+El-IS-RLO(24w) | Review |  | f | f | Disposition: MeasuresList-Dec1-2014.xlsx | ErRobNc |  | ILtg-Lfluor-Elec |  | DEER1316-Ltg-Com-LF | 1/1/2013 |  | DEER2016 HOU Update | FALSE | FALSE |  |  | FALSE | FALSE | FALSE | FALSE | FALSE | FALSE | FALSE | FALSE | FALSE
4563 | C-In-LFLmpBlst-T8-48in-28w+El-IS-RLO(24w)-dWP85-dWC0 | Commercial Indoor General Lighting: more efficient Linear Fluorescent Lamp & Ballast installed. Measure includes Code case. Impacts: Linear Fluorescent-based HOU (varies by BldgType) | DEER1314 | Lighting Disposition | 3/6/2015 00:00:00 | Com-Iltg-dWatt-LF | DEER | Scaled | Delta |  |  | None |  | t |  | t | Com | Any | Lighting | InGen-LF | Ltg_Lmp+Blst | LF_LmpBlst |  | ILtg-Lfluor-Elec |  |  |  | LFLmpBlst-T12-48in-30w+MagStd-IS-NLO(109w) | LFLmpBlst-T8-48in-28w+El-IS-RLO(24w) | LFLmpBlst-T8-48in-28w+El-IS-RLO(24w) | Review |  | f | f | Disposition: MeasuresList-Dec1-2014.xlsx | ERrul |  | ILtg-Lfluor-T12Mag |  | DEER1316-Ltg-Com-LF | 5/29/2014 |  | DEER2016 HOU Update | FALSE | FALSE |  |  | FALSE | FALSE | FALSE | FALSE | FALSE | FALSE | FALSE | FALSE | FALSE
4564 | C-In-LFLmpBlst-T8-48in-28w+El-IS-RLO(44w)-dWP100-dWC0 | Commercial Indoor General Lighting: more efficient Linear Fluorescent Lamp & Ballast installed. Measure includes Code case. Impacts: Linear Fluorescent-based HOU (varies by BldgType) | DEER1314 | Lighting Disposition | 3/6/2015 00:00:00 | Com-Iltg-dWatt-LF | DEER | Scaled | Delta |  |  | None |  | t |  | t | Com | Any | Lighting | InGen-LF | Ltg_Lmp+Blst | LF_LmpBlst |  | ILtg-Lfluor-Elec |  |  |  | LFLmpBlst-T12-48in-30w+MagStd-IS-NLO(144w) | LFLmpBlst-T8-48in-28w+El-IS-RLO(44w) | LFLmpBlst-T8-48in-28w+El-IS-RLO(44w) | Review |  | f | f | Disposition: MeasuresList-Dec1-2014.xlsx | ERrul |  | ILtg-Lfluor-T12Mag |  | DEER1316-Ltg-Com-LF | 5/29/2014 |  | DEER2016 HOU Update | FALSE | FALSE |  |  | FALSE | FALSE | FALSE | FALSE | FALSE | FALSE | FALSE | FALSE | FALSE
4565 | C-In-LFLmpBlst-T8-48in-28w+El-IS-RLO(44w)-dWP15-dWC15 | Commercial Indoor General Lighting: more efficient Linear Fluorescent Lamp & Ballast installed. Measure includes Code case. Impacts: Linear Fluorescent-based HOU (varies by BldgType) | DEER1314 | Lighting Disposition | 3/6/2015 00:00:00 | Com-Iltg-dWatt-LF | DEER | Scaled | Delta |  |  | None |  | f |  | t | Com | Any | Lighting | InGen-LF | Ltg_Lmp+Blst | LF_LmpBlst |  | ILtg-Lfluor-Elec |  |  |  | LFLmpBlst-T8-48in-32w-1g+El-IS-NLO(59w) | LFLmpBlst-T8-48in-32w-2g+El-IS-NLO(59w) | LFLmpBlst-T8-48in-28w+El-IS-RLO(44w) | Review | WP source e.g.: SCE13LG087r0 | f | f | Disposition: MeasuresList-May222014.xlsx | ErRobNc |  | ILtg-Lfluor-Elec |  | DEER1316-Ltg-Com-LF | 1/1/2013 |  | DEER2016 HOU Update | FALSE | FALSE |  |  | FALSE | FALSE | FALSE | FALSE | FALSE | FALSE | FALSE | FALSE | FALSE
4566 | C-In-LFLmpBlst-T8-48in-28w+El-IS-RLO(44w)-dWP202-dWC0 | Commercial Indoor General Lighting: more efficient Linear Fluorescent Lamp & Ballast installed. Measure includes Code case. Impacts: Linear Fluorescent-based HOU (varies by BldgType) | DEER1314 | Lighting Disposition | 3/6/2015 00:00:00 | Com-Iltg-dWatt-LF | DEER | Scaled | Delta |  |  | None |  | t |  | t | Com | Any | Lighting | InGen-LF | Ltg_Lmp+Blst | LF_LmpBlst |  | ILtg-Lfluor-Elec |  |  |  | LFLmpBlst-T12-96in-60w+MagStd-RS-NLO(246w) | LFLmpBlst-T8-48in-28w+El-IS-RLO(44w) | LFLmpBlst-T8-48in-28w+El-IS-RLO(44w) | Review |  | f | f | Disposition: MeasuresList-Dec1-2014.xlsx | ERrul |  | ILtg-Lfluor-T12Mag |  | DEER1316-Ltg-Com-LF | 5/29/2014 |  | DEER2016 HOU Update | FALSE | FALSE |  |  | FALSE | FALSE | FALSE | FALSE | FALSE | FALSE | FALSE | FALSE | FALSE
4567 | C-In-LFLmpBlst-T8-48in-28w+El-IS-RLO(44w)-dWP28-dWC15 | Commercial Indoor General Lighting: more efficient Linear Fluorescent Lamp & Ballast installed. Measure includes Code case. Impacts: Linear Fluorescent-based HOU (varies by BldgType) | DEER1314 | Lighting Disposition | 3/6/2015 00:00:00 | Com-Iltg-dWatt-LF | DEER | Scaled | Delta |  |  | None |  | f |  | t | Com | Any | Lighting | InGen-LF | Ltg_Lmp+Blst | LF_LmpBlst |  | ILtg-Lfluor-Elec |  |  |  | LFLmpBlst-T12-48in-34w+MagES-RS-NLO(72w) | LFLmpBlst-T8-48in-32w-2g+El-IS-NLO(59w) | LFLmpBlst-T8-48in-28w+El-IS-RLO(44w) | Review | WP source e.g.: SCE13LG087r0 | f | f | Disposition: MeasuresList-May222014.xlsx | ErRobNc |  | ILtg-Lfluor-T12Mag |  | DEER1316-Ltg-Com-LF | 1/1/2013 |  | DEER2016 HOU Update | FALSE | FALSE |  |  | FALSE | FALSE | FALSE | FALSE | FALSE | FALSE | FALSE | FALSE | FALSE
4568 | C-In-LFLmpBlst-T8-48in-28w+El-IS-RLO(44w)-dWP39 | Commercial Indoor General Lighting: more efficient Linear Fluorescent Lamp & Ballast installed. Measure includes Code case. Impacts: Linear Fluorescent-based HOU (varies by BldgType) | DEER1314 | Lighting Disposition | 3/6/2015 00:00:00 | Com-Iltg-dWatt-LF | DEER | Scaled | Delta |  |  | None |  | f |  | t | Com | Any | Lighting | InGen-LF | Ltg_Lmp+Blst | LF_LmpBlst |  | ILtg-Lfluor-Elec |  |  |  | LFLmpBlst-T8-48in-32w-3g+El-IS-NLO(83w) | LFLmpBlst-T8-48in-32w-3g+El-IS-NLO(83w) | LFLmpBlst-T8-48in-28w+El-IS-RLO(44w) | Review | WP source e.g.: SCE13LG087r0 | f | f | Disposition: MeasuresList-May222014.xlsx | RobNc |  | ILtg-Lfluor-Elec |  | DEER1316-Ltg-Com-LF | 1/1/2013 |  | DEER2016 HOU Update | FALSE | FALSE |  |  | FALSE | FALSE | FALSE | FALSE | FALSE | FALSE | FALSE | FALSE | FALSE
4569 | C-In-LFLmpBlst-T8-48in-28w+El-IS-RLO(44w)-dWP65-dWC0 | Commercial Indoor General Lighting: more efficient Linear Fluorescent Lamp & Ballast installed. Measure includes Code case. Impacts: Linear Fluorescent-based HOU (varies by BldgType) | DEER1314 | Lighting Disposition | 3/6/2015 00:00:00 | Com-Iltg-dWatt-LF | DEER | Scaled | Delta |  |  | None |  | t |  | t | Com | Any | Lighting | InGen-LF | Ltg_Lmp+Blst | LF_LmpBlst |  | ILtg-Lfluor-Elec |  |  |  | LFLmpBlst-T12-48in-30w+MagStd-IS-NLO(109w) | LFLmpBlst-T8-48in-28w+El-IS-RLO(44w) | LFLmpBlst-T8-48in-28w+El-IS-RLO(44w) | Review |  | f | f | Disposition: MeasuresList-Dec1-2014.xlsx | ERrul |  | ILtg-Lfluor-T12Mag |  | DEER1316-Ltg-Com-LF | 5/29/2014 |  | DEER2016 HOU Update | FALSE | FALSE |  |  | FALSE | FALSE | FALSE | FALSE | FALSE | FALSE | FALSE | FALSE | FALSE
4570 | C-In-LFLmpBlst-T8-48in-28w+El-IS-RLO(65w)-dWP24 | Commercial Indoor General Lighting: more efficient Linear Fluorescent Lamp & Ballast installed. Measure includes Code case. Impacts: Linear Fluorescent-based HOU (varies by BldgType) | DEER2011 | Lighting Disposition | 5/30/2014 00:00:00 | Com-Iltg-dWatt-LF | Non-DEER | Scaled | Delta |  |  | None |  | f |  | t | Com | Any | Lighting | InGen-LF | Ltg_Lmp+Blst | LF_LmpBlst |  | ILtg-Lfluor-Elec |  |  |  | LFLmpBlst-T8-48in-32w-1g+El-IS-NLO(89w) | LFLmpBlst-T8-48in-32w-1g+El-IS-NLO(89w) | LFLmpBlst-T8-48in-28w+El-IS-RLO(65w) | Standard | WP source e.g.: SCE13LG087r0; Expires 6-30-2014; Not used in 2013-14 Lighting Disposition | f | f | Disposition: MeasuresList-May222014.xlsx | RobNc |  | ILtg-Lfluor-Elec |  | None | 1/1/2013 | 6/30/2014 |  | FALSE | FALSE |  |  | FALSE | FALSE | FALSE | FALSE | FALSE | FALSE | FALSE | FALSE | FALSE
4571 | C-In-LFLmpBlst-T8-48in-28w+El-IS-RLO(65w)-dWP24-dWC24 | Commercial Indoor General Lighting: more efficient Linear Fluorescent Lamp & Ballast installed. Measure includes Code case. Impacts: Linear Fluorescent-based HOU (varies by BldgType) | DEER1314 | Lighting Disposition | 3/6/2015 00:00:00 | Com-Iltg-dWatt-LF | DEER | Scaled | Delta |  |  | None |  | f |  | t | Com | Any | Lighting | InGen-LF | Ltg_Lmp+Blst | LF_LmpBlst |  | ILtg-Lfluor-Elec |  |  |  | LFLmpBlst-T8-48in-32w-1g+El-IS-NLO(89w) | LFLmpBlst-T8-48in-32w-2g+El-IS-NLO(89w) | LFLmpBlst-T8-48in-28w+El-IS-RLO(65w) | Review | WP source e.g.: WPSDGENRLG0013r3 | f | f | Disposition: MeasuresList-May222014.xlsx | ErRobNc |  | ILtg-Lfluor-Elec |  | DEER1316-Ltg-Com-LF | 1/1/2013 |  | DEER2016 HOU Update | FALSE | FALSE |  |  | FALSE | FALSE | FALSE | FALSE | FALSE | FALSE | FALSE | FALSE | FALSE
4572 | C-In-LFLmpBlst-T8-48in-28w+El-IS-RLO(65w)-dWP50-dWC24 | Commercial Indoor General Lighting: more efficient Linear Fluorescent Lamp & Ballast installed. Measure includes Code case. Impacts: Linear Fluorescent-based HOU (varies by BldgType) | DEER1314 | Lighting Disposition | 3/6/2015 00:00:00 | Com-Iltg-dWatt-LF | DEER | Scaled | Delta |  |  | None |  | t |  | t | Com | Any | Lighting | InGen-LF | Ltg_Lmp+Blst | LF_LmpBlst |  | ILtg-Lfluor-Elec |  |  |  | LFLmpBlst-T12-48in-34w+MagES-RS-NLO(115w) | LFLmpBlst-T8-48in-32w-2g+El-IS-NLO(89w) | LFLmpBlst-T8-48in-28w+El-IS-RLO(65w) | Review |  | f | f | Disposition: MeasuresList-Dec1-2014.xlsx | ErRobNc |  | ILtg-Lfluor-T12Mag |  | DEER1316-Ltg-Com-LF | 1/1/2013 |  | DEER2016 HOU Update | FALSE | FALSE |  |  | FALSE | FALSE | FALSE | FALSE | FALSE | FALSE | FALSE | FALSE | FALSE
4573 | C-In-LFLmpBlst-T8-48in-28w+El-IS-RLO(65w)-dWP50-dWC25 | Commercial Indoor General Lighting: more efficient Linear Fluorescent Lamp & Ballast installed. Measure includes Code case. Impacts: Linear Fluorescent-based HOU (varies by BldgType) | DEER2011 | Lighting Disposition | 5/30/2014 00:00:00 | Com-Iltg-dWatt-LF | Non-DEER | Scaled | Delta |  |  | None |  | f |  | t | Com | Any | Lighting | InGen-LF | Ltg_Lmp+Blst | LF_LmpBlst |  | ILtg-Lfluor-Elec |  |  |  | LFLmpBlst-T12-48in-34w+MagES-RS-NLO(115w) | LFLmpBlst-T8-48in-32w-2g+El-IS-NLO(90w) | LFLmpBlst-T8-48in-28w+El-IS-RLO(65w) | Standard | WP source e.g.: WPSDGENRLG0013r3; Expires 6-30-2014; Not used in 2013-14 Lighting Disposition | f | f | Disposition: MeasuresList-May222014.xlsx | ErRobNc |  | ILtg-Lfluor-T12Mag |  | None | 1/1/2013 | 6/30/2014 |  | FALSE | FALSE |  |  | FALSE | FALSE | FALSE | FALSE | FALSE | FALSE | FALSE | FALSE | FALSE
4574 | C-In-LFLmpBlst-T8-48in-28w+El-IS-RLO(65w)-dWP79-dWC0 | Commercial Indoor General Lighting: more efficient Linear Fluorescent Lamp & Ballast installed. Measure includes Code case. Impacts: Linear Fluorescent-based HOU (varies by BldgType) | DEER1314 | Lighting Disposition | 3/6/2015 00:00:00 | Com-Iltg-dWatt-LF | DEER | Scaled | Delta |  |  | None |  | t |  | t | Com | Any | Lighting | InGen-LF | Ltg_Lmp+Blst | LF_LmpBlst |  | ILtg-Lfluor-Elec |  |  |  | LFLmpBlst-T12-48in-30w+MagStd-IS-NLO(144w) | LFLmpBlst-T8-48in-28w+El-IS-RLO(65w) | LFLmpBlst-T8-48in-28w+El-IS-RLO(65w) | Review |  | f | f | Disposition: MeasuresList-Dec1-2014.xlsx | ERrul |  | ILtg-Lfluor-T12Mag |  | DEER1316-Ltg-Com-LF | 5/29/2014 |  | DEER2016 HOU Update | FALSE | FALSE |  |  | FALSE | FALSE | FALSE | FALSE | FALSE | FALSE | FALSE | FALSE | FALSE
4575 | C-In-LFLmpBlst-T8-48in-28w+El-IS-RLO(84w)-dWP28 | Commercial Indoor General Lighting: more efficient Linear Fluorescent Lamp & Ballast installed. Measure includes Code case. Impacts: Linear Fluorescent-based HOU (varies by BldgType) | DEER2011 | Lighting Disposition | 5/30/2014 00:00:00 | Com-Iltg-dWatt-LF | Non-DEER | Scaled | Delta |  |  | None |  | f |  | t | Com | Any | Lighting | InGen-LF | Ltg_Lmp+Blst | LF_LmpBlst |  | ILtg-Lfluor-Elec |  |  |  | LFLmpBlst-T8-48in-32w-1g+El-IS-NLO(112w) | LFLmpBlst-T8-48in-32w-1g+El-IS-NLO(112w) | LFLmpBlst-T8-48in-28w+El-IS-RLO(84w) | Standard | WP source e.g.: SCE13LG087r0; Not used in 2013-14 Lighting Disposition | f | f | Disposition: MeasuresList-May222014.xlsx | RobNc |  | ILtg-Lfluor-Elec |  | None | 1/1/2013 | 6/30/2014 |  | FALSE | FALSE |  |  | FALSE | FALSE | FALSE | FALSE | FALSE | FALSE | FALSE | FALSE | FALSE
4576 | C-In-LFLmpBlst-T8-48in-28w+El-IS-RLO(84w)-dWP60-dWC34 | Commercial Indoor General Lighting: more efficient Linear Fluorescent Lamp & Ballast installed. Measure includes Code case. Impacts: Linear Fluorescent-based HOU (varies by BldgType) | DEER2011 | Lighting Disposition | 5/30/2014 00:00:00 | Com-Iltg-dWatt-LF | Non-DEER | Scaled | Delta |  |  | None |  | f |  | t | Com | Any | Lighting | InGen-LF | Ltg_Lmp+Blst | LF_LmpBlst |  | ILtg-Lfluor-Elec |  |  |  | LFLmpBlst-T12-48in-34w+MagES-RS-NLO(144w) | LFLmpBlst-T8-48in-32w-2g+El-IS-NLO(118w) | LFLmpBlst-T8-48in-28w+El-IS-RLO(84w) | Standard | WP source e.g.: WPSDGENRLG0013r3; Not used in 2013-14 Lighting Disposition | f | f | Disposition: MeasuresList-May222014.xlsx | ErRobNc |  | ILtg-Lfluor-T12Mag |  | None | 1/1/2013 | 6/30/2014 |  | FALSE | FALSE |  |  | FALSE | FALSE | FALSE | FALSE | FALSE | FALSE | FALSE | FALSE | FALSE
4577 | C-In-LFLmpBlst-T8-48in-28w+El-IS-RLO(88w)-dWP158-dWC0 | Commercial Indoor General Lighting: more efficient Linear Fluorescent Lamp & Ballast installed. Measure includes Code case. Impacts: Linear Fluorescent-based HOU (varies by BldgType) | DEER1314 | Lighting Disposition | 3/6/2015 00:00:00 | Com-Iltg-dWatt-LF | DEER | Scaled | Delta |  |  | None |  | t |  | t | Com | Any | Lighting | InGen-LF | Ltg_Lmp+Blst | LF_LmpBlst |  | ILtg-Lfluor-Elec |  |  |  | LFLmpBlst-T12-96in-60w+MagStd-RS-NLO(246w) | LFLmpBlst-T8-48in-28w+El-IS-RLO(88w) | LFLmpBlst-T8-48in-28w+El-IS-RLO(88w) | Review |  | f | f | Disposition: MeasuresList-Dec1-2014.xlsx | ERrul |  | ILtg-Lfluor-T12Mag |  | DEER1316-Ltg-Com-LF | 5/29/2014 |  | DEER2016 HOU Update | FALSE | FALSE |  |  | FALSE | FALSE | FALSE | FALSE | FALSE | FALSE | FALSE | FALSE | FALSE
4578 | C-In-LFLmpBlst-T8-48in-28w+El-IS-RLO(88w)-dWP24-dWC24 | Commercial Indoor General Lighting: more efficient Linear Fluorescent Lamp & Ballast installed. Measure includes Code case. Impacts: Linear Fluorescent-based HOU (varies by BldgType) | DEER1314 | Lighting Disposition | 3/6/2015 00:00:00 | Com-Iltg-dWatt-LF | DEER | Scaled | Delta |  |  | None |  | t |  | t | Com | Any | Lighting | InGen-LF | Ltg_Lmp+Blst | LF_LmpBlst |  | ILtg-Lfluor-Elec |  |  |  | LFLmpBlst-T8-48in-32w-1g+El-IS-NLO(112w) | LFLmpBlst-T8-48in-32w-2g+El-IS-NLO(112w) | LFLmpBlst-T8-48in-28w+El-IS-RLO(88w) | Review |  | f | f | Disposition: MeasuresList-Dec1-2014.xlsx | ErRobNc |  | ILtg-Lfluor-Elec |  | DEER1316-Ltg-Com-LF | 1/1/2013 |  | DEER2016 HOU Update | FALSE | FALSE |  |  | FALSE | FALSE | FALSE | FALSE | FALSE | FALSE | FALSE | FALSE | FALSE
4579 | C-In-LFLmpBlst-T8-48in-28w+El-IS-RLO(88w)-dWP56-dWC24 | Commercial Indoor General Lighting: more efficient Linear Fluorescent Lamp & Ballast installed. Measure includes Code case. Impacts: Linear Fluorescent-based HOU (varies by BldgType) | DEER1314 | Lighting Disposition | 3/6/2015 00:00:00 | Com-Iltg-dWatt-LF | DEER | Scaled | Delta |  |  | None |  | t |  | t | Com | Any | Lighting | InGen-LF | Ltg_Lmp+Blst | LF_LmpBlst |  | ILtg-Lfluor-Elec |  |  |  | LFLmpBlst-T12-48in-34w+MagES-RS-NLO(144w) | LFLmpBlst-T8-48in-32w-2g+El-IS-NLO(112w) | LFLmpBlst-T8-48in-28w+El-IS-RLO(88w) | Review |  | f | f | Disposition: MeasuresList-Dec1-2014.xlsx | ErRobNc |  | ILtg-Lfluor-T12Mag |  | DEER1316-Ltg-Com-LF | 1/1/2013 |  | DEER2016 HOU Update | FALSE | FALSE |  |  | FALSE | FALSE | FALSE | FALSE | FALSE | FALSE | FALSE | FALSE | FALSE
4580 | C-In-LFLmpBlst-T8-48in-28w+El-IS-VHLO(70w)-dWP42 | Commercial Indoor General Lighting: more efficient Linear Fluorescent Lamp & Ballast installed. Measure includes Code case. Impacts: Linear Fluorescent-based HOU (varies by BldgType) | DEER1314 | Lighting Disposition | 3/6/2015 00:00:00 | Com-Iltg-dWatt-LF | DEER | Scaled | Delta |  |  | None |  | f |  | t | Com | Any | Lighting | InGen-LF | Ltg_Lmp+Blst | LF_LmpBlst |  | ILtg-Lfluor-Elec |  |  |  | LFLmpBlst-T8-48in-32w-1g+El-IS-NLO(112w) | LFLmpBlst-T8-48in-32w-1g+El-IS-NLO(112w) | LFLmpBlst-T8-48in-28w+El-IS-VHLO(70w) | Review | WP source e.g.: WPSDGENRLG0013r3 | f | f | Disposition: MeasuresList-May222014.xlsx | RobNc |  | ILtg-Lfluor-Elec |  | DEER1316-Ltg-Com-LF | 1/1/2013 |  | DEER2016 HOU Update | FALSE | FALSE |  |  | FALSE | FALSE | FALSE | FALSE | FALSE | FALSE | FALSE | FALSE | FALSE
4581 | C-In-LFLmpBlst-T8-48in-28w+El-IS-VHLO+Refl(70w)-dWP19 | Commercial Indoor General Lighting: more efficient Linear Fluorescent Lamp & Ballast installed. Measure includes Code case. Impacts: Linear Fluorescent-based HOU (varies by BldgType) | DEER1314 | Lighting Disposition | 3/6/2015 00:00:00 | Com-Iltg-dWatt-LF | DEER | Scaled | Delta |  |  | None |  | f |  | t | Com | Any | Lighting | InGen-LF | Ltg_Lmp+Blst | LF_LmpBlst |  | ILtg-Lfluor-Elec |  |  |  | LFLmpBlst-T8-48in-32w-2g+El-IS-NLO(89w) | LFLmpBlst-T8-48in-32w-2g+El-IS-NLO(89w) | LFLmpBlst-T8-48in-28w+El-IS-VHLO+Refl(70w) | Review | WP source e.g.: PGECOLTG160r1 | f | f | Disposition: MeasuresList-May222014.xlsx | RobNc |  | ILtg-Lfluor-Elec |  | DEER1316-Ltg-Com-LF | 1/1/2013 |  | DEER2016 HOU Update | FALSE | FALSE |  |  | FALSE | FALSE | FALSE | FALSE | FALSE | FALSE | FALSE | FALSE | FALSE
4582 | C-In-LFLmpBlst-T8-48in-28w+El-IS-VHLO+Refl(70w)-dWP42 | Commercial Indoor General Lighting: more efficient Linear Fluorescent Lamp & Ballast installed. Measure includes Code case. Impacts: Linear Fluorescent-based HOU (varies by BldgType) | DEER1314 | Lighting Disposition | 3/6/2015 00:00:00 | Com-Iltg-dWatt-LF | DEER | Scaled | Delta |  |  | None |  | f |  | t | Com | Any | Lighting | InGen-LF | Ltg_Lmp+Blst | LF_LmpBlst |  | ILtg-Lfluor-Elec |  |  |  | LFLmpBlst-T8-48in-32w-1g+El-IS-NLO(112w) | LFLmpBlst-T8-48in-32w-1g+El-IS-NLO(112w) | LFLmpBlst-T8-48in-28w+El-IS-VHLO+Refl(70w) | Review | WP source e.g.: WPSDGENRLG0013r3 | f | f | Disposition: MeasuresList-May222014.xlsx | RobNc |  | ILtg-Lfluor-Elec |  | DEER1316-Ltg-Com-LF | 1/1/2013 |  | DEER2016 HOU Update | FALSE | FALSE |  |  | FALSE | FALSE | FALSE | FALSE | FALSE | FALSE | FALSE | FALSE | FALSE
4583 | C-In-LFLmpBlst-T8-48in-28w+El-PS-HLO(31w)-dWP28 | Commercial Indoor General Lighting: more efficient Linear Fluorescent Lamp & Ballast installed. Measure includes Code case. Impacts: Linear Fluorescent-based HOU (varies by BldgType) | DEER1314 | Lighting Disposition | 3/6/2015 00:00:00 | Com-Iltg-dWatt-LF | DEER | Scaled | Delta |  |  | None |  | f |  | t | Com | Any | Lighting | InGen-LF | Ltg_Lmp+Blst | LF_LmpBlst |  | ILtg-Lfluor-Elec |  |  |  | LFLmpBlst-T8-48in-32w-2g+El-IS-NLO(59w) | LFLmpBlst-T8-48in-32w-2g+El-IS-NLO(59w) | LFLmpBlst-T8-48in-28w+El-PS-HLO(31w) | Review | WP source e.g.: SCE13LG087r0 | f | f | Disposition: MeasuresList-May222014.xlsx | RobNc |  | ILtg-Lfluor-Elec |  | DEER1316-Ltg-Com-LF | 1/1/2013 |  | DEER2016 HOU Update | FALSE | FALSE |  |  | FALSE | FALSE | FALSE | FALSE | FALSE | FALSE | FALSE | FALSE | FALSE
4584 | C-In-LFLmpBlst-T8-48in-28w+El-PS-HLO(54.3w)-dWP34 | Commercial Indoor General Lighting: more efficient Linear Fluorescent Lamp & Ballast installed. Measure includes Code case. Impacts: Linear Fluorescent-based HOU (varies by BldgType) | DEER1314 | Lighting Disposition | 3/6/2015 00:00:00 | Com-Iltg-dWatt-LF | DEER | Scaled | Delta |  |  | None |  | f |  | t | Com | Any | Lighting | InGen-LF | Ltg_Lmp+Blst | LF_LmpBlst |  | ILtg-Lfluor-Elec |  |  |  | LFLmpBlst-T8-48in-32w-2g+El-IS-NLO(89w) | LFLmpBlst-T8-48in-32w-2g+El-IS-NLO(89w) | LFLmpBlst-T8-48in-28w+El-PS-HLO(54.3w) | Review | WP source e.g.: WPSDGENRLG0013r3 | f | f | Disposition: MeasuresList-May222014.xlsx | RobNc |  | ILtg-Lfluor-Elec |  | DEER1316-Ltg-Com-LF | 1/1/2013 |  | DEER2016 HOU Update | FALSE | FALSE |  |  | FALSE | FALSE | FALSE | FALSE | FALSE | FALSE | FALSE | FALSE | FALSE
4585 | C-In-LFLmpBlst-T8-48in-28w+El-PS-HLO(54.3w)-dWP57 | Commercial Indoor General Lighting: more efficient Linear Fluorescent Lamp & Ballast installed. Measure includes Code case. Impacts: Linear Fluorescent-based HOU (varies by BldgType) | DEER1314 | Lighting Disposition | 3/6/2015 00:00:00 | Com-Iltg-dWatt-LF | DEER | Scaled | Delta |  |  | None |  | f |  | t | Com | Any | Lighting | InGen-LF | Ltg_Lmp+Blst | LF_LmpBlst |  | ILtg-Lfluor-Elec |  |  |  | LFLmpBlst-T8-48in-32w-2g+El-IS-NLO(112w) | LFLmpBlst-T8-48in-32w-2g+El-IS-NLO(112w) | LFLmpBlst-T8-48in-28w+El-PS-HLO(54.3w) | Review | WP source e.g.: WPSDGENRLG0013r3 | f | f | Disposition: MeasuresList-May222014.xlsx | RobNc |  | ILtg-Lfluor-Elec |  | DEER1316-Ltg-Com-LF | 1/1/2013 |  | DEER2016 HOU Update | FALSE | FALSE |  |  | FALSE | FALSE | FALSE | FALSE | FALSE | FALSE | FALSE | FALSE | FALSE
4586 | C-In-LFLmpBlst-T8-48in-28w+El-PS-HLO(92w)-dWP20 | Commercial Indoor General Lighting: more efficient Linear Fluorescent Lamp & Ballast installed. Measure includes Code case. Impacts: Linear Fluorescent-based HOU (varies by BldgType) | DEER1314 | Lighting Disposition | 3/6/2015 00:00:00 | Com-Iltg-dWatt-LF | DEER | Scaled | Delta |  |  | None |  | f |  | t | Com | Any | Lighting | InGen-LF | Ltg_Lmp+Blst | LF_LmpBlst |  | ILtg-Lfluor-Elec |  |  |  | LFLmpBlst-T8-48in-32w-1g+El-IS-NLO(112w) | LFLmpBlst-T8-48in-32w-1g+El-IS-NLO(112w) | LFLmpBlst-T8-48in-28w+El-PS-HLO(92w) | Review | WP source e.g.: WPSDGENRLG0013r3 | f | f | Disposition: MeasuresList-May222014.xlsx | RobNc |  | ILtg-Lfluor-Elec |  | DEER1316-Ltg-Com-LF | 1/1/2013 |  | DEER2016 HOU Update | FALSE | FALSE |  |  | FALSE | FALSE | FALSE | FALSE | FALSE | FALSE | FALSE | FALSE | FALSE
4587 | C-In-LFLmpBlst-T8-48in-28w+El-PS-NLO(50w)-dWP39 | Commercial Indoor General Lighting: more efficient Linear Fluorescent Lamp & Ballast installed. Measure includes Code case. Impacts: Linear Fluorescent-based HOU (varies by BldgType) | DEER1314 | Lighting Disposition | 3/6/2015 00:00:00 | Com-Iltg-dWatt-LF | DEER | Scaled | Delta |  |  | None |  | f |  | t | Com | Any | Lighting | InGen-LF | Ltg_Lmp+Blst | LF_LmpBlst |  | ILtg-Lfluor-Elec |  |  |  | LFLmpBlst-T8-48in-32w-1g+El-IS-NLO(89w) | LFLmpBlst-T8-48in-32w-1g+El-IS-NLO(89w) | LFLmpBlst-T8-48in-28w+El-PS-NLO(50w) | Review | WP source e.g.: SCE13LG087r0 | f | f | Disposition: MeasuresList-May222014.xlsx | RobNc |  | ILtg-Lfluor-Elec |  | DEER1316-Ltg-Com-LF | 1/1/2013 |  | DEER2016 HOU Update | FALSE | FALSE |  |  | FALSE | FALSE | FALSE | FALSE | FALSE | FALSE | FALSE | FALSE | FALSE
4588 | C-In-LFLmpBlst-T8-48in-28w+El-PS-NLO(50w)-dWP62 | Commercial Indoor General Lighting: more efficient Linear Fluorescent Lamp & Ballast installed. Measure includes Code case. Impacts: Linear Fluorescent-based HOU (varies by BldgType) | DEER1314 | Lighting Disposition | 3/6/2015 00:00:00 | Com-Iltg-dWatt-LF | DEER | Scaled | Delta |  |  | None |  | f |  | t | Com | Any | Lighting | InGen-LF | Ltg_Lmp+Blst | LF_LmpBlst |  | ILtg-Lfluor-Elec |  |  |  | LFLmpBlst-T8-48in-32w-1g+El-IS-NLO(112w) | LFLmpBlst-T8-48in-32w-1g+El-IS-NLO(112w) | LFLmpBlst-T8-48in-28w+El-PS-NLO(50w) | Review | WP source e.g.: SCE13LG087r0 | f | f | Disposition: MeasuresList-May222014.xlsx | RobNc |  | ILtg-Lfluor-Elec |  | DEER1316-Ltg-Com-LF | 1/1/2013 |  | DEER2016 HOU Update | FALSE | FALSE |  |  | FALSE | FALSE | FALSE | FALSE | FALSE | FALSE | FALSE | FALSE | FALSE
4589 | C-In-LFLmpBlst-T8-48in-28w+El-PS-NLO+Refl(51w)-dWP38 | Commercial Indoor General Lighting: more efficient Linear Fluorescent Lamp & Ballast installed. Measure includes Code case. Impacts: Linear Fluorescent-based HOU (varies by BldgType) | DEER1314 | Lighting Disposition | 3/6/2015 00:00:00 | Com-Iltg-dWatt-LF | DEER | Scaled | Delta |  |  | None |  | f |  | t | Com | Any | Lighting | InGen-LF | Ltg_Lmp+Blst | LF_LmpBlst |  | ILtg-Lfluor-Elec |  |  |  | LFLmpBlst-T8-48in-32w-2g+El-IS-NLO(89w) | LFLmpBlst-T8-48in-32w-2g+El-IS-NLO(89w) | LFLmpBlst-T8-48in-28w+El-PS-NLO+Refl(51w) | Review | WP source e.g.: SCE13LG087r0 | f | f | Disposition: MeasuresList-May222014.xlsx | RobNc |  | ILtg-Lfluor-Elec |  | DEER1316-Ltg-Com-LF | 1/1/2013 |  | DEER2016 HOU Update | FALSE | FALSE |  |  | FALSE | FALSE | FALSE | FALSE | FALSE | FALSE | FALSE | FALSE | FALSE
4590 | C-In-LFLmpBlst-T8-48in-28w+El-PS-NLO-2(74w)-dWP38 | Commercial Indoor General Lighting: more efficient Linear Fluorescent Lamp & Ballast installed. Measure includes Code case. Impacts: Linear Fluorescent-based HOU (varies by BldgType) | DEER1314 | Lighting Disposition | 3/6/2015 00:00:00 | Com-Iltg-dWatt-LF | DEER | Scaled | Delta |  |  | None |  | f |  | t | Com | Any | Lighting | InGen-LF | Ltg_Lmp+Blst | LF_LmpBlst |  | ILtg-Lfluor-Elec |  |  |  | LFLmpBlst-T8-48in-32w-1g+El-IS-NLO(112w) | LFLmpBlst-T8-48in-32w-1g+El-IS-NLO(112w) | LFLmpBlst-T8-48in-28w+El-PS-NLO-2(74w) | Review | WP source e.g.: SCE13LG087r0 | f | f | Disposition: MeasuresList-May222014.xlsx | RobNc |  | ILtg-Lfluor-Elec |  | DEER1316-Ltg-Com-LF | 1/1/2013 |  | DEER2016 HOU Update | FALSE | FALSE |  |  | FALSE | FALSE | FALSE | FALSE | FALSE | FALSE | FALSE | FALSE | FALSE
4591 | C-In-LFLmpBlst-T8-48in-28w+El-PS-VHLO(37.4w)-dWP21 | Commercial Indoor General Lighting: more efficient Linear Fluorescent Lamp & Ballast installed. Measure includes Code case. Impacts: Linear Fluorescent-based HOU (varies by BldgType) | DEER1314 | Lighting Disposition | 3/6/2015 00:00:00 | Com-Iltg-dWatt-LF | DEER | Scaled | Delta |  |  | None |  | f |  | t | Com | Any | Lighting | InGen-LF | Ltg_Lmp+Blst | LF_LmpBlst |  | ILtg-Lfluor-Elec |  |  |  | LFLmpBlst-T8-48in-32w-2g+El-IS-NLO(59w) | LFLmpBlst-T8-48in-32w-2g+El-IS-NLO(59w) | LFLmpBlst-T8-48in-28w+El-PS-VHLO(37.4w) | Review | WP source e.g.: SCE13LG087r0 | f | f | Disposition: MeasuresList-May222014.xlsx | RobNc |  | ILtg-Lfluor-Elec |  | DEER1316-Ltg-Com-LF | 1/1/2013 |  | DEER2016 HOU Update | FALSE | FALSE |  |  | FALSE | FALSE | FALSE | FALSE | FALSE | FALSE | FALSE | FALSE | FALSE
4592 | C-In-LFLmpBlst-T8-48in-28w+El-PS-VHLO(64w)-dWP25 | Commercial Indoor General Lighting: more efficient Linear Fluorescent Lamp & Ballast installed. Measure includes Code case. Impacts: Linear Fluorescent-based HOU (varies by BldgType) | DEER1314 | Lighting Disposition | 3/6/2015 00:00:00 | Com-Iltg-dWatt-LF | DEER | Scaled | Delta |  |  | None |  | f |  | t | Com | Any | Lighting | InGen-LF | Ltg_Lmp+Blst | LF_LmpBlst |  | ILtg-Lfluor-Elec |  |  |  | LFLmpBlst-T8-48in-32w-1g+El-IS-NLO(89w) | LFLmpBlst-T8-48in-32w-1g+El-IS-NLO(89w) | LFLmpBlst-T8-48in-28w+El-PS-VHLO(64w) | Review | WP source e.g.: SCE13LG087r0 | f | f | Disposition: MeasuresList-May222014.xlsx | RobNc |  | ILtg-Lfluor-Elec |  | DEER1316-Ltg-Com-LF | 1/1/2013 |  | DEER2016 HOU Update | FALSE | FALSE |  |  | FALSE | FALSE | FALSE | FALSE | FALSE | FALSE | FALSE | FALSE | FALSE
4593 | C-In-LFLmpBlst-T8-48in-28w+El-PS-VHLO(64w)-dWP48 | Commercial Indoor General Lighting: more efficient Linear Fluorescent Lamp & Ballast installed. Measure includes Code case. Impacts: Linear Fluorescent-based HOU (varies by BldgType) | DEER1314 | Lighting Disposition | 3/6/2015 00:00:00 | Com-Iltg-dWatt-LF | DEER | Scaled | Delta |  |  | None |  | f |  | t | Com | Any | Lighting | InGen-LF | Ltg_Lmp+Blst | LF_LmpBlst |  | ILtg-Lfluor-Elec |  |  |  | LFLmpBlst-T8-48in-32w-1g+El-IS-NLO(112w) | LFLmpBlst-T8-48in-32w-1g+El-IS-NLO(112w) | LFLmpBlst-T8-48in-28w+El-PS-VHLO(64w) | Review | WP source e.g.: SCE13LG087r0 | f | f | Disposition: MeasuresList-May222014.xlsx | RobNc |  | ILtg-Lfluor-Elec |  | DEER1316-Ltg-Com-LF | 1/1/2013 |  | DEER2016 HOU Update | FALSE | FALSE |  |  | FALSE | FALSE | FALSE | FALSE | FALSE | FALSE | FALSE | FALSE | FALSE
4594 | C-In-LFLmpBlst-T8-48in-28w+El-PS-VHLO(64w)-dWP51-dWC0 | Commercial Indoor General Lighting: more efficient Linear Fluorescent Lamp & Ballast installed. Measure includes Code case. Impacts: Linear Fluorescent-based HOU (varies by BldgType) | DEER1314 | Lighting Disposition | 3/6/2015 00:00:00 | Com-Iltg-dWatt-LF | DEER | Scaled | Delta |  |  | None |  | t |  | t | Com | Any | Lighting | InGen-LF | Ltg_Lmp+Blst | LF_LmpBlst |  | ILtg-Lfluor-Elec |  |  |  | LFLmpBlst-T12-48in-34w+MagES-RS-NLO(115w) | LFLmpBlst-T8-48in-28w+El-PS-VHLO(64w) | LFLmpBlst-T8-48in-28w+El-PS-VHLO(64w) | Review |  | f | f | Disposition: MeasuresList-Dec1-2014.xlsx | ERrul |  | ILtg-Lfluor-T12Mag |  | DEER1316-Ltg-Com-LF | 1/1/2013 |  | DEER2016 HOU Update | FALSE | FALSE |  |  | FALSE | FALSE | FALSE | FALSE | FALSE | FALSE | FALSE | FALSE | FALSE
4595 | C-In-LFLmpBlst-T8-48in-28w+El-PS-VHLO(64w)-dWP51-dWC25 | Commercial Indoor General Lighting: more efficient Linear Fluorescent Lamp & Ballast installed. Measure includes Code case. Impacts: Linear Fluorescent-based HOU (varies by BldgType) | DEER2011 | Lighting Disposition | 5/30/2014 00:00:00 | Com-Iltg-dWatt-LF | Non-DEER | Scaled | Delta |  |  | None |  | f |  | t | Com | Any | Lighting | InGen-LF | Ltg_Lmp+Blst | LF_LmpBlst |  | ILtg-Lfluor-Elec |  |  |  | LFLmpBlst-T12-48in-34w+MagES-RS-NLO(115w) | LFLmpBlst-T8-48in-32w-2g+El-IS-NLO(89w) | LFLmpBlst-T8-48in-28w+El-PS-VHLO(64w) | Standard | WP source e.g.: SCE13LG087r0; Expires 6-30-2014; Not used in 2013-14 Lighting Disposition | f | f | Disposition: MeasuresList-May222014.xlsx | ErRobNc |  | ILtg-Lfluor-T12Mag |  | None | 1/1/2013 | 6/30/2014 |  | FALSE | FALSE |  |  | FALSE | FALSE | FALSE | FALSE | FALSE | FALSE | FALSE | FALSE | FALSE
4596 | C-In-LFLmpBlst-T8-48in-28w+El-PS-VHLO(97w)-dWP15 | Commercial Indoor General Lighting: more efficient Linear Fluorescent Lamp & Ballast installed. Measure includes Code case. Impacts: Linear Fluorescent-based HOU (varies by BldgType) | DEER1314 | Lighting Disposition | 3/6/2015 00:00:00 | Com-Iltg-dWatt-LF | DEER | Scaled | Delta |  |  | None |  | f |  | t | Com | Any | Lighting | InGen-LF | Ltg_Lmp+Blst | LF_LmpBlst |  | ILtg-Lfluor-Elec |  |  |  | LFLmpBlst-T8-48in-32w-1g+El-IS-NLO(112w) | LFLmpBlst-T8-48in-32w-1g+El-IS-NLO(112w) | LFLmpBlst-T8-48in-28w+El-PS-VHLO(97w) | Review | WP source e.g.: SCE13LG087r0 | f | f | Disposition: MeasuresList-May222014.xlsx | RobNc |  | ILtg-Lfluor-Elec |  | DEER1316-Ltg-Com-LF | 1/1/2013 |  | DEER2016 HOU Update | FALSE | FALSE |  |  | FALSE | FALSE | FALSE | FALSE | FALSE | FALSE | FALSE | FALSE | FALSE
4597 | C-In-LFLmpBlst-T8-48in-30w+El-IS-NLO(27w)-dWP16-dWC4 | Commercial Indoor General Lighting: more efficient Linear Fluorescent Lamp & Ballast installed. Measure includes Code case. Impacts: Linear Fluorescent-based HOU (varies by BldgType) | DEER1314 | Lighting Disposition | 3/6/2015 00:00:00 | Com-Iltg-dWatt-LF | DEER | Scaled | Delta |  |  | None |  | f |  | t | Com | Any | Lighting | InGen-LF | Ltg_Lmp+Blst | LF_LmpBlst |  | ILtg-Lfluor-Elec |  |  |  | LFLmpBlst-T12-48in-34w+MagES-RS-NLO(43w) | LFLmpBlst-T8-48in-32w-2g+El-IS-NLO(31w) | LFLmpBlst-T8-48in-30w+El-IS-NLO(27w) | Review | WP source e.g.: SCE13LG087r0 | f | f | Disposition: MeasuresList-May222014.xlsx | ErRobNc |  | ILtg-Lfluor-T12Mag |  | DEER1316-Ltg-Com-LF | 1/1/2013 |  | DEER2016 HOU Update | FALSE | FALSE |  |  | FALSE | FALSE | FALSE | FALSE | FALSE | FALSE | FALSE | FALSE | FALSE
4598 | C-In-LFLmpBlst-T8-48in-30w+El-IS-NLO(27w)-dWP9-dWC4 | Commercial Indoor General Lighting: more efficient Linear Fluorescent Lamp & Ballast installed. Measure includes Code case. Impacts: Linear Fluorescent-based HOU (varies by BldgType) | DEER1314 | Lighting Disposition | 3/6/2015 00:00:00 | Com-Iltg-dWatt-LF | DEER | Scaled | Delta |  |  | None |  | f |  | t | Com | Any | Lighting | InGen-LF | Ltg_Lmp+Blst | LF_LmpBlst |  | ILtg-Lfluor-Elec |  |  |  | LFLmpBlst-T12-48in-34w+MagES-RS-NLO(36w) | LFLmpBlst-T8-48in-32w-2g+El-IS-NLO(31w) | LFLmpBlst-T8-48in-30w+El-IS-NLO(27w) | Review | WP source e.g.: SCE13LG087r0 | f | f | Disposition: MeasuresList-May222014.xlsx | ErRobNc |  | ILtg-Lfluor-T12Mag |  | DEER1316-Ltg-Com-LF | 1/1/2013 |  | DEER2016 HOU Update | FALSE | FALSE |  |  | FALSE | FALSE | FALSE | FALSE | FALSE | FALSE | FALSE | FALSE | FALSE
4599 | C-In-LFLmpBlst-T8-48in-30w+El-IS-NLO(51w)-dWP32 | Commercial Indoor General Lighting: more efficient Linear Fluorescent Lamp & Ballast installed. Measure includes Code case. Impacts: Linear Fluorescent-based HOU (varies by BldgType) | DEER1314 | Lighting Disposition | 3/6/2015 00:00:00 | Com-Iltg-dWatt-LF | DEER | Scaled | Delta |  |  | None |  | f |  | t | Com | Any | Lighting | InGen-LF | Ltg_Lmp+Blst | LF_LmpBlst |  | ILtg-Lfluor-Elec |  |  |  | LFLmpBlst-T8-48in-32w-3g+El-IS-NLO(83w) | LFLmpBlst-T8-48in-32w-3g+El-IS-NLO(83w) | LFLmpBlst-T8-48in-30w+El-IS-NLO(51w) | Review | WP source e.g.: SCE13LG087r0 | f | f | Disposition: MeasuresList-May222014.xlsx | RobNc |  | ILtg-Lfluor-Elec |  | DEER1316-Ltg-Com-LF | 1/1/2013 |  | DEER2016 HOU Update | FALSE | FALSE |  |  | FALSE | FALSE | FALSE | FALSE | FALSE | FALSE | FALSE | FALSE | FALSE
4600 | C-In-LFLmpBlst-T8-48in-30w+El-IS-RLO(45w)-dWP27-dWC14 | Commercial Indoor General Lighting: more efficient Linear Fluorescent Lamp & Ballast installed. Measure includes Code case. Impacts: Linear Fluorescent-based HOU (varies by BldgType) | DEER1314 | Lighting Disposition | 3/6/2015 00:00:00 | Com-Iltg-dWatt-LF | DEER | Scaled | Delta |  |  | None |  | f |  | t | Com | Any | Lighting | InGen-LF | Ltg_Lmp+Blst | LF_LmpBlst |  | ILtg-Lfluor-Elec |  |  |  | LFLmpBlst-T12-48in-34w+MagES-RS-NLO(72w) | LFLmpBlst-T8-48in-32w-2g+El-IS-NLO(59w) | LFLmpBlst-T8-48in-30w+El-IS-RLO(45w) | Review | WP source e.g.: SCE13LG087r0 | f | f | Disposition: MeasuresList-May222014.xlsx | ErRobNc |  | ILtg-Lfluor-T12Mag |  | DEER1316-Ltg-Com-LF | 1/1/2013 |  | DEER2016 HOU Update | FALSE | FALSE |  |  | FALSE | FALSE | FALSE | FALSE | FALSE | FALSE | FALSE | FALSE | FALSE
4601 | C-In-LFLmpBlst-T8-48in-32w-1g+El-IS-NLO-Del(0w)-dWP53-dWC0 | Commercial Indoor General Lighting: Linear Fluorescent Lamp & Ballast permanently delamped. Measure includes Code case. Impacts: Linear Fluorescent-based HOU (varies by BldgType) | DEER2011 | Lighting Disposition | 5/30/2014 00:00:00 | Com-Iltg-dWatt-LF | Non-DEER | Scaled | Delta |  |  | None |  | f |  | t | Com | Any | Lighting | InGen-LF | Ltg_Lmp+Blst | LF_LmpBlst |  | ILtg-Lfluor-Elec |  |  |  | LFLmpBlst-T8-48in-32w-1g+El-RS-NLO(53w) | LFLmpBlst-T8-48in-32w-1g+El-IS-NLO-Del(0w) | LFLmpBlst-T8-48in-32w-1g+El-IS-NLO-Del(0w) | Standard | WP source e.g.: SCE13LG087r0; Expires 6-30-2014; Not used in 2013-14 Lighting Disposition | f | f | Disposition: MeasuresList-May222014.xlsx | ERrul |  | ILtg-Lfluor-Elec |  | None | 1/1/2013 | 6/30/2014 |  | FALSE | FALSE |  |  | FALSE | FALSE | FALSE | FALSE | FALSE | FALSE | FALSE | FALSE | FALSE
4602 | C-In-LFLmpBlst-T8-48in-32w-1g+El-IS-NLO-Del(59w)-dWP30 | Commercial Indoor General Lighting: Linear Fluorescent Lamp & Ballast permanently delamped. Measure includes Code case. Impacts: Linear Fluorescent-based HOU (varies by BldgType) | DEER1314 | Lighting Disposition | 3/6/2015 00:00:00 | Com-Iltg-dWatt-LF | DEER | Scaled | Delta |  |  | None |  | t |  | t | Com | Any | Lighting | InGen-LF | Ltg_Lmp+Blst | LF_LmpBlst |  | ILtg-Lfluor-Elec |  |  |  | LFLmpBlst-T8-48in-32w-1g+El-IS-NLO(89w) | LFLmpBlst-T8-48in-32w-1g+El-IS-NLO(89w) | LFLmpBlst-T8-48in-32w-1g+El-IS-NLO-Del(59w) | Review |  | f | f | Disposition: MeasuresList-Dec1-2014.xlsx | RobNc |  | ILtg-Lfluor-Elec |  | DEER1316-Ltg-Com-LF | 1/1/2013 |  | DEER2016 HOU Update | FALSE | FALSE |  |  | FALSE | FALSE | FALSE | FALSE | FALSE | FALSE | FALSE | FALSE | FALSE
4603 | C-In-LFLmpBlst-T8-48in-32w-1g+El-IS-NLO-Del(59w)-dWP30-dWC0 | Commercial Indoor General Lighting: Linear Fluorescent Lamp & Ballast permanently delamped. Measure includes Code case. Impacts: Linear Fluorescent-based HOU (varies by BldgType) | DEER2011 | Lighting Disposition | 5/30/2014 00:00:00 | Com-Iltg-dWatt-LF | Non-DEER | Scaled | Delta |  |  | None |  | f |  | t | Com | Any | Lighting | InGen-LF | Ltg_Lmp+Blst | LF_LmpBlst |  | ILtg-Lfluor-Elec |  |  |  | LFLmpBlst-T8-48in-32w-1g+El-IS-NLO(89w) | LFLmpBlst-T8-48in-32w-1g+El-IS-NLO-Del(59w) | LFLmpBlst-T8-48in-32w-1g+El-IS-NLO-Del(59w) | Standard | WP source e.g.: SCE13LG087r0; Expires 6-30-2014; Not used in 2013-14 Lighting Disposition | f | f | Disposition: MeasuresList-May222014.xlsx | ERrul |  | ILtg-Lfluor-Elec |  | None | 1/1/2013 | 6/30/2014 |  | FALSE | FALSE |  |  | FALSE | FALSE | FALSE | FALSE | FALSE | FALSE | FALSE | FALSE | FALSE
4604 | C-In-LFLmpBlst-T8-48in-32w-1g+El-IS-NLO-Del(59w)-dWP53 | Commercial Indoor General Lighting: Linear Fluorescent Lamp & Ballast permanently delamped. Measure includes Code case. Impacts: Linear Fluorescent-based HOU (varies by BldgType) | DEER1314 | Lighting Disposition | 3/6/2015 00:00:00 | Com-Iltg-dWatt-LF | DEER | Scaled | Delta |  |  | None |  | t |  | t | Com | Any | Lighting | InGen-LF | Ltg_Lmp+Blst | LF_LmpBlst |  | ILtg-Lfluor-Elec |  |  |  | LFLmpBlst-T8-48in-32w-1g+El-IS-NLO(112w) | LFLmpBlst-T8-48in-32w-1g+El-IS-NLO(112w) | LFLmpBlst-T8-48in-32w-1g+El-IS-NLO-Del(59w) | Review |  | f | f | Disposition: MeasuresList-Dec1-2014.xlsx | RobNc |  | ILtg-Lfluor-Elec |  | DEER1316-Ltg-Com-LF | 1/1/2013 |  | DEER2016 HOU Update | FALSE | FALSE |  |  | FALSE | FALSE | FALSE | FALSE | FALSE | FALSE | FALSE | FALSE | FALSE
4605 | C-In-LFLmpBlst-T8-48in-32w-1g+El-IS-NLO-Del(59w)-dWP53-dWC0 | Commercial Indoor General Lighting: Linear Fluorescent Lamp & Ballast permanently delamped. Measure includes Code case. Impacts: Linear Fluorescent-based HOU (varies by BldgType) | DEER2011 | Lighting Disposition | 5/30/2014 00:00:00 | Com-Iltg-dWatt-LF | Non-DEER | Scaled | Delta |  |  | None |  | f |  | t | Com | Any | Lighting | InGen-LF | Ltg_Lmp+Blst | LF_LmpBlst |  | ILtg-Lfluor-Elec |  |  |  | LFLmpBlst-T8-48in-32w-1g+El-IS-NLO(112w) | LFLmpBlst-T8-48in-32w-1g+El-IS-NLO-Del(59w) | LFLmpBlst-T8-48in-32w-1g+El-IS-NLO-Del(59w) | Standard | WP source e.g.: SCE13LG087r0; Expires 6-30-2014; Not used in 2013-14 Lighting Disposition | f | f | Disposition: MeasuresList-May222014.xlsx | ERrul |  | ILtg-Lfluor-Elec |  | None | 1/1/2013 | 6/30/2014 |  | FALSE | FALSE |  |  | FALSE | FALSE | FALSE | FALSE | FALSE | FALSE | FALSE | FALSE | FALSE
4606 | C-In-LFLmpBlst-T8-48in-32w-1g+El-RS-NLO-Del(0w)-dWP28-dWC0 | Commercial Indoor General Lighting: Linear Fluorescent Lamp & Ballast permanently delamped. Measure includes Code case. Impacts: Linear Fluorescent-based HOU (varies by BldgType) | DEER2011 | Lighting Disposition | 5/30/2014 00:00:00 | Com-Iltg-dWatt-LF | Non-DEER | Scaled | Delta |  |  | None |  | f |  | t | Com | Any | Lighting | InGen-LF | Ltg_Lmp+Blst | LF_LmpBlst |  | ILtg-Lfluor-Elec |  |  |  | LFLmpBlst-T8-48in-32w-1g+El-RS-NLO(28.7w) | LFLmpBlst-T8-48in-32w-1g+El-RS-NLO-Del(0w) | LFLmpBlst-T8-48in-32w-1g+El-RS-NLO-Del(0w) | Standard | WP source e.g.: SCE13LG087r0; Not used in 2013-14 Lighting Disposition | f | f | Disposition: MeasuresList-May222014.xlsx | ERrul |  | ILtg-Lfluor-Elec | Com-Lighting-InGen_T12-48in-43w-A_T8-48in-31w-D_T8-48in-27w-E | None | 1/1/2013 | 6/30/2014 |  | FALSE | FALSE |  |  | FALSE | FALSE | FALSE | FALSE | FALSE | FALSE | FALSE | FALSE | FALSE
4607 | C-In-LFLmpBlst-T8-48in-32w-1g+El-RS-NLO-Del(32w)-dWP28 | Commercial Indoor General Lighting: Linear Fluorescent Lamp & Ballast permanently delamped. Measure includes Code case. Impacts: Linear Fluorescent-based HOU (varies by BldgType) | DEER1314 | Lighting Disposition | 3/6/2015 00:00:00 | Com-Iltg-dWatt-LF | DEER | Scaled | Delta |  |  | None |  | t |  | t | Com | Any | Lighting | InGen-LF | Ltg_Lmp+Blst | LF_LmpBlst |  | ILtg-Lfluor-Elec |  |  |  | LFLmpBlst-T8-48in-32w-1g+El-RS-NLO(60w) | LFLmpBlst-T8-48in-32w-1g+El-RS-NLO(60w) | LFLmpBlst-T8-48in-32w-1g+El-RS-NLO-Del(32w) | Review |  | f | f | Disposition: MeasuresList-Dec1-2014.xlsx | RobNc |  | ILtg-Lfluor-Elec |  | DEER1316-Ltg-Com-LF | 1/1/2013 |  | DEER2016 HOU Update | FALSE | FALSE |  |  | FALSE | FALSE | FALSE | FALSE | FALSE | FALSE | FALSE | FALSE | FALSE
4608 | C-In-LFLmpBlst-T8-48in-32w-1g+El-RS-NLO-Del(32w)-dWP80 | Commercial Indoor General Lighting: Linear Fluorescent Lamp & Ballast permanently delamped. Measure includes Code case. Impacts: Linear Fluorescent-based HOU (varies by BldgType) | DEER1314 | Lighting Disposition | 3/6/2015 00:00:00 | Com-Iltg-dWatt-LF | Non-DEER | Scaled | Delta |  |  | None |  | t |  | t | Com | Any | Lighting | InGen-LF | Ltg_Lmp+Blst | LF_LmpBlst |  | ILtg-Lfluor-Elec |  |  |  | LFLmpBlst-T8-48in-32w-1g+El-IS-NLO(112w) | LFLmpBlst-T8-48in-32w-1g+El-IS-NLO(112w) | LFLmpBlst-T8-48in-32w-1g+El-RS-NLO-Del(32w) | Review |  | f | f | Disposition: MeasuresList-Dec1-2014.xlsx | RobNc |  | ILtg-Lfluor-Elec |  | DEER1316-Ltg-Com-LF | 1/1/2013 |  | DEER2016 HOU Update | FALSE | FALSE |  |  | FALSE | FALSE | FALSE | FALSE | FALSE | FALSE | FALSE | FALSE | FALSE
4609 | C-In-LFLmpBlst-T8-48in-32w-2g+El-IS-HLO(65w)-dWP58-dWC0 | Commercial Indoor General Lighting: more efficient Linear Fluorescent Lamp & Ballast installed. Measure includes Code case. Impacts: Linear Fluorescent-based HOU (varies by BldgType) | DEER1314 | Lighting Disposition | 3/6/2015 00:00:00 | Com-Iltg-dWatt-LF | DEER | Scaled | Delta |  |  | None |  | t |  | t | Com | Any | Lighting | InGen-LF | Ltg_Lmp+Blst | LF_LmpBlst |  | ILtg-Lfluor-Elec |  |  |  | LFLmpBlst-T12-96in-60w+MagES-RS-NLO(123w) | LFLmpBlst-T8-48in-32w-2g+El-IS-HLO(65w) | LFLmpBlst-T8-48in-32w-2g+El-IS-HLO(65w) | Review |  | f | f | Disposition: MeasuresList-Dec1-2014.xlsx | ERrul |  | ILtg-Lfluor-T12Mag |  | DEER1316-Ltg-Com-LF | 1/1/2013 |  | DEER2016 HOU Update | FALSE | FALSE |  |  | FALSE | FALSE | FALSE | FALSE | FALSE | FALSE | FALSE | FALSE | FALSE
4610 | C-In-LFLmpBlst-T8-48in-32w-2g+El-IS-HLO(65w)-dWP58-dWC44 | Commercial Indoor General Lighting: more efficient Linear Fluorescent Lamp & Ballast installed. Measure includes Code case. Impacts: Linear Fluorescent-based HOU (varies by BldgType) | DEER2011 | Lighting Disposition | 5/30/2014 00:00:00 | Com-Iltg-dWatt-LF | Non-DEER | Scaled | Delta |  |  | None |  | f |  | t | Com | Any | Lighting | InGen-LF | Ltg_Lmp+Blst | LF_LmpBlst |  | ILtg-Lfluor-Elec |  |  |  | LFLmpBlst-T12-96in-60w+MagES-RS-NLO(123w) | LFLmpBlst-T8-96in-59w+El-IS-NLO(109w) | LFLmpBlst-T8-48in-32w-2g+El-IS-HLO(65w) | Standard | WP source e.g.: WPSDGENRLG0013r3; Not used in 2013-14 Lighting Disposition | f | f | Disposition: MeasuresList-May222014.xlsx | ErRobNc |  | ILtg-Lfluor-T12Mag | Com-Lighting-InGen_T12-48in-36w-B_T8-48in-31w-D_T8-48in-27w-E | None | 1/1/2013 | 6/30/2014 |  | FALSE | FALSE |  |  | FALSE | FALSE | FALSE | FALSE | FALSE | FALSE | FALSE | FALSE | FALSE
4611 | C-In-LFLmpBlst-T8-48in-32w-2g+El-IS-HLO(65w)-dWP79-dWC0 | Commercial Indoor General Lighting: more efficient Linear Fluorescent Lamp & Ballast installed. Measure includes Code case. Impacts: Linear Fluorescent-based HOU (varies by BldgType) | DEER1314 | Lighting Disposition | 3/6/2015 00:00:00 | Com-Iltg-dWatt-LF | DEER | Scaled | Delta |  |  | None |  | t |  | t | Com | Any | Lighting | InGen-LF | Ltg_Lmp+Blst | LF_LmpBlst |  | ILtg-Lfluor-Elec |  |  |  | LFLmpBlst-T12-48in-34w+MagES-RS-NLO(144w) | LFLmpBlst-T8-48in-32w-2g+El-IS-HLO(65w) | LFLmpBlst-T8-48in-32w-2g+El-IS-HLO(65w) | Review |  | f | f | Disposition: MeasuresList-Dec1-2014.xlsx | ERrul |  | ILtg-Lfluor-T12Mag |  | DEER1316-Ltg-Com-LF | 1/1/2013 |  | DEER2016 HOU Update | FALSE | FALSE |  |  | FALSE | FALSE | FALSE | FALSE | FALSE | FALSE | FALSE | FALSE | FALSE
4612 | C-In-LFLmpBlst-T8-48in-32w-2g+El-IS-NLO(112w)-dWP104-dWC0 | Commercial Indoor General Lighting: more efficient Linear Fluorescent Lamp & Ballast installed. Measure includes Code case. Impacts: Linear Fluorescent-based HOU (varies by BldgType) | DEER1314 | Lighting Disposition | 3/6/2015 00:00:00 | Com-Iltg-dWatt-LF | DEER | Scaled | Delta |  |  | None |  | t |  | t | Com | Any | Lighting | InGen-LF | Ltg_Lmp+Blst | LF_LmpBlst |  | ILtg-Lfluor-Elec |  |  |  | LFLmpBlst-T12-48in-34w+MagES-RS-NLO(216w) | LFLmpBlst-T8-48in-32w-2g+El-IS-NLO(112w) | LFLmpBlst-T8-48in-32w-2g+El-IS-NLO(112w) | Review |  | f | f | Disposition: MeasuresList-Dec1-2014.xlsx | ERrul |  | ILtg-Lfluor-T12Mag |  | DEER1316-Ltg-Com-LF | 1/1/2013 |  | DEER2016 HOU Update | FALSE | FALSE |  |  | FALSE | FALSE | FALSE | FALSE | FALSE | FALSE | FALSE | FALSE | FALSE
4613 | C-In-LFLmpBlst-T8-48in-32w-2g+El-IS-NLO(112w)-dWP104-dWC63 | Commercial Indoor General Lighting: more efficient Linear Fluorescent Lamp & Ballast installed. Measure includes Code case. Impacts: Linear Fluorescent-based HOU (varies by BldgType) | DEER2011 | Lighting Disposition | 5/30/2014 00:00:00 | Com-Iltg-dWatt-LF | Non-DEER | Scaled | Delta |  |  | None |  | f |  | t | Com | Any | Lighting | InGen-LF | Ltg_Lmp+Blst | LF_LmpBlst |  | ILtg-Lfluor-Elec |  |  |  | LFLmpBlst-T12-48in-34w+MagES-RS-NLO(216w) | LFLmpBlst-T8-48in-32w-1g+El-IS-NLO(175w) | LFLmpBlst-T8-48in-32w-2g+El-IS-NLO(112w) | Standard | WP source e.g.: PGECOLTG160r1; Expires 6-30-2014; Not used in 2013-14 Lighting Disposition | f | f | Disposition: MeasuresList-May222014.xlsx | ErRobNc |  | ILtg-Lfluor-T12Mag |  | None | 1/1/2013 | 6/30/2014 |  | FALSE | FALSE |  |  | FALSE | FALSE | FALSE | FALSE | FALSE | FALSE | FALSE | FALSE | FALSE
4614 | C-In-LFLmpBlst-T8-48in-32w-2g+El-IS-NLO(175w)-dWP41-dWC0 | Commercial Indoor General Lighting: more efficient Linear Fluorescent Lamp & Ballast installed. Measure includes Code case. Impacts: Linear Fluorescent-based HOU (varies by BldgType) | DEER1314 | Lighting Disposition | 3/6/2015 00:00:00 | Com-Iltg-dWatt-LF | DEER | Scaled | Delta |  |  | None |  | t |  | t | Com | Any | Lighting | InGen-LF | Ltg_Lmp+Blst | LF_LmpBlst |  | ILtg-Lfluor-Elec |  |  |  | LFLmpBlst-T12-48in-34w+MagES-RS-NLO(216w) | LFLmpBlst-T8-48in-32w-2g+El-IS-NLO(175w) | LFLmpBlst-T8-48in-32w-2g+El-IS-NLO(175w) | Review |  | f | f | Disposition: MeasuresList-Dec1-2014.xlsx | ERrul |  | ILtg-Lfluor-T12Mag |  | DEER1316-Ltg-Com-LF | 1/1/2013 |  | DEER2016 HOU Update | FALSE | FALSE |  |  | FALSE | FALSE | FALSE | FALSE | FALSE | FALSE | FALSE | FALSE | FALSE
4615 | C-In-LFLmpBlst-T8-48in-32w-2g+El-IS-NLO(175w)-dWP41-dWC7 | Commercial Indoor General Lighting: more efficient Linear Fluorescent Lamp & Ballast installed. Measure includes Code case. Impacts: Linear Fluorescent-based HOU (varies by BldgType) | DEER1314 | Lighting Disposition | 3/6/2015 00:00:00 | Com-Iltg-dWatt-LF | DEER | Scaled | Delta |  |  | None |  | f |  | t | Com | Any | Lighting | InGen-LF | Ltg_Lmp+Blst | LF_LmpBlst |  | ILtg-Lfluor-Elec |  |  |  | LFLmpBlst-T12-48in-34w+MagES-RS-NLO(216w) | LFLmpBlst-T8-48in-32w-2g+El-RS-NLO(182w) | LFLmpBlst-T8-48in-32w-2g+El-IS-NLO(175w) | Review | WP source e.g.: SCE13LG087r0 | f | f | Disposition: MeasuresList-May222014.xlsx | ErRobNc |  | ILtg-Lfluor-T12Mag | Com-Lighting-InGen_T12-48in-72w-A_T8-48in-59w-C_T8-48in-45w | DEER1316-Ltg-Com-LF | 1/1/2013 |  | DEER2016 HOU Update | FALSE | FALSE |  |  | FALSE | FALSE | FALSE | FALSE | FALSE | FALSE | FALSE | FALSE | FALSE
4616 | C-In-LFLmpBlst-T8-48in-32w-2g+El-IS-NLO(175w)-dWP71-dWC0 | Commercial Indoor General Lighting: more efficient Linear Fluorescent Lamp & Ballast installed. Measure includes Code case. Impacts: Linear Fluorescent-based HOU (varies by BldgType) | DEER1314 | Lighting Disposition | 3/6/2015 00:00:00 | Com-Iltg-dWatt-LF | DEER | Scaled | Delta |  |  | None |  | f |  | t | Com | Any | Lighting | InGen-LF | Ltg_Lmp+Blst | LF_LmpBlst |  | ILtg-Lfluor-Elec |  |  |  | LFLmpBlst-T12-96in-60w+MagES-RS-NLO(246w) | LFLmpBlst-T8-48in-32w-2g+El-IS-NLO(175w) | LFLmpBlst-T8-48in-32w-2g+El-IS-NLO(175w) | Review | WP source e.g.: SCE13LG095r0 | f | f | Disposition: MeasuresList-May222014.xlsx | ERrul |  | ILtg-Lfluor-T12Mag |  | DEER1316-Ltg-Com-LF | 1/1/2013 |  | DEER2016 HOU Update | FALSE | FALSE |  |  | FALSE | FALSE | FALSE | FALSE | FALSE | FALSE | FALSE | FALSE | FALSE
4617 | C-In-LFLmpBlst-T8-48in-32w-2g+El-IS-NLO(31w)-dWP12-dWC0 | Commercial Indoor General Lighting: more efficient Linear Fluorescent Lamp & Ballast installed. Measure includes Code case. Impacts: Linear Fluorescent-based HOU (varies by BldgType) | DEER1314 | Lighting Disposition | 3/6/2015 00:00:00 | Com-Iltg-dWatt-LF | DEER | Scaled | Delta |  |  | None |  | f |  | t | Com | Any | Lighting | InGen-LF | Ltg_Lmp+Blst | LF_LmpBlst |  | ILtg-Lfluor-Elec |  |  |  | LFLmpBlst-T12-48in-34w+MagES-RS-NLO(43w) | LFLmpBlst-T8-48in-32w-2g+El-IS-NLO(31w) | LFLmpBlst-T8-48in-32w-2g+El-IS-NLO(31w) | Review | WP source e.g.: WPSDGENRLG0022r3 | f | f | Disposition: MeasuresList-May222014.xlsx | ERrul |  | ILtg-Lfluor-T12Mag |  | DEER1316-Ltg-Com-LF | 1/1/2013 |  | DEER2016 HOU Update | FALSE | FALSE |  |  | FALSE | FALSE | FALSE | FALSE | FALSE | FALSE | FALSE | FALSE | FALSE
4618 | C-In-LFLmpBlst-T8-48in-32w-2g+El-IS-NLO(59w)-dWP13-dWC1 | Commercial Indoor General Lighting: more efficient Linear Fluorescent Lamp & Ballast installed. Measure includes Code case. Impacts: Linear Fluorescent-based HOU (varies by BldgType) | DEER1314 | Lighting Disposition | 3/6/2015 00:00:00 | Com-Iltg-dWatt-LF | DEER | Scaled | Delta |  |  | None |  | f |  | t | Com | Any | Lighting | InGen-LF | Ltg_Lmp+Blst | LF_LmpBlst |  | ILtg-Lfluor-Elec |  |  |  | LFLmpBlst-T12-48in-34w+MagES-RS-NLO(72w) | LFLmpBlst-T8-48in-32w-2g+El-RS-NLO(60w) | LFLmpBlst-T8-48in-32w-2g+El-IS-NLO(59w) | Review | WP source e.g.: WPSDGENRLG0022r3 | f | f | Disposition: MeasuresList-May222014.xlsx | ErRobNc |  | ILtg-Lfluor-T12Mag |  | DEER1316-Ltg-Com-LF | 1/1/2013 |  | DEER2016 HOU Update | FALSE | FALSE |  |  | FALSE | FALSE | FALSE | FALSE | FALSE | FALSE | FALSE | FALSE | FALSE
4619 | C-In-LFLmpBlst-T8-48in-32w-2g+El-IS-NLO(59w)-dWP85-dWC0 | Commercial Indoor General Lighting: more efficient Linear Fluorescent Lamp & Ballast installed. Measure includes Code case. Impacts: Linear Fluorescent-based HOU (varies by BldgType) | DEER1314 | Lighting Disposition | 3/6/2015 00:00:00 | Com-Iltg-dWatt-LF | DEER | Scaled | Delta |  |  | None |  | t |  | t | Com | Any | Lighting | InGen-LF | Ltg_Lmp+Blst | LF_LmpBlst |  | ILtg-Lfluor-Elec |  |  |  | LFLmpBlst-T12-48in-34w+MagES-RS-NLO(144w) | LFLmpBlst-T8-48in-32w-2g+El-IS-NLO(59w) | LFLmpBlst-T8-48in-32w-2g+El-IS-NLO(59w) | Review |  | f | f | Disposition: MeasuresList-Dec1-2014.xlsx | ERrul |  | ILtg-Lfluor-T12Mag |  | DEER1316-Ltg-Com-LF | 1/1/2013 |  | DEER2016 HOU Update | FALSE | FALSE |  |  | FALSE | FALSE | FALSE | FALSE | FALSE | FALSE | FALSE | FALSE | FALSE
4620 | C-In-LFLmpBlst-T8-48in-32w-2g+El-IS-NLO+Refl(59w)-dWP85-dWC0 | Commercial Indoor General Lighting: more efficient Linear Fluorescent Lamp & Ballast installed. Measure includes Code case. Impacts: Linear Fluorescent-based HOU (varies by BldgType) | DEER1314 | Lighting Disposition | 3/6/2015 00:00:00 | Com-Iltg-dWatt-LF | DEER | Scaled | Delta |  |  | None |  | t |  | t | Com | Any | Lighting | InGen-LF | Ltg_Lmp+Blst | LF_LmpBlst |  | ILtg-Lfluor-Elec |  |  |  | LFLmpBlst-T12-48in-34w+MagES-RS-NLO(144w) | LFLmpBlst-T8-48in-32w-2g+El-IS-NLO+Refl(59w) | LFLmpBlst-T8-48in-32w-2g+El-IS-NLO+Refl(59w) | Review |  | f | f | Disposition: MeasuresList-Dec1-2014.xlsx | ERrul |  | ILtg-Lfluor-T12Mag |  | DEER1316-Ltg-Com-LF | 1/1/2013 |  | DEER2016 HOU Update | FALSE | FALSE |  |  | FALSE | FALSE | FALSE | FALSE | FALSE | FALSE | FALSE | FALSE | FALSE
4621 | C-In-LFLmpBlst-T8-48in-32w-2g+El-IS-NLO+Refl(59w)-dWP85-dWC53 | Commercial Indoor General Lighting: more efficient Linear Fluorescent Lamp & Ballast installed. Measure includes Code case. Impacts: Linear Fluorescent-based HOU (varies by BldgType) | DEER2011 | Lighting Disposition | 5/30/2014 00:00:00 | Com-Iltg-dWatt-LF | Non-DEER | Scaled | Delta |  |  | None |  | f |  | t | Com | Any | Lighting | InGen-LF | Ltg_Lmp+Blst | LF_LmpBlst |  | ILtg-Lfluor-Elec |  |  |  | LFLmpBlst-T12-48in-34w+MagES-RS-NLO(144w) | LFLmpBlst-T8-48in-32w-1g+El-IS-NLO(112w) | LFLmpBlst-T8-48in-32w-2g+El-IS-NLO+Refl(59w) | Standard | WP source e.g.: SCE13LG095r0; Expires 6-30-2014; Not used in 2013-14 Lighting Disposition | f | f | Disposition: MeasuresList-May222014.xlsx | ErRobNc |  | ILtg-Lfluor-T12Mag |  | None | 1/1/2013 | 6/30/2014 |  | FALSE | FALSE |  |  | FALSE | FALSE | FALSE | FALSE | FALSE | FALSE | FALSE | FALSE | FALSE
4622 | C-In-LFLmpBlst-T8-48in-32w-2g+El-IS-NLO-Dim(59w)-dWP85-dWC0 | Commercial Indoor General Lighting: more efficient Linear Fluorescent Lamp & Ballast installed. Measure includes Code case. Impacts: Linear Fluorescent-based HOU (varies by BldgType) | DEER1314 | Lighting Disposition | 3/6/2015 00:00:00 | Com-Iltg-dWatt-LF | DEER | Scaled | Delta |  |  | None |  | t |  | t | Com | Any | Lighting | InGen-LF | Ltg_Lmp+Blst | LF_LmpBlst |  | ILtg-Lfluor-Elec |  |  |  | LFLmpBlst-T12-48in-34w+MagES-RS-NLO(144w) | LFLmpBlst-T8-48in-32w-2g+El-IS-NLO-Dim(59w) | LFLmpBlst-T8-48in-32w-2g+El-IS-NLO-Dim(59w) | Review |  | f | f | Disposition: MeasuresList-Dec1-2014.xlsx | ERrul |  | ILtg-Lfluor-T12Mag |  | DEER1316-Ltg-Com-LF | 1/1/2013 |  | DEER2016 HOU Update | FALSE | FALSE |  |  | FALSE | FALSE | FALSE | FALSE | FALSE | FALSE | FALSE | FALSE | FALSE
4623 | C-In-LFLmpBlst-T8-48in-32w-2g+El-IS-NLO-Dim(59w)-dWP85-dWC49 | Commercial Indoor General Lighting: more efficient Linear Fluorescent Lamp & Ballast installed. Measure includes Code case. Impacts: Linear Fluorescent-based HOU (varies by BldgType) | DEER2011 | Lighting Disposition | 5/30/2014 00:00:00 | Com-Iltg-dWatt-LF | Non-DEER | Scaled | Delta |  |  | None |  | f |  | t | Com | Any | Lighting | InGen-LF | Ltg_Lmp+Blst | LF_LmpBlst |  | ILtg-Lfluor-Elec |  |  |  | LFLmpBlst-T12-48in-34w+MagES-RS-NLO(144w) | LFLmpBlst-T8-48in-32w-3g+El-IS-NLO-1(108w) | LFLmpBlst-T8-48in-32w-2g+El-IS-NLO-Dim(59w) | Standard | WP source e.g.: WPSDGENRLG0013r3; Expires 6-30-2014; Not used in 2013-14 Lighting Disposition | f | f | Disposition: MeasuresList-May222014.xlsx | ErRobNc |  | ILtg-Lfluor-T12Mag |  | None | 1/1/2013 | 6/30/2014 |  | FALSE | FALSE |  |  | FALSE | FALSE | FALSE | FALSE | FALSE | FALSE | FALSE | FALSE | FALSE
4624 | C-In-LFLmpBlst-T8-48in-32w-2g+El-IS-NLO-Dim(70w)-dWP42-dWC10 | Commercial Indoor General Lighting: more efficient Linear Fluorescent Lamp & Ballast installed. Measure includes Code case. Impacts: Linear Fluorescent-based HOU (varies by BldgType) | DEER1314 | Lighting Disposition | 3/6/2015 00:00:00 | Com-Iltg-dWatt-LF | DEER | Scaled | Delta |  |  | None |  | f |  | t | Com | Any | Lighting | InGen-LF | Ltg_Lmp+Blst | LF_LmpBlst |  | ILtg-Lfluor-Elec |  |  |  | LFLmpBlst-T12-96in-95w+MagStd-RS-HLO(112w) | LFLmpBlst-T8-96in-86w+El-IS-NLO(80w) | LFLmpBlst-T8-48in-32w-2g+El-IS-NLO-Dim(70w) | Review | WP source e.g.: SCE13LG087r0 | f | f | Disposition: MeasuresList-May222014.xlsx | ErRobNc |  | ILtg-Lfluor-T12Mag |  | DEER1316-Ltg-Com-LF | 1/1/2013 |  | DEER2016 HOU Update | FALSE | FALSE |  |  | FALSE | FALSE | FALSE | FALSE | FALSE | FALSE | FALSE | FALSE | FALSE
4625 | C-In-LFLmpBlst-T8-48in-32w-2g+El-IS-RLO(102w)-dWP21-dWC10 | Commercial Indoor General Lighting: more efficient Linear Fluorescent Lamp & Ballast installed. Measure includes Code case. Impacts: Linear Fluorescent-based HOU (varies by BldgType) | DEER1314 | Lighting Disposition | 3/6/2015 00:00:00 | Com-Iltg-dWatt-LF | DEER | Scaled | Delta |  |  | None |  | f |  | t | Com | Any | Lighting | InGen-LF | Ltg_Lmp+Blst | LF_LmpBlst |  | ILtg-Lfluor-Elec |  |  |  | LFLmpBlst-T12-96in-60w+MagES-RS-NLO(123w) | LFLmpBlst-T8-48in-32w-2g+El-IS-NLO(112w) | LFLmpBlst-T8-48in-32w-2g+El-IS-RLO(102w) | Review | WP source e.g.: SCE13LG087r0 | f | f | Disposition: MeasuresList-May222014.xlsx | ErRobNc |  | ILtg-Lfluor-T12Mag |  | DEER1316-Ltg-Com-LF | 1/1/2013 |  | DEER2016 HOU Update | FALSE | FALSE |  |  | FALSE | FALSE | FALSE | FALSE | FALSE | FALSE | FALSE | FALSE | FALSE
4626 | C-In-LFLmpBlst-T8-48in-32w-2g+El-IS-RLO(102w)-dWP42-dWC10 | Commercial Indoor General Lighting: more efficient Linear Fluorescent Lamp & Ballast installed. Measure includes Code case. Impacts: Linear Fluorescent-based HOU (varies by BldgType) | DEER1314 | Lighting Disposition | 3/6/2015 00:00:00 | Com-Iltg-dWatt-LF | DEER | Scaled | Delta |  |  | None |  | f |  | t | Com | Any | Lighting | InGen-LF | Ltg_Lmp+Blst | LF_LmpBlst |  | ILtg-Lfluor-Elec |  |  |  | LFLmpBlst-T12-48in-34w+MagES-RS-NLO(144w) | LFLmpBlst-T8-48in-32w-2g+El-IS-NLO(112w) | LFLmpBlst-T8-48in-32w-2g+El-IS-RLO(102w) | Review | WP source e.g.: SCE13LG087r0 | f | f | Disposition: MeasuresList-May222014.xlsx | ErRobNc |  | ILtg-Lfluor-T12Mag | Com-Lighting-InGen_T12-96in-246w-A_T8-48in-175w-B_T8-48in-175w-B | DEER1316-Ltg-Com-LF | 1/1/2013 |  | DEER2016 HOU Update | FALSE | FALSE |  |  | FALSE | FALSE | FALSE | FALSE | FALSE | FALSE | FALSE | FALSE | FALSE
4627 | C-In-LFLmpBlst-T8-48in-32w-2g+El-IS-RLO(102w)-dWP58-dWC10 | Commercial Indoor General Lighting: more efficient Linear Fluorescent Lamp & Ballast installed. Measure includes Code case. Impacts: Linear Fluorescent-based HOU (varies by BldgType) | DEER1314 | Lighting Disposition | 3/6/2015 00:00:00 | Com-Iltg-dWatt-LF | DEER | Scaled | Delta |  |  | None |  | f |  | t | Com | Any | Lighting | InGen-LF | Ltg_Lmp+Blst | LF_LmpBlst |  | ILtg-Lfluor-Elec |  |  |  | LFLmpBlst-T12-48in-39w+Hyb-IS-NLO(160w) | LFLmpBlst-T8-48in-32w-2g+El-IS-NLO(112w) | LFLmpBlst-T8-48in-32w-2g+El-IS-RLO(102w) | Review | WP source e.g.: SCE13LG087r0 | f | f | Disposition: MeasuresList-May222014.xlsx | ErRobNc |  | ILtg-Lfluor-T12Mag | Com-Lighting-InGen_T12-48in-43w-A_T8-48in-31w-D_T8-48in-31w-D | DEER1316-Ltg-Com-LF | 1/1/2013 |  | DEER2016 HOU Update | FALSE | FALSE |  |  | FALSE | FALSE | FALSE | FALSE | FALSE | FALSE | FALSE | FALSE | FALSE
4628 | C-In-LFLmpBlst-T8-48in-32w-2g+El-IS-RLO(156w)-dWP54-dWC19 | Commercial Indoor General Lighting: more efficient Linear Fluorescent Lamp & Ballast installed. Measure includes Code case. Impacts: Linear Fluorescent-based HOU (varies by BldgType) | DEER1314 | Lighting Disposition | 3/6/2015 00:00:00 | Com-Iltg-dWatt-LF | DEER | Scaled | Delta |  |  | None |  | t |  | t | Com | Any | Lighting | InGen-LF | Ltg_Lmp+Blst | LF_LmpBlst |  | ILtg-Lfluor-Elec |  |  |  | LFLmpBlst-T12-96in-60w+MagES-RS-NLO(210w) | LFLmpBlst-T8-48in-32w-2g+El-IS-NLO(175w) | LFLmpBlst-T8-48in-32w-2g+El-IS-RLO(156w) | Review |  | f | f | Disposition: MeasuresList-Dec1-2014.xlsx | ErRobNc |  | ILtg-Lfluor-T12Mag | Com-Lighting-InGen_T12-96in-210w_T8-48in-175w-B_T8-48in-156w-B | DEER1316-Ltg-Com-LF | 1/1/2013 |  | DEER2016 HOU Update | FALSE | FALSE |  |  | FALSE | FALSE | FALSE | FALSE | FALSE | FALSE | FALSE | FALSE | FALSE
4629 | C-In-LFLmpBlst-T8-48in-32w-2g+El-IS-RLO(156w)-dWP54-dWC26 | Commercial Indoor General Lighting: more efficient Linear Fluorescent Lamp & Ballast installed. Measure includes Code case. Impacts: Linear Fluorescent-based HOU (varies by BldgType) | DEER2011 | Lighting Disposition | 5/30/2014 00:00:00 | Com-Iltg-dWatt-LF | Non-DEER | Scaled | Delta |  |  | None |  | f |  | t | Com | Any | Lighting | InGen-LF | Ltg_Lmp+Blst | LF_LmpBlst |  | ILtg-Lfluor-Elec |  |  |  | LFLmpBlst-T12-96in-60w+MagES-RS-NLO(210w) | LFLmpBlst-T8-48in-32w-1g+El-RS-NLO(182w) | LFLmpBlst-T8-48in-32w-2g+El-IS-RLO(156w) | Standard | WP source e.g.: SCE13LG087r0; Not used in 2013-14 Lighting Disposition | f | f | Disposition: MeasuresList-May222014.xlsx | ErRobNc |  | ILtg-Lfluor-T12Mag |  | None | 1/1/2013 | 6/30/2014 |  | FALSE | FALSE |  |  | FALSE | FALSE | FALSE | FALSE | FALSE | FALSE | FALSE | FALSE | FALSE
4630 | C-In-LFLmpBlst-T8-48in-32w-2g+El-IS-RLO(78w)-dWP37-dWC11 | Commercial Indoor General Lighting: more efficient Linear Fluorescent Lamp & Ballast installed. Measure includes Code case. Impacts: Linear Fluorescent-based HOU (varies by BldgType) | DEER1314 | Lighting Disposition | 3/6/2015 00:00:00 | Com-Iltg-dWatt-LF | DEER | Scaled | Delta |  |  | None |  | f |  | t | Com | Any | Lighting | InGen-LF | Ltg_Lmp+Blst | LF_LmpBlst |  | ILtg-Lfluor-Elec |  |  |  | LFLmpBlst-T12-48in-34w+MagES-RS-NLO(115w) | LFLmpBlst-T8-48in-32w-2g+El-IS-NLO(89w) | LFLmpBlst-T8-48in-32w-2g+El-IS-RLO(78w) | Review | WP source e.g.: SCE13LG087r0 | f | f | Disposition: MeasuresList-May222014.xlsx | ErRobNc |  | ILtg-Lfluor-T12Mag |  | DEER1316-Ltg-Com-LF | 1/1/2013 |  | DEER2016 HOU Update | FALSE | FALSE |  |  | FALSE | FALSE | FALSE | FALSE | FALSE | FALSE | FALSE | FALSE | FALSE
4631 | C-In-LFLmpBlst-T8-48in-32w-2g+El-IS-RLO(78w)-dWP42-dWC11 | Commercial Indoor General Lighting: more efficient Linear Fluorescent Lamp & Ballast installed. Measure includes Code case. Impacts: Linear Fluorescent-based HOU (varies by BldgType) | DEER1314 | Lighting Disposition | 3/6/2015 00:00:00 | Com-Iltg-dWatt-LF | DEER | Scaled | Delta |  |  | None |  | f |  | t | Com | Any | Lighting | InGen-LF | Ltg_Lmp+Blst | LF_LmpBlst |  | ILtg-Lfluor-Elec |  |  |  | LFLmpBlst-T12-48in-39w+Hyb-IS-NLO(120w) | LFLmpBlst-T8-48in-32w-2g+El-IS-NLO(89w) | LFLmpBlst-T8-48in-32w-2g+El-IS-RLO(78w) | Review | WP source e.g.: SCE13LG087r0 | f | f | Disposition: MeasuresList-May222014.xlsx | ErRobNc |  | ILtg-Lfluor-T12Mag |  | DEER1316-Ltg-Com-LF | 1/1/2013 |  | DEER2016 HOU Update | FALSE | FALSE |  |  | FALSE | FALSE | FALSE | FALSE | FALSE | FALSE | FALSE | FALSE | FALSE
4632 | C-In-LFLmpBlst-T8-48in-32w-2g+El-IS-VHLO(41w)-dWP31-dWC19 | Commercial Indoor General Lighting: more efficient Linear Fluorescent Lamp & Ballast installed. Measure includes Code case. Impacts: Linear Fluorescent-based HOU (varies by BldgType) | DEER1314 | Lighting Disposition | 3/6/2015 00:00:00 | Com-Iltg-dWatt-LF | DEER | Scaled | Delta |  |  | None |  | f |  | t | Com | Any | Lighting | InGen-LF | Ltg_Lmp+Blst | LF_LmpBlst |  | ILtg-Lfluor-Elec |  |  |  | LFLmpBlst-T12-48in-34w+MagES-RS-NLO(72w) | LFLmpBlst-T8-48in-32w-2g+El-RS-NLO(60w) | LFLmpBlst-T8-48in-32w-2g+El-IS-VHLO(41w) | Review | WP source e.g.: SCE13LG087r0 | f | f | Disposition: MeasuresList-May222014.xlsx | ErRobNc |  | ILtg-Lfluor-T12Mag |  | DEER1316-Ltg-Com-LF | 1/1/2013 |  | DEER2016 HOU Update | FALSE | FALSE |  |  | FALSE | FALSE | FALSE | FALSE | FALSE | FALSE | FALSE | FALSE | FALSE
4633 | C-In-LFLmpBlst-T8-48in-32w-2g+El-IS-VHLO(79w)-dWP65-dWC11 | Commercial Indoor General Lighting: more efficient Linear Fluorescent Lamp & Ballast installed. Measure includes Code case. Impacts: Linear Fluorescent-based HOU (varies by BldgType) | DEER2011 | Lighting Disposition | 5/30/2014 00:00:00 | Com-Iltg-dWatt-LF | Non-DEER | Scaled | Delta |  |  | None |  | f |  | t | Com | Any | Lighting | InGen-LF | Ltg_Lmp+Blst | LF_LmpBlst |  | ILtg-Lfluor-Elec |  |  |  | LFLmpBlst-T12-48in-34w+MagES-RS-NLO(144w) | LFLmpBlst-T8-48in-32w-2g+El-IS-NLO(90w) | LFLmpBlst-T8-48in-32w-2g+El-IS-VHLO(79w) | Standard | WP source e.g.: SCE13LG087r0; Not used in 2013-14 Lighting Disposition | f | f | Disposition: MeasuresList-May222014.xlsx | ErRobNc |  | ILtg-Lfluor-T12Mag | Com-Lighting-InGen_T12-96in-123w-A_T8-48in-112w-D_T8-48in-102w-B | None | 1/1/2013 | 6/30/2014 |  | FALSE | FALSE |  |  | FALSE | FALSE | FALSE | FALSE | FALSE | FALSE | FALSE | FALSE | FALSE
4634 | C-In-LFLmpBlst-T8-48in-32w-2g+El-RS-NLO(182w)-dWP34 | Commercial Indoor General Lighting: more efficient Linear Fluorescent Lamp & Ballast installed. Measure includes Code case. Impacts: Linear Fluorescent-based HOU (varies by BldgType) | DEER2011 | Lighting Disposition | 5/30/2014 00:00:00 | Com-Iltg-dWatt-LF | Non-DEER | Scaled | Delta |  |  | None |  | f |  | t | Com | Any | Lighting | InGen-LF | Ltg_Lmp+Blst | LF_LmpBlst |  | ILtg-Lfluor-Elec |  |  |  | LFLmpBlst-T12-48in-34w+MagES-RS-NLO(216w) | LFLmpBlst-T12-48in-34w+MagES-RS-NLO(216w) | LFLmpBlst-T8-48in-32w-2g+El-RS-NLO(182w) | Standard | WP source e.g.: SCE13LG087r0; Not used in 2013-14 Lighting Disposition | f | f | Disposition: MeasuresList-May222014.xlsx | RobNc |  | ILtg-Lfluor-T12Mag | Com-Lighting-InGen_T12-48in-144w-A_T8-48in-112w-D_T8-48in-102w-B | None | 1/1/2013 | 6/30/2014 |  | FALSE | FALSE |  |  | FALSE | FALSE | FALSE | FALSE | FALSE | FALSE | FALSE | FALSE | FALSE
4635 | C-In-LFLmpBlst-T8-48in-32w-2g+El-RS-RLO(54w)-dWP18-dWC6 | Commercial Indoor General Lighting: more efficient Linear Fluorescent Lamp & Ballast installed. Measure includes Code case. Impacts: Linear Fluorescent-based HOU (varies by BldgType) | DEER1314 | Lighting Disposition | 3/6/2015 00:00:00 | Com-Iltg-dWatt-LF | DEER | Scaled | Delta |  |  | None |  | f |  | t | Com | Any | Lighting | InGen-LF | Ltg_Lmp+Blst | LF_LmpBlst |  | ILtg-Lfluor-Elec |  |  |  | LFLmpBlst-T12-48in-34w+MagES-RS-NLO(72w) | LFLmpBlst-T8-48in-32w-2g+El-RS-NLO(60w) | LFLmpBlst-T8-48in-32w-2g+El-RS-RLO(54w) | Review | WP source e.g.: SCE13LG087r0 | f | f | Disposition: MeasuresList-May222014.xlsx | ErRobNc |  | ILtg-Lfluor-T12Mag | Com-Lighting-InGen_T12-48in-160w_T8-48in-112w-D_T8-48in-102w-B | DEER1316-Ltg-Com-LF | 1/1/2013 |  | DEER2016 HOU Update | FALSE | FALSE |  |  | FALSE | FALSE | FALSE | FALSE | FALSE | FALSE | FALSE | FALSE | FALSE
4636 | C-In-LFLmpBlst-T8-48in-32w-2g+El-RS-RLO(54w)-dWP8-dWC6 | Commercial Indoor General Lighting: more efficient Linear Fluorescent Lamp & Ballast installed. Measure includes Code case. Impacts: Linear Fluorescent-based HOU (varies by BldgType) | DEER1314 | Lighting Disposition | 3/6/2015 00:00:00 | Com-Iltg-dWatt-LF | DEER | Scaled | Delta |  |  | None |  | f |  | t | Com | Any | Lighting | InGen-LF | Ltg_Lmp+Blst | LF_LmpBlst |  | ILtg-Lfluor-Elec |  |  |  | LFLmpBlst-T12-96in-60w+MagES-RS-NLO(62w) | LFLmpBlst-T8-48in-32w-2g+El-RS-NLO(60w) | LFLmpBlst-T8-48in-32w-2g+El-RS-RLO(54w) | Review | WP source e.g.: SCE13LG087r0 | f | f | Disposition: MeasuresList-May222014.xlsx | ErRobNc |  | ILtg-Lfluor-T12Mag |  | DEER1316-Ltg-Com-LF | 1/1/2013 |  | DEER2016 HOU Update | FALSE | FALSE |  |  | FALSE | FALSE | FALSE | FALSE | FALSE | FALSE | FALSE | FALSE | FALSE
4637 | C-In-LFLmpBlst-T8-48in-32w-3g+El-IS-HLO(62w)-dWP21 | Commercial Indoor General Lighting: more efficient Linear Fluorescent Lamp & Ballast installed. Measure includes Code case. Impacts: Linear Fluorescent-based HOU (varies by BldgType) | DEER1314 | Lighting Disposition | 3/6/2015 00:00:00 | Com-Iltg-dWatt-LF | DEER | Scaled | Delta |  |  | None |  | f |  | t | Com | Any | Lighting | InGen-LF | Ltg_Lmp+Blst | LF_LmpBlst |  | ILtg-Lfluor-Elec |  |  |  | LFLmpBlst-T8-48in-32w-3g+El-IS-NLO(83w) | LFLmpBlst-T8-48in-32w-3g+El-IS-NLO(83w) | LFLmpBlst-T8-48in-32w-3g+El-IS-HLO(62w) | Review | WP source e.g.: SCE13LG087r0 | f | f | Disposition: MeasuresList-May222014.xlsx | RobNc |  | ILtg-Lfluor-Elec | Com-Lighting-InGen_T12-48in-115w_T8-48in-89w-B_T8-48in-78w-B | DEER1316-Ltg-Com-LF | 1/1/2013 |  | DEER2016 HOU Update | FALSE | FALSE |  |  | FALSE | FALSE | FALSE | FALSE | FALSE | FALSE | FALSE | FALSE | FALSE
4638 | C-In-LFLmpBlst-T8-48in-32w-3g+El-IS-NLO(54w)-dWP18-dWC16 | Commercial Indoor General Lighting: more efficient Linear Fluorescent Lamp & Ballast installed. Measure includes Code case. Impacts: Linear Fluorescent-based HOU (varies by BldgType) | DEER1314 | Lighting Disposition | 3/6/2015 00:00:00 | Com-Iltg-dWatt-LF | DEER | Scaled | Delta |  |  | None |  | f |  | t | Com | Any | Lighting | InGen-LF | Ltg_Lmp+Blst | LF_LmpBlst |  | ILtg-Lfluor-Elec |  |  |  | LFLmpBlst-T12-48in-34w+MagES-RS-NLO(72w) | LFLmpBlst-T8-48in-32w-1g+El-RS-HLO(70w) | LFLmpBlst-T8-48in-32w-3g+El-IS-NLO(54w) | Review | WP source e.g.: SCE13LG087r0 | f | f | Disposition: MeasuresList-May222014.xlsx | ErRobNc |  | ILtg-Lfluor-T12Mag | Com-Lighting-InGen_T12-48in-120w-C_T8-48in-89w-B_T8-48in-78w-B | DEER1316-Ltg-Com-LF | 1/1/2013 |  | DEER2016 HOU Update | FALSE | FALSE |  |  | FALSE | FALSE | FALSE | FALSE | FALSE | FALSE | FALSE | FALSE | FALSE
4639 | C-In-LFLmpBlst-T8-48in-32w-3g+El-IS-NLO(54w)-dWP20-dWC5 | Commercial Indoor General Lighting: more efficient Linear Fluorescent Lamp & Ballast installed. Measure includes Code case. Impacts: Linear Fluorescent-based HOU (varies by BldgType) | DEER1314 | Lighting Disposition | 3/6/2015 00:00:00 | Com-Iltg-dWatt-LF | DEER | Scaled | Delta |  |  | None |  | f |  | t | Com | Any | Lighting | InGen-LF | Ltg_Lmp+Blst | LF_LmpBlst |  | ILtg-Lfluor-Elec |  |  |  | LFLmpBlst-T12-48in-39w+MagES-IS-NLO(74w) | LFLmpBlst-T8-48in-32w-2g+El-IS-NLO(59w) | LFLmpBlst-T8-48in-32w-3g+El-IS-NLO(54w) | Review | WP source e.g.: SCE13LG087r0 | f | f | Disposition: MeasuresList-May222014.xlsx | ErRobNc |  | ILtg-Lfluor-T12Mag |  | DEER1316-Ltg-Com-LF | 1/1/2013 |  | DEER2016 HOU Update | FALSE | FALSE |  |  | FALSE | FALSE | FALSE | FALSE | FALSE | FALSE | FALSE | FALSE | FALSE
4640 | C-In-LFLmpBlst-T8-48in-32w-3g+El-IS-NLO(54w)-dWP61-dWC35 | Commercial Indoor General Lighting: more efficient Linear Fluorescent Lamp & Ballast installed. Measure includes Code case. Impacts: Linear Fluorescent-based HOU (varies by BldgType) | DEER2011 | Lighting Disposition | 5/30/2014 00:00:00 | Com-Iltg-dWatt-LF | Non-DEER | Scaled | Delta |  |  | None |  | f |  | t | Com | Any | Lighting | InGen-LF | Ltg_Lmp+Blst | LF_LmpBlst |  | ILtg-Lfluor-Elec |  |  |  | LFLmpBlst-T12-48in-34w+MagES-RS-NLO(115w) | LFLmpBlst-T8-48in-32w-2g+El-IS-NLO(89w) | LFLmpBlst-T8-48in-32w-3g+El-IS-NLO(54w) | Standard | WP source e.g.: SCE13LG087r0; Not used in 2013-14 Lighting Disposition | f | f | Disposition: MeasuresList-May222014.xlsx | ErRobNc |  | ILtg-Lfluor-T12Mag |  | None | 1/1/2013 | 6/30/2014 |  | FALSE | FALSE |  |  | FALSE | FALSE | FALSE | FALSE | FALSE | FALSE | FALSE | FALSE | FALSE
4641 | C-In-LFLmpBlst-T8-48in-32w-3g+El-IS-NLO(54w)-dWP61-dWC5 | Commercial Indoor General Lighting: more efficient Linear Fluorescent Lamp & Ballast installed. Measure includes Code case. Impacts: Linear Fluorescent-based HOU (varies by BldgType) | DEER1314 | Lighting Disposition | 3/6/2015 00:00:00 | Com-Iltg-dWatt-LF | DEER | Scaled | Delta |  |  | None |  | t |  | t | Com | Any | Lighting | InGen-LF | Ltg_Lmp+Blst | LF_LmpBlst |  | ILtg-Lfluor-Elec |  |  |  | LFLmpBlst-T12-48in-34w+MagES-RS-NLO(115w) | LFLmpBlst-T8-48in-32w-2g+El-IS-NLO(59w) | LFLmpBlst-T8-48in-32w-3g+El-IS-NLO(54w) | Review |  | f | f | Disposition: MeasuresList-Dec1-2014.xlsx | ErRobNc |  | ILtg-Lfluor-T12Mag |  | DEER1316-Ltg-Com-LF | 1/1/2013 |  | DEER2016 HOU Update | FALSE | FALSE |  |  | FALSE | FALSE | FALSE | FALSE | FALSE | FALSE | FALSE | FALSE | FALSE
4642 | C-In-LFLmpBlst-T8-48in-32w-3g+El-IS-NLO(54w)-dWP90-dWC5 | Commercial Indoor General Lighting: more efficient Linear Fluorescent Lamp & Ballast installed. Measure includes Code case. Impacts: Linear Fluorescent-based HOU (varies by BldgType) | DEER1314 | Lighting Disposition | 3/6/2015 00:00:00 | Com-Iltg-dWatt-LF | DEER | Scaled | Delta |  |  | None |  | t |  | t | Com | Any | Lighting | InGen-LF | Ltg_Lmp+Blst | LF_LmpBlst |  | ILtg-Lfluor-Elec |  |  |  | LFLmpBlst-T12-48in-34w+MagES-RS-NLO(144w) | LFLmpBlst-T8-48in-32w-2g+El-IS-NLO(59w) | LFLmpBlst-T8-48in-32w-3g+El-IS-NLO(54w) | Review |  | f | f | Disposition: MeasuresList-Dec1-2014.xlsx | ErRobNc |  | ILtg-Lfluor-T12Mag |  | DEER1316-Ltg-Com-LF | 1/1/2013 |  | DEER2016 HOU Update | FALSE | FALSE |  |  | FALSE | FALSE | FALSE | FALSE | FALSE | FALSE | FALSE | FALSE | FALSE
4643 | C-In-LFLmpBlst-T8-48in-32w-3g+El-IS-NLO(54w)-dWP90-dWC58 | Commercial Indoor General Lighting: more efficient Linear Fluorescent Lamp & Ballast installed. Measure includes Code case. Impacts: Linear Fluorescent-based HOU (varies by BldgType) | DEER2011 | Lighting Disposition | 5/30/2014 00:00:00 | Com-Iltg-dWatt-LF | Non-DEER | Scaled | Delta |  |  | None |  | f |  | t | Com | Any | Lighting | InGen-LF | Ltg_Lmp+Blst | LF_LmpBlst |  | ILtg-Lfluor-Elec |  |  |  | LFLmpBlst-T12-48in-34w+MagES-RS-NLO(144w) | LFLmpBlst-T8-48in-32w-1g+El-IS-NLO(112w) | LFLmpBlst-T8-48in-32w-3g+El-IS-NLO(54w) | Standard | WP source e.g.: WPSDGENRLG0013r3; Not used in 2013-14 Lighting Disposition | f | f | Disposition: MeasuresList-May222014.xlsx | ErRobNc |  | ILtg-Lfluor-T12Mag |  | None | 1/1/2013 | 6/30/2014 |  | FALSE | FALSE |  |  | FALSE | FALSE | FALSE | FALSE | FALSE | FALSE | FALSE | FALSE | FALSE
4644 | C-In-LFLmpBlst-T8-48in-32w-3g+El-IS-NLO(83w)-dWP61-dWC6 | Commercial Indoor General Lighting: more efficient Linear Fluorescent Lamp & Ballast installed. Measure includes Code case. Impacts: Linear Fluorescent-based HOU (varies by BldgType) | DEER1314 | Lighting Disposition | 3/6/2015 00:00:00 | Com-Iltg-dWatt-LF | DEER | Scaled | Delta |  |  | None |  | f |  | t | Com | Any | Lighting | InGen-LF | Ltg_Lmp+Blst | LF_LmpBlst |  | ILtg-Lfluor-Elec |  |  |  | LFLmpBlst-T12-48in-34w+MagES-RS-NLO(144w) | LFLmpBlst-T8-48in-32w-2g+El-IS-NLO(89w) | LFLmpBlst-T8-48in-32w-3g+El-IS-NLO(83w) | Review | WP source e.g.: SCE13LG087r0 | f | f | Disposition: MeasuresList-May222014.xlsx | ErRobNc |  | ILtg-Lfluor-T12Mag | Com-Lighting-InGen_T12-48in-72w-A_T8-48in-60w-B_T8-48in-54w-B | DEER1316-Ltg-Com-LF | 1/1/2013 |  | DEER2016 HOU Update | FALSE | FALSE |  |  | FALSE | FALSE | FALSE | FALSE | FALSE | FALSE | FALSE | FALSE | FALSE
4645 | C-In-LFLmpBlst-T8-48in-32w-3g+El-IS-NLO+Refl(54w)-dWP114-dWC0 | Commercial Indoor General Lighting: more efficient Linear Fluorescent Lamp & Ballast installed. Measure includes Code case. Impacts: Linear Fluorescent-based HOU (varies by BldgType) | DEER1314 | Lighting Disposition | 3/6/2015 00:00:00 | Com-Iltg-dWatt-LF | DEER | Scaled | Delta |  |  | None |  | t |  | t | Com | Any | Lighting | InGen-LF | Ltg_Lmp+Blst | LF_LmpBlst |  | ILtg-Lfluor-Elec |  |  |  | LFLmpBlst-T12-48in-39w+MagStd-IS-NLO(168w) | LFLmpBlst-T8-48in-32w-3g+El-IS-NLO+Refl(54w) | LFLmpBlst-T8-48in-32w-3g+El-IS-NLO+Refl(54w) | Review |  | f | f | Disposition: MeasuresList-Dec1-2014.xlsx | ERrul |  | ILtg-Lfluor-T12Mag |  | DEER1316-Ltg-Com-LF | 1/1/2013 |  | DEER2016 HOU Update | FALSE | FALSE |  |  | FALSE | FALSE | FALSE | FALSE | FALSE | FALSE | FALSE | FALSE | FALSE
4646 | C-In-LFLmpBlst-T8-48in-32w-3g+El-IS-NLO+Refl(54w)-dWP114-dWC58 | Commercial Indoor General Lighting: more efficient Linear Fluorescent Lamp & Ballast installed. Measure includes Code case. Impacts: Linear Fluorescent-based HOU (varies by BldgType) | DEER2011 | Lighting Disposition | 5/30/2014 00:00:00 | Com-Iltg-dWatt-LF | Non-DEER | Scaled | Delta |  |  | None |  | f |  | t | Com | Any | Lighting | InGen-LF | Ltg_Lmp+Blst | LF_LmpBlst |  | ILtg-Lfluor-Elec |  |  |  | LFLmpBlst-T12-48in-39w+MagStd-IS-NLO(168w) | LFLmpBlst-T8-48in-32w-2g+El-IS-NLO(112w) | LFLmpBlst-T8-48in-32w-3g+El-IS-NLO+Refl(54w) | Standard | WP source e.g.: SCE13LG087r0; Not used in 2013-14 Lighting Disposition | f | f | Disposition: MeasuresList-May222014.xlsx | ErRobNc |  | ILtg-Lfluor-T12Mag | Com-Lighting-InGen_T12-96in-62w-A_T8-48in-60w-B_T8-48in-54w-B | None | 1/1/2013 | 6/30/2014 |  | FALSE | FALSE |  |  | FALSE | FALSE | FALSE | FALSE | FALSE | FALSE | FALSE | FALSE | FALSE
4647 | C-In-LFLmpBlst-T8-48in-32w-3g+El-IS-NLO+Refl(54w)-dWP26-dWC5 | Commercial Indoor General Lighting: more efficient Linear Fluorescent Lamp & Ballast installed. Measure includes Code case. Impacts: Linear Fluorescent-based HOU (varies by BldgType) | DEER1314 | Lighting Disposition | 3/6/2015 00:00:00 | Com-Iltg-dWatt-LF | DEER | Scaled | Delta |  |  | None |  | f |  | t | Com | Any | Lighting | InGen-LF | Ltg_Lmp+Blst | LF_LmpBlst |  | ILtg-Lfluor-Elec |  |  |  | LFLmpBlst-T12-48in-39w+Hyb-IS-NLO(80w) | LFLmpBlst-T8-48in-32w-2g+El-IS-NLO(59w) | LFLmpBlst-T8-48in-32w-3g+El-IS-NLO+Refl(54w) | Review | WP source e.g.: PGECOLTG160r1 | f | f | Disposition: MeasuresList-May222014.xlsx | ErRobNc |  | ILtg-Lfluor-T12Mag |  | DEER1316-Ltg-Com-LF | 1/1/2013 |  | DEER2016 HOU Update | FALSE | FALSE |  |  | FALSE | FALSE | FALSE | FALSE | FALSE | FALSE | FALSE | FALSE | FALSE
4648 | C-In-LFLmpBlst-T8-48in-32w-3g+El-IS-NLO+Refl(54w)-dWP61-dWC35 | Commercial Indoor General Lighting: more efficient Linear Fluorescent Lamp & Ballast installed. Measure includes Code case. Impacts: Linear Fluorescent-based HOU (varies by BldgType) | DEER1314 | Lighting Disposition | 3/6/2015 00:00:00 | Com-Iltg-dWatt-LF | DEER | Scaled | Delta |  |  | None |  | f |  | t | Com | Any | Lighting | InGen-LF | Ltg_Lmp+Blst | LF_LmpBlst |  | ILtg-Lfluor-Elec |  |  |  | LFLmpBlst-T12-48in-34w+MagES-RS-NLO(115w) | LFLmpBlst-T8-48in-32w-2g+El-IS-NLO(89w) | LFLmpBlst-T8-48in-32w-3g+El-IS-NLO+Refl(54w) | Review | WP source e.g.: SCE13LG087r0 | f | f | Disposition: MeasuresList-May222014.xlsx | ErRobNc |  | ILtg-Lfluor-T12Mag |  | DEER1316-Ltg-Com-LF | 1/1/2013 |  | DEER2016 HOU Update | FALSE | FALSE |  |  | FALSE | FALSE | FALSE | FALSE | FALSE | FALSE | FALSE | FALSE | FALSE
4649 | C-In-LFLmpBlst-T8-48in-32w-3g+El-IS-NLO+Refl(54w)-dWP90-dWC54 | Commercial Indoor General Lighting: more efficient Linear Fluorescent Lamp & Ballast installed. Measure includes Code case. Impacts: Linear Fluorescent-based HOU (varies by BldgType) | DEER1314 | Lighting Disposition | 3/6/2015 00:00:00 | Com-Iltg-dWatt-LF | DEER | Scaled | Delta |  |  | None |  | f |  | t | Com | Any | Lighting | InGen-LF | Ltg_Lmp+Blst | LF_LmpBlst |  | ILtg-Lfluor-Elec |  |  |  | LFLmpBlst-T12-48in-34w+MagES-RS-NLO(144w) | LFLmpBlst-T8-48in-32w-3g+El-IS-NLO-1(108w) | LFLmpBlst-T8-48in-32w-3g+El-IS-NLO+Refl(54w) | Review | WP source e.g.: SCE13LG087r0 | f | f | Disposition: MeasuresList-May222014.xlsx | ErRobNc |  | ILtg-Lfluor-T12Mag | Com-Lighting-InGen_T12-48in-74w-B_T8-48in-59w-C_T8-48in-54w-C | DEER1316-Ltg-Com-LF | 1/1/2013 |  | DEER2016 HOU Update | FALSE | FALSE |  |  | FALSE | FALSE | FALSE | FALSE | FALSE | FALSE | FALSE | FALSE | FALSE
4650 | C-In-LFLmpBlst-T8-48in-32w-3g+El-IS-NLO-1(162w)-dWP84-dWC13 | Commercial Indoor General Lighting: more efficient Linear Fluorescent Lamp & Ballast installed. Measure includes Code case. Impacts: Linear Fluorescent-based HOU (varies by BldgType) | DEER1314 | Lighting Disposition | 3/6/2015 00:00:00 | Com-Iltg-dWatt-LF | DEER | Scaled | Delta |  |  | None |  | f |  | t | Com | Any | Lighting | InGen-LF | Ltg_Lmp+Blst | LF_LmpBlst |  | ILtg-Lfluor-Elec |  |  |  | LFLmpBlst-T12-96in-60w+MagES-RS-NLO(246w) | LFLmpBlst-T8-48in-32w-2g+El-IS-NLO(175w) | LFLmpBlst-T8-48in-32w-3g+El-IS-NLO-1(162w) | Review | WP source e.g.: SCE13LG087r0 | f | f | Disposition: MeasuresList-May222014.xlsx | ErRobNc |  | ILtg-Lfluor-T12Mag |  | DEER1316-Ltg-Com-LF | 1/1/2013 |  | DEER2016 HOU Update | FALSE | FALSE |  |  | FALSE | FALSE | FALSE | FALSE | FALSE | FALSE | FALSE | FALSE | FALSE
4651 | C-In-LFLmpBlst-T8-48in-32w-3g+El-IS-RLO(142w)-dWP68-dWC33 | Commercial Indoor General Lighting: more efficient Linear Fluorescent Lamp & Ballast installed. Measure includes Code case. Impacts: Linear Fluorescent-based HOU (varies by BldgType) | DEER1314 | Lighting Disposition | 3/6/2015 00:00:00 | Com-Iltg-dWatt-LF | DEER | Scaled | Delta |  |  | None |  | f |  | t | Com | Any | Lighting | InGen-LF | Ltg_Lmp+Blst | LF_LmpBlst |  | ILtg-Lfluor-Elec |  |  |  | LFLmpBlst-T12-96in-60w+MagES-RS-NLO(210w) | LFLmpBlst-T8-48in-32w-2g+El-IS-NLO(175w) | LFLmpBlst-T8-48in-32w-3g+El-IS-RLO(142w) | Review | WP source e.g.: SCE13LG087r0 | f | f | Disposition: MeasuresList-May222014.xlsx | ErRobNc |  | ILtg-Lfluor-T12Mag |  | DEER1316-Ltg-Com-LF | 1/1/2013 |  | DEER2016 HOU Update | FALSE | FALSE |  |  | FALSE | FALSE | FALSE | FALSE | FALSE | FALSE | FALSE | FALSE | FALSE
4652 | C-In-LFLmpBlst-T8-48in-32w-3g+El-IS-RLO(188w)-dWP58-dWC36 | Commercial Indoor General Lighting: more efficient Linear Fluorescent Lamp & Ballast installed. Measure includes Code case. Impacts: Linear Fluorescent-based HOU (varies by BldgType) | DEER1314 | Lighting Disposition | 3/6/2015 00:00:00 | Com-Iltg-dWatt-LF | DEER | Scaled | Delta |  |  | None |  | f |  | t | Com | Any | Lighting | InGen-LF | Ltg_Lmp+Blst | LF_LmpBlst |  | ILtg-Lfluor-Elec |  |  |  | LFLmpBlst-T12-96in-60w+MagES-RS-NLO(246w) | LFLmpBlst-T8-48in-32w-2g+El-IS-NLO(224w) | LFLmpBlst-T8-48in-32w-3g+El-IS-RLO(188w) | Review | WP source e.g.: SCE13LG087r0 | f | f | Disposition: MeasuresList-May222014.xlsx | ErRobNc |  | ILtg-Lfluor-T12Mag | Com-Lighting-InGen_T12-48in-144w-A_T8-48in-89w-B_T8-48in-83w | DEER1316-Ltg-Com-LF | 1/1/2013 |  | DEER2016 HOU Update | FALSE | FALSE |  |  | FALSE | FALSE | FALSE | FALSE | FALSE | FALSE | FALSE | FALSE | FALSE
4653 | C-In-LFLmpBlst-T8-48in-32w-3g+El-IS-RLO(25w)-dWP16-dWC6 | Commercial Indoor General Lighting: more efficient Linear Fluorescent Lamp & Ballast installed. Measure includes Code case. Impacts: Linear Fluorescent-based HOU (varies by BldgType) | DEER1314 | Lighting Disposition | 3/6/2015 00:00:00 | Com-Iltg-dWatt-LF | DEER | Scaled | Delta |  |  | None |  | f |  | t | Com | Any | Lighting | InGen-LF | Ltg_Lmp+Blst | LF_LmpBlst |  | ILtg-Lfluor-Elec |  |  |  | LFLmpBlst-T12-48in-39w+Hyb-IS-NLO(41w) | LFLmpBlst-T8-48in-32w-2g+El-IS-NLO(31w) | LFLmpBlst-T8-48in-32w-3g+El-IS-RLO(25w) | Review | WP source e.g.: SCE13LG087r0 | f | f | Disposition: MeasuresList-May222014.xlsx | ErRobNc |  | ILtg-Lfluor-T12Mag |  | DEER1316-Ltg-Com-LF | 1/1/2013 |  | DEER2016 HOU Update | FALSE | FALSE |  |  | FALSE | FALSE | FALSE | FALSE | FALSE | FALSE | FALSE | FALSE | FALSE
4654 | C-In-LFLmpBlst-T8-48in-32w-3g+El-IS-RLO(48w)-dWP11 | Commercial Indoor General Lighting: more efficient Linear Fluorescent Lamp & Ballast installed. Measure includes Code case. Impacts: Linear Fluorescent-based HOU (varies by BldgType) | DEER2011 | Lighting Disposition | 5/30/2014 00:00:00 | Com-Iltg-dWatt-LF | Non-DEER | Scaled | Delta |  |  | None |  | f |  | t | Com | Any | Lighting | InGen-LF | Ltg_Lmp+Blst | LF_LmpBlst |  | ILtg-Lfluor-Elec |  |  |  | LFLmpBlst-T8-48in-32w-1g+El-IS-NLO(59w) | LFLmpBlst-T8-48in-32w-1g+El-IS-NLO(59w) | LFLmpBlst-T8-48in-32w-3g+El-IS-RLO(48w) | Standard | WP source e.g.: SCE13LG087r0; Not used in 2013-14 Lighting Disposition | f | f | Disposition: MeasuresList-May222014.xlsx | RobNc |  | ILtg-Lfluor-Elec |  | None | 1/1/2013 | 6/30/2014 |  | FALSE | FALSE |  |  | FALSE | FALSE | FALSE | FALSE | FALSE | FALSE | FALSE | FALSE | FALSE
4655 | C-In-LFLmpBlst-T8-48in-32w-3g+El-IS-RLO(48w)-dWP11-dWC0 | Commercial Indoor General Lighting: more efficient Linear Fluorescent Lamp & Ballast installed. Measure includes Code case. Impacts: Linear Fluorescent-based HOU (varies by BldgType) | DEER1314 | Lighting Disposition | 3/6/2015 00:00:00 | Com-Iltg-dWatt-LF | DEER | Scaled | Delta |  |  | None |  | t |  | t | Com | Any | Lighting | InGen-LF | Ltg_Lmp+Blst | LF_LmpBlst |  | ILtg-Lfluor-Elec |  |  |  | LFLmpBlst-T8-48in-32w-1g+El-IS-NLO(59w) | LFLmpBlst-T8-48in-32w-3g+El-IS-RLO(48w) | LFLmpBlst-T8-48in-32w-3g+El-IS-RLO(48w) | Review |  | f | f | Disposition: MeasuresList-Dec1-2014.xlsx | ERrul |  | ILtg-Lfluor-Elec |  | DEER1316-Ltg-Com-LF | 1/1/2013 |  | DEER2016 HOU Update | FALSE | FALSE |  |  | FALSE | FALSE | FALSE | FALSE | FALSE | FALSE | FALSE | FALSE | FALSE
4656 | C-In-LFLmpBlst-T8-48in-32w-3g+El-IS-RLO(48w)-dWP24-dWC11 | Commercial Indoor General Lighting: more efficient Linear Fluorescent Lamp & Ballast installed. Measure includes Code case. Impacts: Linear Fluorescent-based HOU (varies by BldgType) | DEER1314 | Lighting Disposition | 3/6/2015 00:00:00 | Com-Iltg-dWatt-LF | DEER | Scaled | Delta |  |  | None |  | f |  | t | Com | Any | Lighting | InGen-LF | Ltg_Lmp+Blst | LF_LmpBlst |  | ILtg-Lfluor-Elec |  |  |  | LFLmpBlst-T12-48in-34w+MagES-RS-NLO(72w) | LFLmpBlst-T8-48in-32w-2g+El-IS-NLO(59w) | LFLmpBlst-T8-48in-32w-3g+El-IS-RLO(48w) | Review | WP source e.g.: SCE13LG087r0 | f | f | Disposition: MeasuresList-May222014.xlsx | ErRobNc |  | ILtg-Lfluor-T12Mag |  | DEER1316-Ltg-Com-LF | 1/1/2013 |  | DEER2016 HOU Update | FALSE | FALSE |  |  | FALSE | FALSE | FALSE | FALSE | FALSE | FALSE | FALSE | FALSE | FALSE
4657 | C-In-LFLmpBlst-T8-48in-32w-3g+El-IS-RLO(48w)-dWP67-dWC11 | Commercial Indoor General Lighting: more efficient Linear Fluorescent Lamp & Ballast installed. Measure includes Code case. Impacts: Linear Fluorescent-based HOU (varies by BldgType) | DEER1314 | Lighting Disposition | 3/6/2015 00:00:00 | Com-Iltg-dWatt-LF | DEER | Scaled | Delta |  |  | None |  | t |  | t | Com | Any | Lighting | InGen-LF | Ltg_Lmp+Blst | LF_LmpBlst |  | ILtg-Lfluor-Elec |  |  |  | LFLmpBlst-T12-48in-34w+MagES-RS-NLO(115w) | LFLmpBlst-T8-48in-32w-2g+El-IS-NLO(59w) | LFLmpBlst-T8-48in-32w-3g+El-IS-RLO(48w) | Review |  | f | f | Disposition: MeasuresList-Dec1-2014.xlsx | ErRobNc |  | ILtg-Lfluor-T12Mag |  | DEER1316-Ltg-Com-LF | 1/1/2013 |  | DEER2016 HOU Update | FALSE | FALSE |  |  | FALSE | FALSE | FALSE | FALSE | FALSE | FALSE | FALSE | FALSE | FALSE
4658 | C-In-LFLmpBlst-T8-48in-32w-3g+El-IS-RLO(48w)-dWP67-dWC35 | Commercial Indoor General Lighting: more efficient Linear Fluorescent Lamp & Ballast installed. Measure includes Code case. Impacts: Linear Fluorescent-based HOU (varies by BldgType) | DEER2011 | Lighting Disposition | 5/30/2014 00:00:00 | Com-Iltg-dWatt-LF | Non-DEER | Scaled | Delta |  |  | None |  | f |  | t | Com | Any | Lighting | InGen-LF | Ltg_Lmp+Blst | LF_LmpBlst |  | ILtg-Lfluor-Elec |  |  |  | LFLmpBlst-T12-48in-34w+MagES-RS-NLO(115w) | LFLmpBlst-T8-48in-32w-3g+El-IS-NLO(83w) | LFLmpBlst-T8-48in-32w-3g+El-IS-RLO(48w) | Standard | WP source e.g.: SCE13LG087r0; Not used in 2013-14 Lighting Disposition | f | f | Disposition: MeasuresList-May222014.xlsx | ErRobNc |  | ILtg-Lfluor-T12Mag |  | None | 1/1/2013 | 6/30/2014 |  | FALSE | FALSE |  |  | FALSE | FALSE | FALSE | FALSE | FALSE | FALSE | FALSE | FALSE | FALSE
4659 | C-In-LFLmpBlst-T8-48in-32w-3g+El-IS-RLO(48w)-dWP96-dWC11 | Commercial Indoor General Lighting: more efficient Linear Fluorescent Lamp & Ballast installed. Measure includes Code case. Impacts: Linear Fluorescent-based HOU (varies by BldgType) | DEER1314 | Lighting Disposition | 3/6/2015 00:00:00 | Com-Iltg-dWatt-LF | DEER | Scaled | Delta |  |  | None |  | t |  | t | Com | Any | Lighting | InGen-LF | Ltg_Lmp+Blst | LF_LmpBlst |  | ILtg-Lfluor-Elec |  |  |  | LFLmpBlst-T12-48in-34w+MagES-RS-NLO(144w) | LFLmpBlst-T8-48in-32w-2g+El-IS-NLO(59w) | LFLmpBlst-T8-48in-32w-3g+El-IS-RLO(48w) | Review |  | f | f | Disposition: MeasuresList-Dec1-2014.xlsx | ErRobNc |  | ILtg-Lfluor-T12Mag |  | DEER1316-Ltg-Com-LF | 1/1/2013 |  | DEER2016 HOU Update | FALSE | FALSE |  |  | FALSE | FALSE | FALSE | FALSE | FALSE | FALSE | FALSE | FALSE | FALSE
4660 | C-In-LFLmpBlst-T8-48in-32w-3g+El-IS-RLO(48w)-dWP96-dWC60 | Commercial Indoor General Lighting: more efficient Linear Fluorescent Lamp & Ballast installed. Measure includes Code case. Impacts: Linear Fluorescent-based HOU (varies by BldgType) | DEER2011 | Lighting Disposition | 5/30/2014 00:00:00 | Com-Iltg-dWatt-LF | Non-DEER | Scaled | Delta |  |  | None |  | f |  | t | Com | Any | Lighting | InGen-LF | Ltg_Lmp+Blst | LF_LmpBlst |  | ILtg-Lfluor-Elec |  |  |  | LFLmpBlst-T12-48in-34w+MagES-RS-NLO(144w) | LFLmpBlst-T8-48in-32w-3g+El-IS-NLO-1(108w) | LFLmpBlst-T8-48in-32w-3g+El-IS-RLO(48w) | Standard | WP source e.g.: SCE13LG087r0; Not used in 2013-14 Lighting Disposition | f | f | Disposition: MeasuresList-May222014.xlsx | ErRobNc |  | ILtg-Lfluor-T12Mag | Com-Lighting-InGen_T12-96in-246w-A_T8-48in-175w-B_T8-48in-162w | None | 1/1/2013 | 6/30/2014 |  | FALSE | FALSE |  |  | FALSE | FALSE | FALSE | FALSE | FALSE | FALSE | FALSE | FALSE | FALSE
4661 | C-In-LFLmpBlst-T8-48in-32w-3g+El-IS-RLO(94w)-dWP113-dWC18 | Commercial Indoor General Lighting: more efficient Linear Fluorescent Lamp & Ballast installed. Measure includes Code case. Impacts: Linear Fluorescent-based HOU (varies by BldgType) | DEER1314 | Lighting Disposition | 3/6/2015 00:00:00 | Com-Iltg-dWatt-LF | DEER | Scaled | Delta |  |  | None |  | t |  | t | Com | Any | Lighting | InGen-LF | Ltg_Lmp+Blst | LF_LmpBlst |  | ILtg-Lfluor-Elec |  |  |  | LFLmpBlst-T12-96in-95w+MagES-RS-NLO(207w) | LFLmpBlst-T8-48in-32w-2g+El-IS-NLO(112w) | LFLmpBlst-T8-48in-32w-3g+El-IS-RLO(94w) | Review |  | f | f | Disposition: MeasuresList-Dec1-2014.xlsx | ErRobNc |  | ILtg-Lfluor-T12Mag |  | DEER1316-Ltg-Com-LF | 1/1/2013 |  | DEER2016 HOU Update | FALSE | FALSE |  |  | FALSE | FALSE | FALSE | FALSE | FALSE | FALSE | FALSE | FALSE | FALSE
4662 | C-In-LFLmpBlst-T8-48in-32w-3g+El-IS-RLO(94w)-dWP113-dWC73 | Commercial Indoor General Lighting: more efficient Linear Fluorescent Lamp & Ballast installed. Measure includes Code case. Impacts: Linear Fluorescent-based HOU (varies by BldgType) | DEER2011 | Lighting Disposition | 5/30/2014 00:00:00 | Com-Iltg-dWatt-LF | Non-DEER | Scaled | Delta |  |  | None |  | f |  | t | Com | Any | Lighting | InGen-LF | Ltg_Lmp+Blst | LF_LmpBlst |  | ILtg-Lfluor-Elec |  |  |  | LFLmpBlst-T12-96in-95w+MagES-RS-NLO(207w) | LFLmpBlst-T8-96in-59w+El-IS-NLO(167w) | LFLmpBlst-T8-48in-32w-3g+El-IS-RLO(94w) | Standard | WP source e.g.: SCE13LG087r0; Not used in 2013-14 Lighting Disposition | f | f | Disposition: MeasuresList-May222014.xlsx | ErRobNc |  | ILtg-Lfluor-T12Mag | Com-Lighting-InGen_T12-96in-210w_T8-48in-175w-B_T8-48in-142w-B | None | 1/1/2013 | 6/30/2014 |  | FALSE | FALSE |  |  | FALSE | FALSE | FALSE | FALSE | FALSE | FALSE | FALSE | FALSE | FALSE
4663 | C-In-LFLmpBlst-T8-48in-32w-3g+El-IS-RLO+Refl(48w)-dWP54 | Commercial Indoor General Lighting: more efficient Linear Fluorescent Lamp & Ballast installed. Measure includes Code case. Impacts: Linear Fluorescent-based HOU (varies by BldgType) | DEER1314 | Lighting Disposition | 3/6/2015 00:00:00 | Com-Iltg-dWatt-LF | DEER | Scaled | Delta |  |  | None |  | f |  | t | Com | Any | Lighting | InGen-LF | Ltg_Lmp+Blst | LF_LmpBlst |  | ILtg-Lfluor-Elec |  |  |  | LFLmpBlst-T8-48in-32w-1g+El-IS-RLO(102w) | LFLmpBlst-T8-48in-32w-1g+El-IS-RLO(102w) | LFLmpBlst-T8-48in-32w-3g+El-IS-RLO+Refl(48w) | Review | WP source e.g.: SCE13LG087r0 | f | f | Disposition: MeasuresList-May222014.xlsx | RobNc |  | ILtg-Lfluor-Elec | Com-Lighting-InGen_T12-96in-246w-A_T8-48in-224w-B_T8-48in-188w | DEER1316-Ltg-Com-LF | 1/1/2013 |  | DEER2016 HOU Update | FALSE | FALSE |  |  | FALSE | FALSE | FALSE | FALSE | FALSE | FALSE | FALSE | FALSE | FALSE
4664 | C-In-LFLmpBlst-T8-48in-32w-3g+El-IS-RLO+Refl(48w)-dWP64 | Commercial Indoor General Lighting: more efficient Linear Fluorescent Lamp & Ballast installed. Measure includes Code case. Impacts: Linear Fluorescent-based HOU (varies by BldgType) | DEER1314 | Lighting Disposition | 3/6/2015 00:00:00 | Com-Iltg-dWatt-LF | DEER | Scaled | Delta |  |  | None |  | f |  | t | Com | Any | Lighting | InGen-LF | Ltg_Lmp+Blst | LF_LmpBlst |  | ILtg-Lfluor-Elec |  |  |  | LFLmpBlst-T8-48in-32w-2g+El-IS-NLO(112w) | LFLmpBlst-T8-48in-32w-2g+El-IS-NLO(112w) | LFLmpBlst-T8-48in-32w-3g+El-IS-RLO+Refl(48w) | Review | WP source e.g.: SCE13LG087r0 | f | f | Disposition: MeasuresList-May222014.xlsx | RobNc |  | ILtg-Lfluor-Elec | Com-Lighting-InGen_T12-48in-41w_T8-48in-31w-D_T8-48in-25w-C | DEER1316-Ltg-Com-LF | 1/1/2013 |  | DEER2016 HOU Update | FALSE | FALSE |  |  | FALSE | FALSE | FALSE | FALSE | FALSE | FALSE | FALSE | FALSE | FALSE
4665 | C-In-LFLmpBlst-T8-48in-32w-3g+El-IS-RLO+Refl(48w)-dWP96-dWC0 | Commercial Indoor General Lighting: more efficient Linear Fluorescent Lamp & Ballast installed. Measure includes Code case. Impacts: Linear Fluorescent-based HOU (varies by BldgType) | DEER2011 | Lighting Disposition | 11/24/2014 00:00:00 | Com-Iltg-dWatt-LF | DEER | Scaled | Delta |  |  | None |  | t |  | t | Com | Any | Lighting | InGen-LF | Ltg_Lmp+Blst | LF_LmpBlst |  | ILtg-Lfluor-Elec |  |  |  | LFLmpBlst-T12-48in-34w+MagES-RS-NLO(144w) | LFLmpBlst-T12-48in-34w+MagStd-RS-NLO+Refl-Del(48w) | LFLmpBlst-T8-48in-32w-3g+El-IS-RLO+Refl(48w) | Standard |  | f | f | Disposition: MeasuresList-Dec1-2014.xlsx | ErRobNc |  | ILtg-Lfluor-T12Mag |  | DEER1316-Ltg-Com-LF | 1/1/2013 |  | DEER2016 HOU Update | FALSE | FALSE |  |  | FALSE | FALSE | FALSE | FALSE | FALSE | FALSE | FALSE | FALSE | FALSE
4666 | C-In-LFLmpBlst-T8-48in-32w-3g+El-IS-VHLO(70w)-dWP19 | Commercial Indoor General Lighting: more efficient Linear Fluorescent Lamp & Ballast installed. Measure includes Code case. Impacts: Linear Fluorescent-based HOU (varies by BldgType) | DEER1314 | Lighting Disposition | 3/6/2015 00:00:00 | Com-Iltg-dWatt-LF | DEER | Scaled | Delta |  |  | None |  | f |  | t | Com | Any | Lighting | InGen-LF | Ltg_Lmp+Blst | LF_LmpBlst |  | ILtg-Lfluor-Elec |  |  |  | LFLmpBlst-T8-48in-32w-2g+El-IS-NLO(89w) | LFLmpBlst-T8-48in-32w-2g+El-IS-NLO(89w) | LFLmpBlst-T8-48in-32w-3g+El-IS-VHLO(70w) | Review | WP source e.g.: WPSDGENRLG0014r3 | f | f | Disposition: MeasuresList-May222014.xlsx | RobNc |  | ILtg-Lfluor-Elec |  | DEER1316-Ltg-Com-LF | 1/1/2013 |  | DEER2016 HOU Update | FALSE | FALSE |  |  | FALSE | FALSE | FALSE | FALSE | FALSE | FALSE | FALSE | FALSE | FALSE
4667 | C-In-LFLmpBlst-T8-48in-32w-3g+El-RS-HLO(34w)-dWP49 | Commercial Indoor General Lighting: more efficient Linear Fluorescent Lamp & Ballast installed. Measure includes Code case. Impacts: Linear Fluorescent-based HOU (varies by BldgType) | DEER1314 | Lighting Disposition | 3/6/2015 00:00:00 | Com-Iltg-dWatt-LF | DEER | Scaled | Delta |  |  | None |  | f |  | t | Com | Any | Lighting | InGen-LF | Ltg_Lmp+Blst | LF_LmpBlst |  | ILtg-Lfluor-Elec |  |  |  | LFLmpBlst-T8-48in-32w-3g+El-IS-NLO(83w) | LFLmpBlst-T8-48in-32w-3g+El-IS-NLO(83w) | LFLmpBlst-T8-48in-32w-3g+El-RS-HLO(34w) | Review | WP source e.g.: WPSDGENRLG0013r3 | f | f | Disposition: MeasuresList-May222014.xlsx | RobNc |  | ILtg-Lfluor-Elec |  | DEER1316-Ltg-Com-LF | 1/1/2013 |  | DEER2016 HOU Update | FALSE | FALSE |  |  | FALSE | FALSE | FALSE | FALSE | FALSE | FALSE | FALSE | FALSE | FALSE
4668 | C-In-LFLmpBlst-T8-48in-32w-3g+El-RS-VHLO(38w)-dWP45 | Commercial Indoor General Lighting: more efficient Linear Fluorescent Lamp & Ballast installed. Measure includes Code case. Impacts: Linear Fluorescent-based HOU (varies by BldgType) | DEER1314 | Lighting Disposition | 3/6/2015 00:00:00 | Com-Iltg-dWatt-LF | DEER | Scaled | Delta |  |  | None |  | f |  | t | Com | Any | Lighting | InGen-LF | Ltg_Lmp+Blst | LF_LmpBlst |  | ILtg-Lfluor-Elec |  |  |  | LFLmpBlst-T8-48in-32w-3g+El-IS-NLO(83w) | LFLmpBlst-T8-48in-32w-3g+El-IS-NLO(83w) | LFLmpBlst-T8-48in-32w-3g+El-RS-VHLO(38w) | Review | WP source e.g.: SCE13LG087r0 | f | f | Disposition: MeasuresList-May222014.xlsx | RobNc |  | ILtg-Lfluor-Elec |  | DEER1316-Ltg-Com-LF | 1/1/2013 |  | DEER2016 HOU Update | FALSE | FALSE |  |  | FALSE | FALSE | FALSE | FALSE | FALSE | FALSE | FALSE | FALSE | FALSE
4669 | C-In-LFLmpBlst-T8-72in-45w+El-IS-NLO(90w)-dWP32 | Commercial Indoor General Lighting: more efficient Linear Fluorescent Lamp & Ballast installed. Measure includes Code case. Impacts: Linear Fluorescent-based HOU (varies by BldgType) | DEER1314 | Lighting Disposition | 3/6/2015 00:00:00 | Com-Iltg-dWatt-LF | DEER | Scaled | Delta |  |  | None |  | f |  | t | Com | Any | Lighting | InGen-LF | Ltg_Lmp+Blst | LF_LmpBlst |  | ILtg-Lfluor-Elec |  |  |  | LFLmpBlst-T12-72in-55w+MagES-RS-NLO(122w) | LFLmpBlst-T12-72in-55w+MagES-RS-NLO(122w) | LFLmpBlst-T8-72in-45w+El-IS-NLO(90w) | Review | WP source e.g.: SCE13LG087r0 | f | f | Disposition: MeasuresList-May222014.xlsx | RobNc |  | ILtg-Lfluor-T12Mag |  | DEER1316-Ltg-Com-LF | 1/1/2013 |  | DEER2016 HOU Update | FALSE | FALSE |  |  | FALSE | FALSE | FALSE | FALSE | FALSE | FALSE | FALSE | FALSE | FALSE
4670 | C-In-LFLmpBlst-T8-72in-58w+El-IS-NLO(58w)-dWP18 | Commercial Indoor General Lighting: more efficient Linear Fluorescent Lamp & Ballast installed. Measure includes Code case. Impacts: Linear Fluorescent-based HOU (varies by BldgType) | DEER1314 | Lighting Disposition | 3/6/2015 00:00:00 | Com-Iltg-dWatt-LF | DEER | Scaled | Delta |  |  | None |  | f |  | t | Com | Any | Lighting | InGen-LF | Ltg_Lmp+Blst | LF_LmpBlst |  | ILtg-Lfluor-Elec |  |  |  | LFLmpBlst-T12-72in-55w+MagStd-RS-NLO(76w) | LFLmpBlst-T12-72in-55w+MagStd-RS-NLO(76w) | LFLmpBlst-T8-72in-58w+El-IS-NLO(58w) | Review | WP source e.g.: SCE13LG087r0 | f | f | Disposition: MeasuresList-May222014.xlsx | RobNc |  | ILtg-Lfluor-T12Mag |  | DEER1316-Ltg-Com-LF | 1/1/2013 |  | DEER2016 HOU Update | FALSE | FALSE |  |  | FALSE | FALSE | FALSE | FALSE | FALSE | FALSE | FALSE | FALSE | FALSE
4671 | C-In-LFLmpBlst-T8-96in-59w+El-IS-NLO(109w)-dWP137-dWC0-1 | Commercial Indoor General Lighting: more efficient Linear Fluorescent Lamp & Ballast installed. Measure includes Code case. Impacts: Linear Fluorescent-based HOU (varies by BldgType) | DEER2011 | Lighting Disposition | 11/24/2014 00:00:00 | Com-Iltg-dWatt-LF | DEER | Scaled | Delta |  |  | None |  | t |  | t | Com | Any | Lighting | InGen-LF | Ltg_Lmp+Blst | LF_LmpBlst |  | ILtg-Lfluor-Elec |  |  |  | LFLmpBlst-T12-96in-60w+MagES-RS-NLO(246w) | LFLmpBlst-T8-96in-59w+El-IS-NLO(109w) | LFLmpBlst-T8-96in-59w+El-IS-NLO(109w) | Standard |  | f | f | Disposition: MeasuresList-Dec1-2014.xlsx | ERrul |  | ILtg-Lfluor-T12Mag |  | DEER1316-Ltg-Com-LF | 1/1/2013 |  | DEER2016 HOU Update | FALSE | FALSE |  |  | FALSE | FALSE | FALSE | FALSE | FALSE | FALSE | FALSE | FALSE | FALSE
4672 | C-In-LFLmpBlst-T8-96in-59w+El-IS-NLO(109w)-dWP137-dWC0-2 | Commercial Indoor General Lighting: more efficient Linear Fluorescent Lamp & Ballast installed. Measure includes Code case. Impacts: Linear Fluorescent-based HOU (varies by BldgType) | DEER1314 | Lighting Disposition | 3/6/2015 00:00:00 | Com-Iltg-dWatt-LF | DEER | Scaled | Delta |  |  | None |  | t |  | t | Com | Any | Lighting | InGen-LF | Ltg_Lmp+Blst | LF_LmpBlst |  | ILtg-Lfluor-Elec |  |  |  | LFLmpBlst-T12-96in-60w+MagStd-RS-NLO(246w) | LFLmpBlst-T8-96in-59w+El-IS-NLO(109w) | LFLmpBlst-T8-96in-59w+El-IS-NLO(109w) | Review |  | f | f | Disposition: MeasuresList-Dec1-2014.xlsx | ERrul |  | ILtg-Lfluor-T12Mag |  | DEER1316-Ltg-Com-LF | 5/29/2014 |  | DEER2016 HOU Update | FALSE | FALSE |  |  | FALSE | FALSE | FALSE | FALSE | FALSE | FALSE | FALSE | FALSE | FALSE
4673 | C-In-LFLmpBlst-T8-96in-59w+El-IS-NLO(109w)-dWP137-dWC110 | Commercial Indoor General Lighting: more efficient Linear Fluorescent Lamp & Ballast installed. Measure includes Code case. Impacts: Linear Fluorescent-based HOU (varies by BldgType) | DEER2011 | Lighting Disposition | 5/30/2014 00:00:00 | Com-Iltg-dWatt-LF | Non-DEER | Scaled | Delta |  |  | None |  | f |  | t | Com | Any | Lighting | InGen-LF | Ltg_Lmp+Blst | LF_LmpBlst |  | ILtg-Lfluor-Elec |  |  |  | LFLmpBlst-T12-96in-60w+MagES-RS-NLO(246w) | LFLmpBlst-T8-96in-59w+El-IS-NLO(219w) | LFLmpBlst-T8-96in-59w+El-IS-NLO(109w) | Standard | WP source e.g.: SCE13LG087r0; Not used in 2013-14 Lighting Disposition | f | f | Disposition: MeasuresList-May222014.xlsx | ErRobNc |  | ILtg-Lfluor-T12Mag |  | None | 1/1/2013 | 6/30/2014 |  | FALSE | FALSE |  |  | FALSE | FALSE | FALSE | FALSE | FALSE | FALSE | FALSE | FALSE | FALSE
4674 | C-In-LFLmpBlst-T8-96in-59w+El-IS-NLO(167w)-dWP43-dWC0 | Commercial Indoor General Lighting: more efficient Linear Fluorescent Lamp & Ballast installed. Measure includes Code case. Impacts: Linear Fluorescent-based HOU (varies by BldgType) | DEER1314 | Lighting Disposition | 3/6/2015 00:00:00 | Com-Iltg-dWatt-LF | DEER | Scaled | Delta |  |  | None |  | f |  | t | Com | Any | Lighting | InGen-LF | Ltg_Lmp+Blst | LF_LmpBlst |  | ILtg-Lfluor-Elec |  |  |  | LFLmpBlst-T12-96in-60w+MagES-RS-NLO(210w) | LFLmpBlst-T8-96in-59w+El-IS-NLO(167w) | LFLmpBlst-T8-96in-59w+El-IS-NLO(167w) | Review | WP source e.g.: SCE13LG087r0 | f | f | Disposition: MeasuresList-May222014.xlsx | ERrul |  | ILtg-Lfluor-T12Mag |  | DEER1316-Ltg-Com-LF | 1/1/2013 |  | DEER2016 HOU Update | FALSE | FALSE |  |  | FALSE | FALSE | FALSE | FALSE | FALSE | FALSE | FALSE | FALSE | FALSE
4675 | C-In-LFLmpBlst-T8-96in-59w+El-IS-NLO(219w)-dWP27-dWC0 | Commercial Indoor General Lighting: more efficient Linear Fluorescent Lamp & Ballast installed. Measure includes Code case. Impacts: Linear Fluorescent-based HOU (varies by BldgType) | DEER1314 | Lighting Disposition | 3/6/2015 00:00:00 | Com-Iltg-dWatt-LF | DEER | Scaled | Delta |  |  | None |  | f |  | t | Com | Any | Lighting | InGen-LF | Ltg_Lmp+Blst | LF_LmpBlst |  | ILtg-Lfluor-Elec |  |  |  | LFLmpBlst-T12-96in-60w+MagES-RS-NLO(246w) | LFLmpBlst-T8-96in-59w+El-IS-NLO(219w) | LFLmpBlst-T8-96in-59w+El-IS-NLO(219w) | Review | WP source e.g.: SCE13LG087r0 | f | f | Disposition: MeasuresList-May222014.xlsx | ERrul |  | ILtg-Lfluor-T12Mag |  | DEER1316-Ltg-Com-LF | 1/1/2013 |  | DEER2016 HOU Update | FALSE | FALSE |  |  | FALSE | FALSE | FALSE | FALSE | FALSE | FALSE | FALSE | FALSE | FALSE
4676 | C-In-LFLmpBlst-T8-96in-59w+El-IS-NLO(55w)-dWP68-dWC0 | Commercial Indoor General Lighting: more efficient Linear Fluorescent Lamp & Ballast installed. Measure includes Code case. Impacts: Linear Fluorescent-based HOU (varies by BldgType) | DEER1314 | Lighting Disposition | 3/6/2015 00:00:00 | Com-Iltg-dWatt-LF | DEER | Scaled | Delta |  |  | None |  | t |  | t | Com | Any | Lighting | InGen-LF | Ltg_Lmp+Blst | LF_LmpBlst |  | ILtg-Lfluor-Elec |  |  |  | LFLmpBlst-T12-96in-60w+MagStd-RS-NLO(123w) | LFLmpBlst-T8-96in-59w+El-IS-NLO(55w) | LFLmpBlst-T8-96in-59w+El-IS-NLO(55w) | Review |  | f | f | Disposition: MeasuresList-Dec1-2014.xlsx | ERrul |  | ILtg-Lfluor-T12Mag |  | DEER1316-Ltg-Com-LF | 5/29/2014 |  | DEER2016 HOU Update | FALSE | FALSE |  |  | FALSE | FALSE | FALSE | FALSE | FALSE | FALSE | FALSE | FALSE | FALSE
4677 | C-In-LFLmpBlst-T8-96in-59w+El-IS-RLO(49w)-dWP13-dWC6 | Commercial Indoor General Lighting: more efficient Linear Fluorescent Lamp & Ballast installed. Measure includes Code case. Impacts: Linear Fluorescent-based HOU (varies by BldgType) | DEER1314 | Lighting Disposition | 3/6/2015 00:00:00 | Com-Iltg-dWatt-LF | DEER | Scaled | Delta |  |  | None |  | f |  | t | Com | Any | Lighting | InGen-LF | Ltg_Lmp+Blst | LF_LmpBlst |  | ILtg-Lfluor-Elec |  |  |  | LFLmpBlst-T12-96in-60w+MagES-RS-NLO(62w) | LFLmpBlst-T8-96in-59w+El-IS-NLO(55w) | LFLmpBlst-T8-96in-59w+El-IS-RLO(49w) | Review | WP source e.g.: PGECOLTG160r1 | f | f | Disposition: MeasuresList-May222014.xlsx | ErRobNc |  | ILtg-Lfluor-T12Mag |  | DEER1316-Ltg-Com-LF | 1/1/2013 |  | DEER2016 HOU Update | FALSE | FALSE |  |  | FALSE | FALSE | FALSE | FALSE | FALSE | FALSE | FALSE | FALSE | FALSE
4678 | C-In-LFLmpBlst-T8-96in-59w+El-IS-RLO(49w)-dWP63-dWC60 | Commercial Indoor General Lighting: more efficient Linear Fluorescent Lamp & Ballast installed. Measure includes Code case. Impacts: Linear Fluorescent-based HOU (varies by BldgType) | DEER2011 | Lighting Disposition | 5/30/2014 00:00:00 | Com-Iltg-dWatt-LF | Non-DEER | Scaled | Delta |  |  | None |  | f |  | t | Com | Any | Lighting | InGen-LF | Ltg_Lmp+Blst | LF_LmpBlst |  | ILtg-Lfluor-Elec |  |  |  | LFLmpBlst-T12-96in-95w+MagStd-RS-NLO(112w) | LFLmpBlst-T8-96in-59w+El-IS-NLO(109w) | LFLmpBlst-T8-96in-59w+El-IS-RLO(49w) | Standard | WP source e.g.: PGECOLTG160r1; Not used in 2013-14 Lighting Disposition | f | f | Disposition: MeasuresList-May222014.xlsx | ErRobNc |  | ILtg-Lfluor-T12Mag |  | None | 1/1/2013 | 6/30/2014 |  | FALSE | FALSE |  |  | FALSE | FALSE | FALSE | FALSE | FALSE | FALSE | FALSE | FALSE | FALSE
4679 | C-In-LFLmpBlst-T8-96in-59w+El-IS-RLO(49w)-dWP63-dWC9 | Commercial Indoor General Lighting: more efficient Linear Fluorescent Lamp & Ballast installed. Measure includes Code case. Impacts: Linear Fluorescent-based HOU (varies by BldgType) | DEER1314 | Lighting Disposition | 3/6/2015 00:00:00 | Com-Iltg-dWatt-LF | DEER | Scaled | Delta |  |  | None |  | t |  | t | Com | Any | Lighting | InGen-LF | Ltg_Lmp+Blst | LF_LmpBlst |  | ILtg-Lfluor-Elec |  |  |  | LFLmpBlst-T12-96in-95w+MagStd-RS-NLO(112w) | LFLmpBlst-T8-96in-59w+El-IS-NLO(58w) | LFLmpBlst-T8-96in-59w+El-IS-RLO(49w) | Review |  | f | f | Disposition: MeasuresList-Dec1-2014.xlsx | ErRobNc |  | ILtg-Lfluor-T12Mag |  | DEER1316-Ltg-Com-LF | 1/1/2013 |  | DEER2016 HOU Update | FALSE | FALSE |  |  | FALSE | FALSE | FALSE | FALSE | FALSE | FALSE | FALSE | FALSE | FALSE
4680 | C-In-LFLmpBlst-T8-96in-59w+El-IS-RLO(57w)-dWP66-dWC0 | Commercial Indoor General Lighting: more efficient Linear Fluorescent Lamp & Ballast installed. Measure includes Code case. Impacts: Linear Fluorescent-based HOU (varies by BldgType) | DEER1314 | Lighting Disposition | 3/6/2015 00:00:00 | Com-Iltg-dWatt-LF | DEER | Scaled | Delta |  |  | None |  | t |  | t | Com | Any | Lighting | InGen-LF | Ltg_Lmp+Blst | LF_LmpBlst |  | ILtg-Lfluor-Elec |  |  |  | LFLmpBlst-T12-96in-60w+MagES-RS-NLO(123w) | LFLmpBlst-T8-96in-59w+El-IS-RLO(57w) | LFLmpBlst-T8-96in-59w+El-IS-RLO(57w) | Review |  | f | f | Disposition: MeasuresList-Dec1-2014.xlsx | ERrul |  | ILtg-Lfluor-T12Mag |  | DEER1316-Ltg-Com-LF | 1/1/2013 |  | DEER2016 HOU Update | FALSE | FALSE |  |  | FALSE | FALSE | FALSE | FALSE | FALSE | FALSE | FALSE | FALSE | FALSE
4681 | C-In-LFLmpBlst-T8-96in-59w+El-IS-RLO(57w)-dWP66-dWC52 | Commercial Indoor General Lighting: more efficient Linear Fluorescent Lamp & Ballast installed. Measure includes Code case. Impacts: Linear Fluorescent-based HOU (varies by BldgType) | DEER2011 | Lighting Disposition | 5/30/2014 00:00:00 | Com-Iltg-dWatt-LF | Non-DEER | Scaled | Delta |  |  | None |  | f |  | t | Com | Any | Lighting | InGen-LF | Ltg_Lmp+Blst | LF_LmpBlst |  | ILtg-Lfluor-Elec |  |  |  | LFLmpBlst-T12-96in-60w+MagES-RS-NLO(123w) | LFLmpBlst-T8-96in-59w+El-IS-NLO(109w) | LFLmpBlst-T8-96in-59w+El-IS-RLO(57w) | Standard | WP source e.g.: WPSDGENRLG0013r3; Not used in 2013-14 Lighting Disposition | f | f | Disposition: MeasuresList-May222014.xlsx | ErRobNc |  | ILtg-Lfluor-T12Mag |  | None | 1/1/2013 | 6/30/2014 |  | FALSE | FALSE |  |  | FALSE | FALSE | FALSE | FALSE | FALSE | FALSE | FALSE | FALSE | FALSE
4682 | C-In-LFLmpBlst-T8-96in-59w+El-IS-RLO(98w)-dWP109-dWC11 | Commercial Indoor General Lighting: more efficient Linear Fluorescent Lamp & Ballast installed. Measure includes Code case. Impacts: Linear Fluorescent-based HOU (varies by BldgType) | DEER1314 | Lighting Disposition | 3/6/2015 00:00:00 | Com-Iltg-dWatt-LF | DEER | Scaled | Delta |  |  | None |  | f |  | t | Com | Any | Lighting | InGen-LF | Ltg_Lmp+Blst | LF_LmpBlst |  | ILtg-Lfluor-Elec |  |  |  | LFLmpBlst-T12-96in-95w+MagES-RS-NLO(207w) | LFLmpBlst-T8-96in-59w+El-IS-NLO(109w) | LFLmpBlst-T8-96in-59w+El-IS-RLO(98w) | Review | WP source e.g.: SCE13LG087r0 | f | f | Disposition: MeasuresList-May222014.xlsx | ErRobNc |  | ILtg-Lfluor-T12Mag |  | DEER1316-Ltg-Com-LF | 1/1/2013 |  | DEER2016 HOU Update | FALSE | FALSE |  |  | FALSE | FALSE | FALSE | FALSE | FALSE | FALSE | FALSE | FALSE | FALSE
4683 | C-In-LFLmpBlst-T8-96in-59w+El-IS-RLO(98w)-dWP25-dWC11 | Commercial Indoor General Lighting: more efficient Linear Fluorescent Lamp & Ballast installed. Measure includes Code case. Impacts: Linear Fluorescent-based HOU (varies by BldgType) | DEER1314 | Lighting Disposition | 3/6/2015 00:00:00 | Com-Iltg-dWatt-LF | DEER | Scaled | Delta |  |  | None |  | f |  | t | Com | Any | Lighting | InGen-LF | Ltg_Lmp+Blst | LF_LmpBlst |  | ILtg-Lfluor-Elec |  |  |  | LFLmpBlst-T12-96in-60w+MagES-RS-NLO(123w) | LFLmpBlst-T8-96in-59w+El-IS-NLO(109w) | LFLmpBlst-T8-96in-59w+El-IS-RLO(98w) | Review | WP source e.g.: SCE13LG087r0 | f | f | Disposition: MeasuresList-May222014.xlsx | ErRobNc |  | ILtg-Lfluor-T12Mag |  | DEER1316-Ltg-Com-LF | 1/1/2013 |  | DEER2016 HOU Update | FALSE | FALSE |  |  | FALSE | FALSE | FALSE | FALSE | FALSE | FALSE | FALSE | FALSE | FALSE
4684 | C-In-LFLmpBlst-T8-96in-86w+El-IS-NLO(160w)-dWP50-dWC0 | Commercial Indoor General Lighting: more efficient Linear Fluorescent Lamp & Ballast installed. Measure includes Code case. Impacts: Linear Fluorescent-based HOU (varies by BldgType) | DEER1314 | Lighting Disposition | 3/6/2015 00:00:00 | Com-Iltg-dWatt-LF | DEER | Scaled | Delta |  |  | None |  | f |  | t | Com | Any | Lighting | InGen-LF | Ltg_Lmp+Blst | LF_LmpBlst |  | ILtg-Lfluor-Elec |  |  |  | LFLmpBlst-T12-96in-60w+MagES-RS-NLO(210w) | LFLmpBlst-T8-96in-86w+El-IS-NLO(160w) | LFLmpBlst-T8-96in-86w+El-IS-NLO(160w) | Review | WP source e.g.: SCE13LG087r0 | f | f | Disposition: MeasuresList-May222014.xlsx | ERrul |  | ILtg-Lfluor-T12Mag | Com-Lighting-InGen_T12-96in-210w_T8-96in-167w_T8-96in-167w | DEER1316-Ltg-Com-LF | 1/1/2013 |  | DEER2016 HOU Update | FALSE | FALSE |  |  | FALSE | FALSE | FALSE | FALSE | FALSE | FALSE | FALSE | FALSE | FALSE
4685 | C-In-LFLmpBlst-T8-96in-86w+El-IS-NLO(160w)-dWP50-dWC7 | Commercial Indoor General Lighting: more efficient Linear Fluorescent Lamp & Ballast installed. Measure includes Code case. Impacts: Linear Fluorescent-based HOU (varies by BldgType) | DEER1314 | Lighting Disposition | 3/6/2015 00:00:00 | Com-Iltg-dWatt-LF | DEER | Scaled | Delta |  |  | None |  | t |  | t | Com | Any | Lighting | InGen-LF | Ltg_Lmp+Blst | LF_LmpBlst |  | ILtg-Lfluor-Elec |  |  |  | LFLmpBlst-T12-96in-60w+MagES-RS-NLO(210w) | LFLmpBlst-T8-96in-59w+El-IS-NLO(167w) | LFLmpBlst-T8-96in-86w+El-IS-NLO(160w) | Review |  | f | f | Disposition: MeasuresList-Dec1-2014.xlsx | ErRobNc |  | ILtg-Lfluor-T12Mag |  | DEER1316-Ltg-Com-LF | 1/1/2013 |  | DEER2016 HOU Update | FALSE | FALSE |  |  | FALSE | FALSE | FALSE | FALSE | FALSE | FALSE | FALSE | FALSE | FALSE
4686 | C-In-LFLmpBlst-U6-22in-32w+El-IS-NLO(60w)-dWP12 | Commercial Indoor General Lighting: more efficient Linear Fluorescent Lamp & Ballast installed. Measure includes Code case. Impacts: Linear Fluorescent-based HOU (varies by BldgType) | DEER1314 | Lighting Disposition | 3/6/2015 00:00:00 | Com-Iltg-dWatt-LF | DEER | Scaled | Delta |  |  | None |  | f |  | t | Com | Any | Lighting | InGen-LF | Ltg_Lmp+Blst | LF_LmpBlst |  | ILtg-Lfluor-Elec |  |  |  | LFLmpBlst-U6-22in-34w+MagStd-IS-NLO(72w) | LFLmpBlst-U6-22in-34w+MagStd-IS-NLO(72w) | LFLmpBlst-U6-22in-32w+El-IS-NLO(60w) | Review | WP source e.g.: SCE13LG087r0 | f | f | Disposition: MeasuresList-May222014.xlsx | RobNc |  | ILtg-Lfluor-T12Mag | Com-Lighting-InGen_T12-96in-246w-A_T8-96in-219w_T8-96in-219w | DEER1316-Ltg-Com-LF | 1/1/2013 |  | DEER2016 HOU Update | FALSE | FALSE |  |  | FALSE | FALSE | FALSE | FALSE | FALSE | FALSE | FALSE | FALSE | FALSE
4687 | C-In-LFLmpBlst-U6-22in-32w+El-IS-NLO(60w)-dWP12-dWC0 | Commercial Indoor General Lighting: more efficient Linear Fluorescent Lamp & Ballast installed. Measure includes Code case. Impacts: Linear Fluorescent-based HOU (varies by BldgType) | DEER1314 | Lighting Disposition | 3/6/2015 00:00:00 | Com-Iltg-dWatt-LF | DEER | Scaled | Delta |  |  | None |  | f |  | t | Com | Any | Lighting | InGen-LF | Ltg_Lmp+Blst | LF_LmpBlst |  | ILtg-Lfluor-Elec |  |  |  | LFLmpBlst-U12-22in-34w+MagES-RS-NLO(72w) | LFLmpBlst-U6-22in-32w+El-IS-NLO(60w) | LFLmpBlst-U6-22in-32w+El-IS-NLO(60w) | Review | WP source e.g.: SCE13LG087r0 | f | f | Disposition: MeasuresList-May222014.xlsx | ERrul |  | ILtg-Lfluor-T12Mag | Com-Lighting-InGen_T12-96in-62w-A_T8-96in-55w_T8-96in-49w | DEER1316-Ltg-Com-LF | 1/1/2013 |  | DEER2016 HOU Update | FALSE | FALSE |  |  | FALSE | FALSE | FALSE | FALSE | FALSE | FALSE | FALSE | FALSE | FALSE
4688 | C-In-LFLmpBlst-U6-22in-32w+El-IS-NLO+Refl(60w)-dWP12 | Commercial Indoor General Lighting: more efficient Linear Fluorescent Lamp & Ballast installed. Measure includes Code case. Impacts: Linear Fluorescent-based HOU (varies by BldgType) | DEER1314 | Lighting Disposition | 3/6/2015 00:00:00 | Com-Iltg-dWatt-LF | DEER | Scaled | Delta |  |  | None |  | f |  | t | Com | Any | Lighting | InGen-LF | Ltg_Lmp+Blst | LF_LmpBlst |  | ILtg-Lfluor-Elec |  |  |  | LFLmpBlst-U6-22in-34w+MagStd-IS-NLO(72w) | LFLmpBlst-U6-22in-34w+MagStd-IS-NLO(72w) | LFLmpBlst-U6-22in-32w+El-IS-NLO+Refl(60w) | Review | WP source e.g.: WPSDGENRLG0013r3 | f | f | Disposition: MeasuresList-May222014.xlsx | RobNc |  | ILtg-Lfluor-T12Mag |  | DEER1316-Ltg-Com-LF | 1/1/2013 |  | DEER2016 HOU Update | FALSE | FALSE |  |  | FALSE | FALSE | FALSE | FALSE | FALSE | FALSE | FALSE | FALSE | FALSE
4689 | C-In-LFLmpBlst-U6-22in-32w+El-IS-NLO+Refl(60w)-dWP12-dWC0 | Commercial Indoor General Lighting: more efficient Linear Fluorescent Lamp & Ballast installed. Measure includes Code case. Impacts: Linear Fluorescent-based HOU (varies by BldgType) | DEER1314 | Lighting Disposition | 3/6/2015 00:00:00 | Com-Iltg-dWatt-LF | DEER | Scaled | Delta |  |  | None |  | f |  | t | Com | Any | Lighting | InGen-LF | Ltg_Lmp+Blst | LF_LmpBlst |  | ILtg-Lfluor-Elec |  |  |  | LFLmpBlst-U6-22in-34w+MagStd-IS-NLO(72w) | LFLmpBlst-U6-22in-32w+El-IS-NLO(60w) | LFLmpBlst-U6-22in-32w+El-IS-NLO+Refl(60w) | Review | WP source e.g.: SCE13LG087r0 | f | f | Disposition: MeasuresList-May222014.xlsx | ErRobNc |  | ILtg-Lfluor-T12Mag |  | DEER1316-Ltg-Com-LF | 1/1/2013 |  | DEER2016 HOU Update | FALSE | FALSE |  |  | FALSE | FALSE | FALSE | FALSE | FALSE | FALSE | FALSE | FALSE | FALSE
4690 | C-In-LFLmpBlst-U6-22in-32w+El-IS-RLO(52w)-dWP20 | Commercial Indoor General Lighting: more efficient Linear Fluorescent Lamp & Ballast installed. Measure includes Code case. Impacts: Linear Fluorescent-based HOU (varies by BldgType) | DEER1314 | Lighting Disposition | 3/6/2015 00:00:00 | Com-Iltg-dWatt-LF | DEER | Scaled | Delta |  |  | None |  | f |  | t | Com | Any | Lighting | InGen-LF | Ltg_Lmp+Blst | LF_LmpBlst |  | ILtg-Lfluor-Elec |  |  |  | LFLmpBlst-U6-22in-34w+MagStd-IS-NLO(72w) | LFLmpBlst-U6-22in-34w+MagStd-IS-NLO(72w) | LFLmpBlst-U6-22in-32w+El-IS-RLO(52w) | Review | WP source e.g.: WPSDGENRLG0013r3 | f | f | Disposition: MeasuresList-May222014.xlsx | RobNc |  | ILtg-Lfluor-T12Mag |  | DEER1316-Ltg-Com-LF | 1/1/2013 |  | DEER2016 HOU Update | FALSE | FALSE |  |  | FALSE | FALSE | FALSE | FALSE | FALSE | FALSE | FALSE | FALSE | FALSE
4691 | C-In-LFLmpBlst-U6-22in-32w+El-IS-RLO(52w)-dWP20-dWC8 | Commercial Indoor General Lighting: more efficient Linear Fluorescent Lamp & Ballast installed. Measure includes Code case. Impacts: Linear Fluorescent-based HOU (varies by BldgType) | DEER1314 | Lighting Disposition | 3/6/2015 00:00:00 | Com-Iltg-dWatt-LF | DEER | Scaled | Delta |  |  | None |  | f |  | t | Com | Any | Lighting | InGen-LF | Ltg_Lmp+Blst | LF_LmpBlst |  | ILtg-Lfluor-Elec |  |  |  | LFLmpBlst-U12-22in-34w+MagES-RS-NLO(72w) | LFLmpBlst-U6-22in-32w+El-IS-NLO(60w) | LFLmpBlst-U6-22in-32w+El-IS-RLO(52w) | Review | WP source e.g.: SCE13LG087r0 | f | f | Disposition: MeasuresList-May222014.xlsx | ErRobNc |  | ILtg-Lfluor-T12Mag | Com-Lighting-InGen_T12-96in-123w-A_T8-96in-109w_T8-96in-98w | DEER1316-Ltg-Com-LF | 1/1/2013 |  | DEER2016 HOU Update | FALSE | FALSE |  |  | FALSE | FALSE | FALSE | FALSE | FALSE | FALSE | FALSE | FALSE | FALSE
4692 | C-In-MH-25w(25w)-dWP38 | Commercial Indoor General Lighting: HID Lamp & Ballast replaces Halogen Lamp. Measure includes Code case. Impacts: Linear Fluorescent-based HOU (varies by BldgType) | DEER1314 | Lighting Disposition | 3/6/2015 00:00:00 | Com-Iltg-dWatt-LF | DEER | Scaled | Delta |  |  | None |  | f |  | t | Com | Any | Lighting | InGen-LF | Ltg_Lmp+Blst | HID_LmpBlst |  | ILtg-MH |  |  |  | Hal-PAR38(63w) | Hal-PAR38(63w) | MH-25w(25w) | Review | WP source e.g.: WPSDGENRLG0007r1 | f | f | Disposition: MeasuresList-October312014.xlsx | RobNc |  | ILtg-Incand-Com |  | DEER1316-Ltg-Com-LF | 1/1/2013 |  | DEER2016 HOU Update | FALSE | FALSE |  |  | FALSE | FALSE | FALSE | FALSE | FALSE | FALSE | FALSE | FALSE | FALSE
4693 | C-In-MH-32w(43w)-dwP57 | Commercial Indoor General Lighting: HID Lamp & Ballast replaces Incandescent. Measure includes Code case. Impacts: Linear Fluorescent-based HOU (varies by BldgType) | DEER1314 | Lighting Disposition | 3/6/2015 00:00:00 | Com-Iltg-dWatt-LF | Non-DEER | Scaled | Delta |  |  | None |  | f |  | t | Com | Any | Lighting | InGen-LF | Ltg_Lmp+Blst | HID_LmpBlst |  | ILtg-MH |  |  |  | Incan(100w) | Incan(100w) | MH-32w(43w) | Review |  | f | f | RevisedHighBay.xlsx | RobNc |  | ILtg-Incand-Com |  | DEER1316-Ltg-Com-LF | 1/1/2013 |  | DEER2016 HOU Update | FALSE | FALSE |  |  | FALSE | FALSE | FALSE | FALSE | FALSE | FALSE | FALSE | FALSE | FALSE
4694 | C-In-MH-32w(43w)-dWP57-dWC0 | Commercial Indoor General Lighting: HID Lamp & Ballast replaces Incandescent Lamp. Measure includes Code case. Impacts: Linear Fluorescent-based HOU (varies by BldgType) | DEER1314 | Lighting Disposition | 3/6/2015 00:00:00 | Com-Iltg-dWatt-LF | Non-DEER | Scaled | Delta |  |  | None |  | f |  | t | Com | Any | Lighting | InGen-LF | Ltg_Lmp+Blst | HID_LmpBlst |  | ILtg-MH |  |  |  | Incan(100w) | MH-32w(43w) | MH-32w(43w) | Review | Not Used in 2013-2014 Final Lighting Disposition | f | f | Disposition: MeasuresList-May222014.xlsx | ERrul |  | ILtg-Incand-Com |  | DEER1316-Ltg-Com-LF | 1/1/2013 |  | DEER2016 HOU Update | FALSE | FALSE |  |  | FALSE | FALSE | FALSE | FALSE | FALSE | FALSE | FALSE | FALSE | FALSE
4695 | C-In-PSMH-125w(150w)-dwP65-dwC0 | Commercial Indoor General Lighting: more efficient HID Lamp & Ballast installed. Measure includes Code case. Impacts: Linear Fluorescent-based HOU (varies by BldgType) | DEER1314 | Lighting Disposition | 3/6/2015 00:00:00 | Com-Iltg-dWatt-HB | Non-DEER | Scaled | Delta |  |  | None |  | f |  | t | Com | Any | Lighting | InGen-HB | Ltg_Lmp+Blst | HID_LmpBlst |  | ILtg-HID |  |  |  | MH-175w(215w) | PSMH-125w(150w) | PSMH-125w(150w) | Review |  | f | f | RevisedHighBay.xlsx | ERrul |  | ILtg-MH |  | DEER1316-Ltg-Com-HB | 1/1/2013 |  | DEER2016 HOU Update | FALSE | FALSE |  |  | FALSE | FALSE | FALSE | FALSE | FALSE | FALSE | FALSE | FALSE | FALSE
4696 | C-In-PSMH-125w(150w)-dWP65-dWC35 | Commercial Indoor General Lighting: more efficient HID Lamp & Ballast installed. Measure includes Code case. Impacts: Linear Fluorescent-based HOU (varies by BldgType) | DEER1314 | Lighting Disposition | 3/6/2015 00:00:00 | Com-Iltg-dWatt-HB | Non-DEER | Scaled | Delta |  |  | None |  | f |  | t | Com | Any | Lighting | InGen-HB | Ltg_Lmp+Blst | HID_LmpBlst |  | ILtg-MH |  |  |  | MH-175w(215w) | PSMH-150w(185w) | PSMH-125w(150w) | Review | WP source e.g.: SCE13LG087r0 | f | f | Disposition: MeasuresList-May222014.xlsx | ErRobNc |  | ILtg-MH |  | DEER1316-Ltg-Com-HB | 1/1/2013 |  | DEER2016 HOU Update | FALSE | FALSE |  |  | FALSE | FALSE | FALSE | FALSE | FALSE | FALSE | FALSE | FALSE | FALSE
4697 | C-In-PSMH-150w(165w)-dWP130-dWC67 | Commercial Indoor General Lighting: more efficient HID Lamp & Ballast installed. Measure includes Code case. Impacts: Linear Fluorescent-based HOU (varies by BldgType) | DEER1314 | Lighting Disposition | 3/6/2015 00:00:00 | Com-Iltg-dWatt-HB | Non-DEER | Scaled | Delta |  |  | None |  | f |  | t | Com | Any | Lighting | InGen-HB | Ltg_Lmp+Blst | HID_LmpBlst |  | ILtg-MH |  |  |  | MH-250w(295w) | PSMH-200w(232w) | PSMH-150w(165w) | Review | WP source e.g.: WPSDGENRLG0017r3 | f | f | Disposition: MeasuresList-May222014.xlsx | ErRobNc |  | ILtg-MH |  | DEER1316-Ltg-Com-HB | 1/1/2013 |  | DEER2016 HOU Update | FALSE | FALSE |  |  | FALSE | FALSE | FALSE | FALSE | FALSE | FALSE | FALSE | FALSE | FALSE
4698 | C-In-PSMH-175w(208w)-dwP24-dwC0 | Commercial Indoor General Lighting: more efficient HID Lamp & Ballast installed. Measure includes Code case. Impacts: Linear Fluorescent-based HOU (varies by BldgType) | DEER1314 | Lighting Disposition | 3/6/2015 00:00:00 | Com-Iltg-dWatt-HB | Non-DEER | Scaled | Delta |  |  | None |  | f |  | t | Com | Any | Lighting | InGen-HB | Ltg_Lmp+Blst | HID_LmpBlst |  | ILtg-HID |  |  |  | PSMH-200w(232w) | PSMH-175w(208w) | PSMH-175w(208w) | Review |  | f | f | RevisedHighBay.xlsx | ERrul |  | ILtg-HID |  | DEER1316-Ltg-Com-HB | 1/1/2013 |  | DEER2016 HOU Update | FALSE | FALSE |  |  | FALSE | FALSE | FALSE | FALSE | FALSE | FALSE | FALSE | FALSE | FALSE
4699 | C-In-PSMH-175w(208w)-dWP292-dWC0 | Commercial Indoor General Lighting: HID Lamp & Ballast replaces Incandescent Lamp. Measure includes Code case. Impacts: Linear Fluorescent-based HOU (varies by BldgType) | DEER1314 | Lighting Disposition | 3/6/2015 00:00:00 | Com-Iltg-dWatt-HB | Non-DEER | Scaled | Delta |  |  | None |  | f |  | t | Com | Any | Lighting | InGen-HB | Ltg_Lmp+Blst | HID_LmpBlst |  | ILtg-MH |  |  |  | Incan(500w) | PSMH-175w(208w) | PSMH-175w(208w) | Review | WP source e.g.: SCE13LG087r0 | f | f | Disposition: MeasuresList-May222014.xlsx | ERrul |  | ILtg-Incand-Com |  | DEER1316-Ltg-Com-HB | 1/1/2013 |  | DEER2016 HOU Update | FALSE | FALSE |  |  | FALSE | FALSE | FALSE | FALSE | FALSE | FALSE | FALSE | FALSE | FALSE
4700 | C-In-PSMH-175w(208w)-dwP87-dwC0 | Commercial Indoor General Lighting: more efficient HID Lamp & Ballast installed. Measure includes Code case. Impacts: Linear Fluorescent-based HOU (varies by BldgType) | DEER1314 | Lighting Disposition | 3/6/2015 00:00:00 | Com-Iltg-dWatt-HB | Non-DEER | Scaled | Delta |  |  | None |  | f |  | t | Com | Any | Lighting | InGen-HB | Ltg_Lmp+Blst | HID_LmpBlst |  | ILtg-HID |  |  |  | MH-250w(295w) | PSMH-175w(208w) | PSMH-175w(208w) | Review |  | f | f | RevisedHighBay.xlsx | ERrul |  | ILtg-MH | Com-Lighting-InGen_MH-295w_PSMH-208w_PSMH-208w | DEER1316-Ltg-Com-HB | 1/1/2013 |  | DEER2016 HOU Update | FALSE | FALSE |  |  | FALSE | FALSE | FALSE | FALSE | FALSE | FALSE | FALSE | FALSE | FALSE
4701 | C-In-PSMH-175w(208w)-dWP87-dWC24 | Commercial Indoor General Lighting: more efficient HID Lamp & Ballast installed. Measure includes Code case. Impacts: Linear Fluorescent-based HOU (varies by BldgType) | DEER1314 | Lighting Disposition | 3/6/2015 00:00:00 | Com-Iltg-dWatt-HB | Non-DEER | Scaled | Delta |  |  | None |  | f |  | t | Com | Any | Lighting | InGen-HB | Ltg_Lmp+Blst | HID_LmpBlst |  | ILtg-MH |  |  |  | MH-250w(295w) | PSMH-200w(232w) | PSMH-175w(208w) | Review | Not Used in 2013-2014 Final Lighting Disposition | f | f | Disposition: MeasuresList-May222014.xlsx | ErRobNc |  | ILtg-MH |  | DEER1316-Ltg-Com-HB | 1/1/2013 |  | DEER2016 HOU Update | FALSE | FALSE |  |  | FALSE | FALSE | FALSE | FALSE | FALSE | FALSE | FALSE | FALSE | FALSE
4702 | C-In-PSMH-175w-Ext(208w)-dwP87-dwC80 | Commercial Indoor General Lighting: more efficient HID Lamp & Ballast installed. Measure includes Code case. Impacts: Linear Fluorescent-based HOU (varies by BldgType) | DEER1314 | Lighting Disposition | 3/6/2015 00:00:00 | Com-Iltg-dWatt-HB | Non-DEER | Scaled | Delta |  |  | None |  | f |  | t | Com | Any | Lighting | InGen-HB | Ltg_Lmp+Blst | HID_LmpBlst |  | ILtg-HID |  |  |  | MH-250w(295w) | PSMH-250w(288w) | PSMH-175w-Ext(208w) | Review |  | f | f | RevisedHighBay.xlsx | ErRobNc |  | ILtg-MH |  | DEER1316-Ltg-Com-HB | 1/1/2013 |  | DEER2016 HOU Update | FALSE | FALSE |  |  | FALSE | FALSE | FALSE | FALSE | FALSE | FALSE | FALSE | FALSE | FALSE
4703 | C-In-PSMH-250w(278w)-dWP180-dWC87 | Commercial Indoor General Lighting: more efficient HID Lamp & Ballast installed. Measure includes Code case. Impacts: Linear Fluorescent-based HOU (varies by BldgType) | DEER1314 | Lighting Disposition | 3/6/2015 00:00:00 | Com-Iltg-dWatt-HB | Non-DEER | Scaled | Delta |  |  | None |  | f |  | t | Com | Any | Lighting | InGen-HB | Ltg_Lmp+Blst | HID_LmpBlst |  | ILtg-MH |  |  |  | MH-400w(458w) | PSMH-320w(365w) | PSMH-250w(278w) | Review | WP source e.g.: SCE13LG087r0 | f | f | Disposition: MeasuresList-May222014.xlsx | ErRobNc |  | ILtg-MH |  | DEER1316-Ltg-Com-HB | 1/1/2013 |  | DEER2016 HOU Update | FALSE | FALSE |  |  | FALSE | FALSE | FALSE | FALSE | FALSE | FALSE | FALSE | FALSE | FALSE
4704 | C-In-PSMH-250w(278w)-dwP87-dwC80 | Commercial Indoor General Lighting: more efficient HID Lamp & Ballast installed. Measure includes Code case. Impacts: Linear Fluorescent-based HOU (varies by BldgType) | DEER1314 | Lighting Disposition | 3/6/2015 00:00:00 | Com-Iltg-dWatt-HB | Non-DEER | Scaled | Delta |  |  | None |  | f |  | t | Com | Any | Lighting | InGen-HB | Ltg_Lmp+Blst | HID_LmpBlst |  | ILtg-HID |  |  |  | MH-250w(295w) | PSMH-250w(288w) | PSMH-250w(278w) | Review |  | f | f | RevisedHighBay.xlsx | ErRobNc |  | ILtg-HID |  | DEER1316-Ltg-Com-HB | 1/1/2013 |  | DEER2016 HOU Update | FALSE | FALSE |  |  | FALSE | FALSE | FALSE | FALSE | FALSE | FALSE | FALSE | FALSE | FALSE
4705 | C-In-PSMH-250w(288w)-dwP112-dwC0 | Commercial Indoor General Lighting: more efficient HID Lamp & Ballast installed. Measure includes Code case. Impacts: Linear Fluorescent-based HOU (varies by BldgType) | DEER1314 | Lighting Disposition | 3/6/2015 00:00:00 | Com-Iltg-dWatt-HB | Non-DEER | Scaled | Delta |  |  | None |  | f |  | t | Com | Any | Lighting | InGen-HB | Ltg_Lmp+Blst | HID_LmpBlst |  | ILtg-HID |  |  |  | PSMH-350w(400w) | PSMH-250w(288w) | PSMH-250w(288w) | Review |  | f | f | RevisedHighBay.xlsx | ERrul |  | ILtg-HID |  | DEER1316-Ltg-Com-HB | 1/1/2013 |  | DEER2016 HOU Update | FALSE | FALSE |  |  | FALSE | FALSE | FALSE | FALSE | FALSE | FALSE | FALSE | FALSE | FALSE
4706 | C-In-PSMH-250w(288w)-dWP167-dWC0 | Commercial Indoor General Lighting: more efficient HID Lamp & Ballast installed. Measure includes Code case. Impacts: Linear Fluorescent-based HOU (varies by BldgType) | DEER1314 | Lighting Disposition | 3/6/2015 00:00:00 | Com-Iltg-dWatt-HB | Non-DEER | Scaled | Delta |  |  | None |  | f |  | t | Com | Any | Lighting | InGen-HB | Ltg_Lmp+Blst | HID_LmpBlst |  | ILtg-MH |  |  |  | MV-400w(455w) | PSMH-250w(288w) | PSMH-250w(288w) | Review | WP source e.g.: WPSDGENRLG0007r1 | f | f | Disposition: MeasuresList-May222014.xlsx | ERrul |  | ILtg-HID |  | DEER1316-Ltg-Com-HB | 1/1/2013 |  | DEER2016 HOU Update | FALSE | FALSE |  |  | FALSE | FALSE | FALSE | FALSE | FALSE | FALSE | FALSE | FALSE | FALSE
4707 | C-In-PSMH-350w(400w)-dWP600-dWC0 | Commercial Indoor General Lighting: HID Lamp & Ballast replaces Incandescent Lamp. Measure includes Code case. Impacts: Linear Fluorescent-based HOU (varies by BldgType) | DEER1314 | Lighting Disposition | 3/6/2015 00:00:00 | Com-Iltg-dWatt-HB | Non-DEER | Scaled | Delta |  |  | None |  | f |  | t | Com | Any | Lighting | InGen-HB | Ltg_Lmp+Blst | HID_LmpBlst |  | ILtg-MH |  |  |  | Incan(1000w) | PSMH-350w(400w) | PSMH-350w(400w) | Review | WP source e.g.: SCE13LG046r1 | f | f | Disposition: MeasuresList-May222014.xlsx | ERrul |  | ILtg-Incand-Com | Com-Lighting-InGen_Incan-100w_MH-43w_MH-43w | DEER1316-Ltg-Com-HB | 1/1/2013 |  | DEER2016 HOU Update | FALSE | FALSE |  |  | FALSE | FALSE | FALSE | FALSE | FALSE | FALSE | FALSE | FALSE | FALSE
4708 | C-In-PSMH-450w(506w)-dwP434-dwC0 | Commercial Indoor General Lighting: more efficient HID Lamp & Ballast installed. Measure includes Code case. Impacts: Linear Fluorescent-based HOU (varies by BldgType) | DEER1314 | Lighting Disposition | 3/6/2015 00:00:00 | Com-Iltg-dWatt-HB | Non-DEER | Scaled | Delta |  |  | None |  | f |  | t | Com | Any | Lighting | InGen-HB | Ltg_Lmp+Blst | HID_LmpBlst |  | ILtg-HID |  |  |  | PSMH-875w(940w) | PSMH-450w(506w) | PSMH-450w(506w) | Review |  | f | f | RevisedHighBay.xlsx | ERrul |  | ILtg-HID |  | DEER1316-Ltg-Com-HB | 1/1/2013 |  | DEER2016 HOU Update | FALSE | FALSE |  |  | FALSE | FALSE | FALSE | FALSE | FALSE | FALSE | FALSE | FALSE | FALSE
4709 | C-In-PSMH-600w(635w)-dWP445-dWC183 | Commercial Indoor General Lighting: more efficient HID Lamp & Ballast installed. Measure includes Code case. Impacts: Linear Fluorescent-based HOU (varies by BldgType) | DEER1314 | Lighting Disposition | 3/6/2015 00:00:00 | Com-Iltg-dWatt-HB | Non-DEER | Scaled | Delta |  |  | None |  | f |  | t | Com | Any | Lighting | InGen-HB | Ltg_Lmp+Blst | HID_LmpBlst |  | ILtg-MH |  |  |  | MH-1000w(1080w) | PSMH-750w(818w) | PSMH-600w(635w) | Review | WP source e.g.: PGECOLTG154r4 | f | f | Disposition: MeasuresList-May222014.xlsx | ErRobNc |  | ILtg-MH |  | DEER1316-Ltg-Com-HB | 1/1/2013 |  | DEER2016 HOU Update | FALSE | FALSE |  |  | FALSE | FALSE | FALSE | FALSE | FALSE | FALSE | FALSE | FALSE | FALSE
4710 | C-In-PSMH-70w(79w)-dWP49 | Commercial Indoor General Lighting: more efficient HID Lamp & Ballast installed. Measure includes Code case. Impacts: Linear Fluorescent-based HOU (varies by BldgType) | DEER1314 | Lighting Disposition | 3/6/2015 00:00:00 | Com-Iltg-dWatt-HB | Non-DEER | Scaled | Delta |  |  | None |  | f |  | t | Com | Any | Lighting | InGen-HB | Ltg_Lmp+Blst | HID_LmpBlst |  | ILtg-MH |  |  |  | MH-100w(128w) | MH-100w(128w) | PSMH-70w(79w) | Review | WP source e.g.: PGECOLTG154r4 | f | f | Disposition: MeasuresList-May222014.xlsx | RobNc |  | ILtg-MH |  | DEER1316-Ltg-Com-HB | 1/1/2013 |  | DEER2016 HOU Update | FALSE | FALSE |  |  | FALSE | FALSE | FALSE | FALSE | FALSE | FALSE | FALSE | FALSE | FALSE
4711 | C-In-PSMH-70w(92w)-dwP36 | Commercial Indoor General Lighting: more efficient HID Lamp & Ballast installed. Measure includes Code case. Impacts: Linear Fluorescent-based HOU (varies by BldgType) | DEER1314 | Lighting Disposition | 3/6/2015 00:00:00 | Com-Iltg-dWatt-HB | Non-DEER | Scaled | Delta |  |  | None |  | f |  | t | Com | Any | Lighting | InGen-HB | Ltg_Lmp+Blst | HID_LmpBlst |  | ILtg-HID |  |  |  | MH-100w(128w) | MH-100w(128w) | PSMH-70w(92w) | Review |  | f | f | RevisedHighBay.xlsx | RobNc |  | ILtg-MH |  | DEER1316-Ltg-Com-HB | 1/1/2013 |  | DEER2016 HOU Update | FALSE | FALSE |  |  | FALSE | FALSE | FALSE | FALSE | FALSE | FALSE | FALSE | FALSE | FALSE
4712 | C-In-PSMH-750w(810w)-dWP270 | Commercial Indoor General Lighting: more efficient HID Lamp & Ballast installed. Measure includes Code case. Impacts: Linear Fluorescent-based HOU (varies by BldgType) | DEER1314 | Lighting Disposition | 3/6/2015 00:00:00 | Com-Iltg-dWatt-HB | Non-DEER | Scaled | Delta |  |  | None |  | f |  | t | Com | Any | Lighting | InGen-HB | Ltg_Lmp+Blst | HID_LmpBlst |  | ILtg-MH |  |  |  | MH-1000w(1080w) | PSMH-1000w(1080w) | PSMH-750w(810w) | Review |  | f | f | Disposition: MeasuresList-May222014.xlsx | ErRobNc |  | ILtg-MH | Com-Lighting-InGen_Incan-500w_PSMH-208w_PSMH-208w | DEER1316-Ltg-Com-HB | 1/1/2013 |  | DEER2016 HOU Update | FALSE | FALSE |  |  | FALSE | FALSE | FALSE | FALSE | FALSE | FALSE | FALSE | FALSE | FALSE
4713 | C-In-PSMH-750w(818w)-dwP262-dwC0 | Commercial Indoor General Lighting: more efficient HID Lamp & Ballast installed. Measure includes Code case. Impacts: Linear Fluorescent-based HOU (varies by BldgType) | DEER1314 | Lighting Disposition | 3/6/2015 00:00:00 | Com-Iltg-dWatt-HB | Non-DEER | Scaled | Delta |  |  | None |  | f |  | t | Com | Any | Lighting | InGen-HB | Ltg_Lmp+Blst | HID_LmpBlst |  | ILtg-HID |  |  |  | MH-1000w(1080w) | PSMH-750w(818w) | PSMH-750w(818w) | Review |  | f | f | RevisedHighBay.xlsx | ERrul |  | ILtg-MH |  | DEER1316-Ltg-Com-HB | 1/1/2013 |  | DEER2016 HOU Update | FALSE | FALSE |  |  | FALSE | FALSE | FALSE | FALSE | FALSE | FALSE | FALSE | FALSE | FALSE
4714 | C-Out-CFLfixt-18w-ext(18w)-dWP45 | Commercial Outdoor General Lighting: CFL Fixture replaces pre-existing standard lighting Wattage. Measure includes Code case. Impacts: HOU = 4100; CDF = 0 | DEER1314 | Lighting Disposition | 7/24/2014 00:00:00 | Com-Oltg-dWatt | Non-DEER | Scaled | BaseRatio |  |  | None |  | f |  | t | Com | Any | Lighting | OutGen | Ltg_Fixture | CFL_fixt |  | OLtg-CFLfix |  |  |  | CFLratio0353 | CFLratio0353 | CFLfixt-18w-ext(18w) | Standard |  | f | f | Disposition: MeasuresList-October312014.xlsx | RobNc |  |  |  | None | 1/1/2013 |  |  | FALSE | FALSE |  |  | FALSE | FALSE | FALSE | FALSE | FALSE | FALSE | FALSE | FALSE | FALSE
4715 | C-Out-CFLfixt-23w-ext(23w)-dWP58 | Commercial Outdoor General Lighting: CFL Fixture replaces pre-existing standard lighting Wattage. Measure includes Code case. Impacts: HOU = 4100; CDF = 0 | DEER1314 | Lighting Disposition | 7/24/2014 00:00:00 | Com-Oltg-dWatt | Non-DEER | Scaled | BaseRatio |  |  | None |  | f |  | t | Com | Any | Lighting | OutGen | Ltg_Fixture | CFL_fixt |  | OLtg-CFLfix |  |  |  | CFLratio0353 | CFLratio0353 | CFLfixt-23w-ext(23w) | Standard |  | f | f | Disposition: MeasuresList-October312014.xlsx | RobNc |  |  |  | None | 1/1/2013 |  |  | FALSE | FALSE |  |  | FALSE | FALSE | FALSE | FALSE | FALSE | FALSE | FALSE | FALSE | FALSE
4716 | C-Out-CFLfixt-26w-ext(26w)-dWP65 | Commercial Outdoor General Lighting: CFL Fixture replaces pre-existing standard lighting Wattage. Measure includes Code case. Impacts: HOU = 4100; CDF = 0 | DEER1314 | Lighting Disposition | 7/24/2014 00:00:00 | Com-Oltg-dWatt | Non-DEER | Scaled | BaseRatio |  |  | None |  | f |  | t | Com | Any | Lighting | OutGen | Ltg_Fixture | CFL_fixt |  | OLtg-CFLfix |  |  |  | CFLratio0353 | CFLratio0353 | CFLfixt-26w-ext(26w) | Standard |  | f | f | Disposition: MeasuresList-October312014.xlsx | RobNc |  |  |  | None | 1/1/2013 |  |  | FALSE | FALSE |  |  | FALSE | FALSE | FALSE | FALSE | FALSE | FALSE | FALSE | FALSE | FALSE
4717 | C-Out-CFLfixt-26w-ext-2Lmp(56w)-dWP39 | Commercial Outdoor General Lighting: CFL Fixture replaces HID Fixture. Measure includes Code case. Impacts: HOU = 4100; CDF = 0 | DEER1314 | Lighting Disposition | 5/30/2014 00:00:00 | Com-Oltg-dWatt | Non-DEER | Scaled | Delta |  |  | None |  | f |  | t | Com | Any | Lighting | OutGen | Ltg_Fixture | CFL_fixt |  | OLtg-CFLfix |  |  |  | HIDFixt-MH-70w-Ext(95w) | HIDFixt-MH-70w-Ext(95w) | CFLfixt-26w-ext-2Lmp(56w) | Standard | WP source e.g.: SCE13LG046r1 | f | f | Disposition: MeasuresList-May222014.xlsx | RobNc |  | OLtg-MH | Com-Lighting-InGen_Incan-1000w_PSMH-400w_PSMH-400w | None | 1/1/2013 |  |  | FALSE | FALSE |  |  | FALSE | FALSE | FALSE | FALSE | FALSE | FALSE | FALSE | FALSE | FALSE
4718 | C-Out-CFLfixt-26w-ext-2Lmp(70w)-dWP25 | Commercial Outdoor General Lighting: CFL Fixture replaces HID Fixture. Measure includes Code case. Impacts: HOU = 4100; CDF = 0 | DEER1314 | Lighting Disposition | 5/30/2014 00:00:00 | Com-Oltg-dWatt | Non-DEER | Scaled | Delta |  |  | None |  | f |  | t | Com | Any | Lighting | OutGen | Ltg_Fixture | CFL_fixt |  | OLtg-CFLfix |  |  |  | HIDFixt-MH-70w-Ext(95w) | HIDFixt-MH-70w-Ext(95w) | CFLfixt-26w-ext-2Lmp(70w) | Standard | WP source e.g.: PGECOLTG154r4 | f | f | Disposition: MeasuresList-May222014.xlsx | RobNc |  | OLtg-MH |  | None | 1/1/2013 |  |  | FALSE | FALSE |  |  | FALSE | FALSE | FALSE | FALSE | FALSE | FALSE | FALSE | FALSE | FALSE
4719 | C-Out-CFLfixt-42w-ext(42w)-dWP148-dWC143 | Commercial Outdoor General Lighting: CFL Fixture replaces HID Fixture. Measure includes Code case. Impacts: HOU = 4100; CDF = 0 | DEER1314 | Lighting Disposition | 5/30/2014 00:00:00 | Com-Oltg-dWatt | Non-DEER | Scaled | Delta |  |  | None |  | f |  | t | Com | Any | Lighting | OutGen | Ltg_Fixture | CFL_fixt |  | OLtg-Com-LED-20000hr |  |  |  | HIDFixt-MH-150w-Ext(190w) | HIDFixt-PSMH-150w-Ext(185w) | CFLfixt-42w-ext(42w) | Standard | WP source e.g.: PGECOLTG154r4 | f | f | Disposition: MeasuresList-May222014.xlsx | ErRobNc |  | OLtg-MH |  | None | 1/1/2013 |  |  | FALSE | FALSE |  |  | FALSE | FALSE | FALSE | FALSE | FALSE | FALSE | FALSE | FALSE | FALSE
4720 | C-Out-CFLfixt-55w-ext(55w)-dWP240-dWC177 | Commercial Outdoor General Lighting: CFL Fixture replaces HID Fixture. Measure includes Code case. Impacts: HOU = 4100; CDF = 0 | DEER1314 | Lighting Disposition | 5/30/2014 00:00:00 | Com-Oltg-dWatt | Non-DEER | Scaled | Delta |  |  | None |  | f |  | t | Com | Any | Lighting | OutGen | Ltg_Fixture | CFL_fixt |  | OLtg-CFLfix |  |  |  | HIDFixt-MH-250w-Ext(295w) | HIDFixt-PSMH-200w-Ext(232w) | CFLfixt-55w-ext(55w) | Standard | WP source e.g.: PGECOLTG154r4 | f | f | Disposition: MeasuresList-May222014.xlsx | ErRobNc |  | OLtg-MH |  | None | 1/1/2013 |  |  | FALSE | FALSE |  |  | FALSE | FALSE | FALSE | FALSE | FALSE | FALSE | FALSE | FALSE | FALSE
4721 | C-Out-CFLfixt-65w-ext(65w)-dWP164 | Commercial Outdoor General Lighting: CFL Fixture replaces pre-existing standard lighting Wattage. Measure includes Code case. Impacts: HOU = 4100; CDF = 0 | DEER1314 | Lighting Disposition | 7/24/2014 00:00:00 | Com-Oltg-dWatt | Non-DEER | Scaled | BaseRatio |  |  | None |  | f |  | t | Com | Any | Lighting | OutGen | Ltg_Fixture | CFL_fixt |  | OLtg-CFLfix |  |  |  | CFLratio0353 | CFLratio0353 | CFLfixt-65w-ext(65w) | Standard |  | f | f | Disposition: MeasuresList-October312014.xlsx | RobNc |  |  |  | None | 1/1/2013 |  |  | FALSE | FALSE |  |  | FALSE | FALSE | FALSE | FALSE | FALSE | FALSE | FALSE | FALSE | FALSE
4722 | C-Out-CFLscw-Ext(100w)-dWP257 | Commercial Outdoor General Lighting: CFL Lamp with integated Ballast replaces pre-existing standard lighting Wattage. Measure includes Code case. Impacts: HOU = 4100; CDF = 0 | DEER1314 | Lighting Disposition | 7/24/2014 00:00:00 | Com-Oltg-dWatt | Non-DEER | Scaled | BaseRatio |  |  | None |  | f |  | t | Com | Any | Lighting | OutGen | Ltg_Lamp | CFLint_lamp |  | OLtg-CFL |  |  |  | CFLratio0357 | CFLratio0357 | CFLscw-Ext(100w) | Standard |  | f | f | Disposition: MeasuresList-October312014.xlsx | RobNc |  |  |  | None | 1/1/2013 |  |  | FALSE | FALSE |  |  | FALSE | FALSE | FALSE | FALSE | FALSE | FALSE | FALSE | FALSE | FALSE
4723 | C-Out-CFLscw-Ext(100w)-dWP307 | Commercial Outdoor General Lighting: CFL Lamp with integated Ballast replaces pre-existing standard lighting Wattage. Measure includes Code case. Impacts: HOU = 4100; CDF = 0 | DEER1314 | Lighting Disposition | 7/31/2014 00:00:00 | Com-Oltg-dWatt | Non-DEER | Scaled | BaseRatio |  |  | None |  | f |  | t | Com | Any | Lighting | OutGen | Ltg_Lamp | CFLint_lamp |  | OLtg-CFL |  |  |  | CFLratio0407 | CFLratio0407 | CFLscw-Ext(100w) | Standard | For PGE3PLTG173r1 only. This measure may only be claimed by this work paper. For revision 2 and later, use C-Out-CFLscw-Ext(100w)-dWP257. | f | f | Disposition: MeasuresList-October312014.xlsx | RobNc |  |  |  | None | 1/1/2013 | 6/30/2014 |  | FALSE | FALSE |  |  | FALSE | FALSE | FALSE | FALSE | FALSE | FALSE | FALSE | FALSE | FALSE
4724 | C-Out-CFLscw-Ext(150w)-dWP385 | Commercial Outdoor General Lighting: CFL Lamp with integated Ballast replaces pre-existing standard lighting Wattage. Measure includes Code case. Impacts: HOU = 4100; CDF = 0 | DEER1314 | Lighting Disposition | 7/24/2014 00:00:00 | Com-Oltg-dWatt | Non-DEER | Scaled | BaseRatio |  |  | None |  | f |  | t | Com | Any | Lighting | OutGen | Ltg_Lamp | CFLint_lamp |  | OLtg-CFL |  |  |  | CFLratio0357 | CFLratio0357 | CFLscw-Ext(150w) | Standard |  | f | f | Disposition: MeasuresList-October312014.xlsx | RobNc |  |  |  | None | 1/1/2013 |  |  | FALSE | FALSE |  |  | FALSE | FALSE | FALSE | FALSE | FALSE | FALSE | FALSE | FALSE | FALSE
4725 | C-Out-CFLscw-Ext(150w)-dWP460 | Commercial Outdoor General Lighting: CFL Lamp with integated Ballast replaces pre-existing standard lighting Wattage. Measure includes Code case. Impacts: HOU = 4100; CDF = 0 | DEER1314 | Lighting Disposition | 7/31/2014 00:00:00 | Com-Oltg-dWatt | Non-DEER | Scaled | BaseRatio |  |  | None |  | f |  | t | Com | Any | Lighting | OutGen | Ltg_Lamp | CFLint_lamp |  | OLtg-CFL |  |  |  | CFLratio0407 | CFLratio0407 | CFLscw-Ext(150w) | Standard | For PGE3PLTG173r1 only. This measure may only be claimed by this work paper. For revision 2 and later, use C-Out-CFLscw-Ext(150w)-dWP385. | f | f | Disposition: MeasuresList-October312014.xlsx | RobNc |  |  |  | None | 1/1/2013 | 6/30/2014 |  | FALSE | FALSE |  |  | FALSE | FALSE | FALSE | FALSE | FALSE | FALSE | FALSE | FALSE | FALSE
4726 | C-Out-CFLscw-Ext(42w)-dWP107 | Commercial Outdoor General Lighting: CFL Lamp with integated Ballast replaces pre-existing standard lighting Wattage. Measure includes Code case. Impacts: HOU = 4100; CDF = 0 | DEER1314 | Lighting Disposition | 7/24/2014 00:00:00 | Com-Oltg-dWatt | Non-DEER | Scaled | BaseRatio |  |  | None |  | f |  | t | Com | Any | Lighting | OutGen | Ltg_Lamp | CFLint_lamp |  | OLtg-CFL |  |  |  | CFLratio0357 | CFLratio0357 | CFLscw-Ext(42w) | Standard |  | f | f | Disposition: MeasuresList-October312014.xlsx | RobNc |  |  |  | None | 1/1/2013 |  |  | FALSE | FALSE |  |  | FALSE | FALSE | FALSE | FALSE | FALSE | FALSE | FALSE | FALSE | FALSE
4727 | C-Out-CFLscw-Ext(60w)-dWP154 | Commercial Outdoor General Lighting: CFL Lamp with integated Ballast replaces pre-existing standard lighting Wattage. Measure includes Code case. Impacts: HOU = 4100; CDF = 0 | DEER1314 | Lighting Disposition | 7/24/2014 00:00:00 | Com-Oltg-dWatt | Non-DEER | Scaled | BaseRatio |  |  | None |  | f |  | t | Com | Any | Lighting | OutGen | Ltg_Lamp | CFLint_lamp |  | OLtg-CFL |  |  |  | CFLratio0357 | CFLratio0357 | CFLscw-Ext(60w) | Standard |  | f | f | Disposition: MeasuresList-October312014.xlsx | RobNc |  |  |  | None | 1/1/2013 |  |  | FALSE | FALSE |  |  | FALSE | FALSE | FALSE | FALSE | FALSE | FALSE | FALSE | FALSE | FALSE
4728 | C-Out-CFLscw-Ext(60w)-dWP184 | Commercial Outdoor General Lighting: CFL Lamp with integated Ballast replaces pre-existing standard lighting Wattage. Measure includes Code case. Impacts: HOU = 4100; CDF = 0 | DEER1314 | Lighting Disposition | 7/31/2014 00:00:00 | Com-Oltg-dWatt | Non-DEER | Scaled | BaseRatio |  |  | None |  | f |  | t | Com | Any | Lighting | OutGen | Ltg_Lamp | CFLint_lamp |  | OLtg-CFL |  |  |  | CFLratio0407 | CFLratio0407 | CFLscw-Ext(60w) | Standard | For PGE3PLTG173r1 only. This measure may only be claimed by this work paper. For revision 2 and later, use C-Out-CFLscw-Ext(60w)-dWP154. | f | f | Disposition: MeasuresList-October312014.xlsx | RobNc |  |  |  | None | 1/1/2013 | 6/30/2014 |  | FALSE | FALSE |  |  | FALSE | FALSE | FALSE | FALSE | FALSE | FALSE | FALSE | FALSE | FALSE
4729 | C-Out-CFLscw-Ext(80w)-dWP205 | Commercial Outdoor General Lighting: CFL Lamp with integated Ballast replaces pre-existing standard lighting Wattage. Measure includes Code case. Impacts: HOU = 4100; CDF = 0 | DEER1314 | Lighting Disposition | 7/24/2014 00:00:00 | Com-Oltg-dWatt | Non-DEER | Scaled | BaseRatio |  |  | None |  | f |  | t | Com | Any | Lighting | OutGen | Ltg_Lamp | CFLint_lamp |  | OLtg-CFL |  |  |  | CFLratio0357 | CFLratio0357 | CFLscw-Ext(80w) | Standard |  | f | f | Disposition: MeasuresList-October312014.xlsx | RobNc |  |  |  | None | 1/1/2013 |  |  | FALSE | FALSE |  |  | FALSE | FALSE | FALSE | FALSE | FALSE | FALSE | FALSE | FALSE | FALSE
4730 | C-Out-CFLscw-Ext(80w)-dWP245 | Commercial Outdoor General Lighting: CFL Lamp with integated Ballast replaces pre-existing standard lighting Wattage. Measure includes Code case. Impacts: HOU = 4100; CDF = 0 | DEER1314 | Lighting Disposition | 7/31/2014 00:00:00 | Com-Oltg-dWatt | Non-DEER | Scaled | BaseRatio |  |  | None |  | f |  | t | Com | Any | Lighting | OutGen | Ltg_Lamp | CFLint_lamp |  | OLtg-CFL |  |  |  | CFLratio0407 | CFLratio0407 | CFLscw-Ext(80w) | Standard | For PGE3PLTG173r1 only. This measure may only be claimed by this work paper. For revision 2 and later, use C-Out-CFLscw-Ext(80w)-dWP205. | f | f | Disposition: MeasuresList-October312014.xlsx | RobNc |  |  |  | None | 1/1/2013 | 6/30/2014 |  | FALSE | FALSE |  |  | FALSE | FALSE | FALSE | FALSE | FALSE | FALSE | FALSE | FALSE | FALSE
4731 | C-Out-CFLscw-Refl-Ext(23w)-dWP59 | Commercial Outdoor General Lighting: CFL Lamp with integated Ballast replaces pre-existing standard lighting Wattage. Measure includes Code case. Impacts: HOU = 4100; CDF = 0 | DEER1314 | Lighting Disposition | 7/24/2014 00:00:00 | Com-Oltg-dWatt | Non-DEER | Scaled | BaseRatio |  |  | None |  | f |  | t | Com | Any | Lighting | OutGen | Ltg_Lamp | CFLint_lamp |  | OLtg-CFL |  |  |  | CFLratio0357 | CFLratio0357 | CFLscw-Refl-Ext(23w) | Standard |  | f | f | Disposition: MeasuresList-October312014.xlsx | RobNc |  |  |  | None | 1/1/2013 |  |  | FALSE | FALSE |  |  | FALSE | FALSE | FALSE | FALSE | FALSE | FALSE | FALSE | FALSE | FALSE
4732 | C-OutDD-LFLmpBlst-T8-48in-32w-1g+El-RS-NLO-Del(0w)-dWP28-dWC0 | Commercial Dusk-to-Dawn outdoor lighting: Linear Fluorescent Lamp & Ballast permanently delamped. Measure includes Code case. Impacts: HOU = 4100; CDF = 0 | DEER1314 | Lighting Disposition | 5/30/2014 00:00:00 | Com-Oltg-DuskDawn-dWatt | Non-DEER | Scaled | Delta |  |  | None |  | f |  | t | Com | Any | Lighting | OutDuskDawn | Ltg_Lmp+Blst | LF_LmpBlst |  | OLtg-LFluor-Dusk-to-Dawn |  |  |  | LFLmpBlst-T8-48in-32w-1g+El-RS-NLO(28.7w) | LFLmpBlst-T8-48in-32w-1g+El-RS-NLO-Del(0w) | LFLmpBlst-T8-48in-32w-1g+El-RS-NLO-Del(0w) | Standard | WP source e.g.: PGECOLTG111r6; Not used in 2013-14 Lighting Disposition | f | f | Disposition: MeasuresList-May222014.xlsx | ERrul |  | OLtg-LFluor-Dusk-to-Dawn |  | None | 1/1/2013 | 6/30/2014 |  | FALSE | FALSE |  |  | FALSE | FALSE | FALSE | FALSE | FALSE | FALSE | FALSE | FALSE | FALSE
4733 | C-OutDD-LFLmpBlst-T8-48in-32w-1g+El-RS-NLO-Del(32w)-dWP28 | Commercial Dusk-to-Dawn outdoor lighting: Linear Fluorescent Lamp & Ballast permanently delamped. Measure includes Code case. Impacts: HOU = 4100; CDF = 0 | DEER1314 | Lighting Disposition | 11/6/2014 00:00:00 | Com-Oltg-DuskDawn-dWatt | Non-DEER | Scaled | Delta |  |  | None |  | f |  | t | Com | Any | Lighting | OutDuskDawn | Ltg_Lmp+Blst | LF_LmpBlst |  | OLtg-LFluor-Dusk-to-Dawn |  |  |  | LFLmpBlst-T8-48in-32w-1g+El-RS-NLO(60w) | LFLmpBlst-T8-48in-32w-1g+El-RS-NLO(60w) | LFLmpBlst-T8-48in-32w-1g+El-RS-NLO-Del(32w) | Standard |  | f | f | Disposition: MeasuresList-Dec1-2014.xlsx | RobNc |  | OLtg-LFluor-Dusk-to-Dawn |  | None | 1/1/2013 |  |  | FALSE | FALSE |  |  | FALSE | FALSE | FALSE | FALSE | FALSE | FALSE | FALSE | FALSE | FALSE
4734 | C-Out-HIDFixt-PSMH-70w-Ext(79w)-dWP41 | Commercial Outdoor General Lighting: more efficient HID Fixture installed. Measure includes Code case. Impacts: HOU = 4100; CDF = 0 | DEER1314 | Lighting Disposition | 5/30/2014 00:00:00 | Com-Oltg-dWatt | Non-DEER | Scaled | Delta |  |  | None |  | f |  | t | Com | Any | Lighting | OutGen | Ltg_Fixture | HID_fixt |  | OLtg-HID |  |  |  | HIDFixt-MH-95w-Ext(120w) | HIDFixt-MH-95w-Ext(120w) | HIDFixt-PSMH-70w-Ext(79w) | Standard | Not Used in 2013-2014 Final Lighting Disposition | f | f | Disposition: MeasuresList-May222014.xlsx | RobNc |  | OLtg-MH |  | None | 1/1/2013 |  |  | FALSE | FALSE |  |  | FALSE | FALSE | FALSE | FALSE | FALSE | FALSE | FALSE | FALSE | FALSE
4735 | C-Out-HPS-250w-Ext(295w)-dWP160-dWC0 | Commercial Outdoor General Lighting: more efficient HID Lamp & Ballast installed. Measure includes Code case. Impacts: HOU = 4100; CDF = 0 | DEER1314 | Lighting Disposition | 5/30/2014 00:00:00 | Com-Oltg-dWatt | Non-DEER | Scaled | Delta |  |  | None |  | f |  | t | Com | Any | Lighting | OutGen | Ltg_Lmp+Blst | HID_LmpBlst |  | OLtg-HPS |  |  |  | MV-400w-Ext(455w) | HPS-250w-Ext(295w) | HPS-250w-Ext(295w) | Standard | Not Used in 2013-2014 Final Lighting Disposition | f | f | Disposition: MeasuresList-May222014.xlsx | ERrul |  | OLtg-HID |  | None | 1/1/2013 |  |  | FALSE | FALSE |  |  | FALSE | FALSE | FALSE | FALSE | FALSE | FALSE | FALSE | FALSE | FALSE
4736 | C-Out-HPS-250w-Ext(295w)-dwP160-dwC70 | Commercial Outdoor General Lighting: more efficient HID Lamp & Ballast installed. Measure includes Code case. Impacts: HOU = 4100; CDF = 0 | DEER1314 | Lighting Disposition | 2/9/2015 00:00:00 | Com-Oltg-dWatt | Non-DEER | Scaled | Delta |  |  | None |  | f |  | t | Com | Any | Lighting | OutGen | Ltg_Lmp+Blst | HID_LmpBlst |  | OLtg-HPS |  |  |  | MV-400w-Ext(455w) | PSMH-320w(365w) | HPS-250w-Ext(295w) | Standard |  | f | f | RevisedHighBay.xlsx | ErRobNc |  | OLtg-HPS |  | None | 1/1/2013 |  |  | FALSE | FALSE |  |  | FALSE | FALSE | FALSE | FALSE | FALSE | FALSE | FALSE | FALSE | FALSE
4737 | C-Out-Ind-70w-Ext(79w)-dWP41 | Commercial Outdoor General Lighting: Induction Lamp & Ballast replaces HID Fixture. Measure includes Code case. Impacts: HOU = 4100; CDF = 0 | DEER1314 | Lighting Disposition | 5/30/2014 00:00:00 | Com-Oltg-dWatt | Non-DEER | Scaled | Delta |  |  | None |  | f |  | t | Com | Any | Lighting | OutGen | Ltg_Lmp+Blst | Ind_LmpBlst |  | OLtg-HID |  |  |  | HIDFixt-MH-95w-Ext(120w) | HIDFixt-MH-95w-Ext(120w) | Ind-70w-Ext(79w) | Standard | Not Used in 2013-2014 Final Lighting Disposition | f | f | Disposition: MeasuresList-May222014.xlsx | RobNc |  | OLtg-MH |  | None | 1/1/2013 |  |  | FALSE | FALSE |  |  | FALSE | FALSE | FALSE | FALSE | FALSE | FALSE | FALSE | FALSE | FALSE
4738 | C-Out-Ind-Ext(110w)-dWP80-dWC75 | Commercial Outdoor General Lighting: Induction Lamp & Ballast replaces HID Lamp & Ballast. Measure includes Code case. Impacts: HOU = 4100; CDF = 0 | DEER1314 | Lighting Disposition | 5/30/2014 00:00:00 | Com-Oltg-dWatt | Non-DEER | Scaled | Delta |  |  | None |  | f |  | t | Com | Any | Lighting | OutGen | Ltg_Lmp+Blst | Ind_LmpBlst |  | OLtg-HID |  |  |  | MH-150w-Ext(190w) | PSMH-150w-Ext(185w) | Ind-Ext(110w) | Standard | WP source e.g.: PGE3PLTG173r1 | f | f | Disposition: MeasuresList-May222014.xlsx | ErRobNc |  | OLtg-MH |  | None | 1/1/2013 |  |  | FALSE | FALSE |  |  | FALSE | FALSE | FALSE | FALSE | FALSE | FALSE | FALSE | FALSE | FALSE
4739 | C-Out-Ind-Ext(111w)-dWP77 | Commercial Outdoor General Lighting: Induction Lamp & Ballast replaces HID Lamp & Ballast. Measure includes Code case. Impacts: HOU = 4100; CDF = 0 | DEER1314 | Lighting Disposition | 5/30/2014 00:00:00 | Com-Oltg-dWatt | Non-DEER | Scaled | Delta |  |  | None |  | f |  | t | Com | Any | Lighting | OutGen | Ltg_Lmp+Blst | Ind_LmpBlst |  | OLtg-HID |  |  |  | HPS-150w-Ext(188w) | HPS-150w-Ext(188w) | Ind-Ext(111w) | Standard | Not Used in 2013-2014 Final Lighting Disposition | f | f | Disposition: MeasuresList-May222014.xlsx | RobNc |  | OLtg-HPS |  | None | 1/1/2013 |  |  | FALSE | FALSE |  |  | FALSE | FALSE | FALSE | FALSE | FALSE | FALSE | FALSE | FALSE | FALSE
4740 | C-Out-Ind-Ext(120w)-dwP110-dwC168 | Commercial Outdoor General Lighting: Induction Lamp & Ballast replaces HID fixture. Measure includes Code case. Impacts: HOU = 4100; CDF = 0 | DEER1314 | Lighting Disposition | 2/9/2015 00:00:00 | Com-Oltg-dWatt | Non-DEER | Scaled | Delta |  |  | None |  | f |  | t | Com | Any | Lighting | OutGen | Ltg_Lmp+Blst | Ind_LmpBlst |  | OLtg-Induct |  |  |  | HIDFixt-MH-200w-Ext(230w) | HIDFixt-PSMH-250w-Ext(288w) | Ind-Ext(120w) | Standard |  | f | f | RevisedHighBay.xlsx | ErRobNc |  | OLtg-MH |  | None | 1/1/2013 |  |  | FALSE | FALSE |  |  | FALSE | FALSE | FALSE | FALSE | FALSE | FALSE | FALSE | FALSE | FALSE
4741 | C-Out-Ind-Ext(120w)-dWP110-dWC88 | Commercial Outdoor General Lighting: Induction Lamp & Ballast replaces HID Fixture. Measure includes Code case. Impacts: HOU = 4100; CDF = 0 | DEER1314 | Lighting Disposition | 5/30/2014 00:00:00 | Com-Oltg-dWatt | Non-DEER | Scaled | Delta |  |  | None |  | f |  | t | Com | Any | Lighting | OutGen | Ltg_Lmp+Blst | Ind_LmpBlst |  | OLtg-HID |  |  |  | HIDFixt-MH-200w-Ext(230w) | HIDFixt-PSMH-175w-Ext(208w) | Ind-Ext(120w) | Standard | Not Used in 2013-2014 Final Lighting Disposition | f | f | Disposition: MeasuresList-May222014.xlsx | ErRobNc |  | OLtg-MH |  | None | 1/1/2013 |  |  | FALSE | FALSE |  |  | FALSE | FALSE | FALSE | FALSE | FALSE | FALSE | FALSE | FALSE | FALSE
4742 | C-Out-Ind-Ext(165w)-dWP130 | Commercial Outdoor General Lighting: Induction Lamp & Ballast replaces HID Lamp & Ballast. Measure includes Code case. Impacts: HOU = 4100; CDF = 0 | DEER1314 | Lighting Disposition | 5/30/2014 00:00:00 | Com-Oltg-dWatt | Non-DEER | Scaled | Delta |  |  | None |  | f |  | t | Com | Any | Lighting | OutGen | Ltg_Lmp+Blst | Ind_LmpBlst |  | OLtg-HID |  |  |  | HPS-250w-Ext(295w) | HPS-250w-Ext(295w) | Ind-Ext(165w) | Standard | WP source e.g.: PGECOLTG111r6 | f | f | Disposition: MeasuresList-May222014.xlsx | RobNc |  | OLtg-HPS |  | None | 1/1/2013 |  |  | FALSE | FALSE |  |  | FALSE | FALSE | FALSE | FALSE | FALSE | FALSE | FALSE | FALSE | FALSE
4743 | C-Out-Ind-Ext(198w)-dWP97-dWC34 | Commercial Outdoor General Lighting: Induction Lamp & Ballast replaces HID Fixture. Measure includes Code case. Impacts: HOU = 4100; CDF = 0 | DEER1314 | Lighting Disposition | 5/30/2014 00:00:00 | Com-Oltg-dWatt | Non-DEER | Scaled | Delta |  |  | None |  | f |  | t | Com | Any | Lighting | OutGen | Ltg_Lmp+Blst | Ind_LmpBlst |  | OLtg-HID |  |  |  | HIDFixt-MH-250w-Ext(295w) | HIDFixt-PSMH-200w-Ext(232w) | Ind-Ext(198w) | Standard | Not Used in 2013-2014 Final Lighting Disposition | f | f | Disposition: MeasuresList-May222014.xlsx | ErRobNc |  | OLtg-MH |  | None | 1/1/2013 |  |  | FALSE | FALSE |  |  | FALSE | FALSE | FALSE | FALSE | FALSE | FALSE | FALSE | FALSE | FALSE
4744 | C-Out-Ind-Ext(198w)-dwP97-dwC90 | Commercial Outdoor General Lighting: Induction Lamp & Ballast replaces HID fixture. Measure includes Code case. Impacts: HOU = 4100; CDF = 0 | DEER1314 | Lighting Disposition | 2/9/2015 00:00:00 | Com-Oltg-dWatt | Non-DEER | Scaled | Delta |  |  | None |  | f |  | t | Com | Any | Lighting | OutGen | Ltg_Lmp+Blst | Ind_LmpBlst |  | OLtg-Induct |  |  |  | HIDFixt-MH-250w-Ext(295w) | HIDFixt-PSMH-250w-Ext(288w) | Ind-Ext(198w) | Standard |  | f | f | RevisedHighBay.xlsx | ErRobNc |  | OLtg-MH |  | None | 1/1/2013 |  |  | FALSE | FALSE |  |  | FALSE | FALSE | FALSE | FALSE | FALSE | FALSE | FALSE | FALSE | FALSE
4745 | C-Out-Ind-Ext(215w)-dWP250 | Commercial Outdoor General Lighting: Induction Lamp & Ballast replaces HID Lamp & Ballast. Measure includes Code case. Impacts: HOU = 4100; CDF = 0 | DEER1314 | Lighting Disposition | 5/30/2014 00:00:00 | Com-Oltg-dWatt | Non-DEER | Scaled | Delta |  |  | None |  | f |  | t | Com | Any | Lighting | OutGen | Ltg_Lmp+Blst | Ind_LmpBlst |  | OLtg-HID |  |  |  | HPS-400w-Ext(465w) | HPS-400w-Ext(465w) | Ind-Ext(215w) | Standard | WP source e.g.: SCE13LG084r0 | f | f | Disposition: MeasuresList-May222014.xlsx | RobNc |  | OLtg-HPS |  | None | 1/1/2013 |  |  | FALSE | FALSE |  |  | FALSE | FALSE | FALSE | FALSE | FALSE | FALSE | FALSE | FALSE | FALSE
4746 | C-Out-Ind-Ext(278w)-dwP190-dwC122 | Commercial Outdoor General Lighting: Induction Lamp & Ballast replaces HID fixture. Measure includes Code case. Impacts: HOU = 4100; CDF = 0 | DEER1314 | Lighting Disposition | 2/9/2015 00:00:00 | Com-Oltg-dWatt | Non-DEER | Scaled | Delta |  |  | None |  | f |  | t | Com | Any | Lighting | OutGen | Ltg_Lmp+Blst | Ind_LmpBlst |  | OLtg-Induct |  |  |  | HIDFixt-MH-400w-Ext(468w) | HIDFixt-PSMH-350w-Ext(400w) | Ind-Ext(278w) | Standard |  | f | f | RevisedHighBay.xlsx | ErRobNc |  | OLtg-MH |  | None | 1/1/2013 |  |  | FALSE | FALSE |  |  | FALSE | FALSE | FALSE | FALSE | FALSE | FALSE | FALSE | FALSE | FALSE
4747 | C-Out-Ind-Ext(278w)-dWP190-dWC87 | Commercial Outdoor General Lighting: Induction Lamp & Ballast replaces HID Fixture. Measure includes Code case. Impacts: HOU = 4100; CDF = 0 | DEER1314 | Lighting Disposition | 5/30/2014 00:00:00 | Com-Oltg-dWatt | Non-DEER | Scaled | Delta |  |  | None |  | f |  | t | Com | Any | Lighting | OutGen | Ltg_Lmp+Blst | Ind_LmpBlst |  | OLtg-HID |  |  |  | HIDFixt-MH-400w-Ext(468w) | HIDFixt-PSMH-320w-Ext(365w) | Ind-Ext(278w) | Standard | Not Used in 2013-2014 Final Lighting Disposition | f | f | Disposition: MeasuresList-May222014.xlsx | ErRobNc |  | OLtg-MH |  | None | 1/1/2013 |  |  | FALSE | FALSE |  |  | FALSE | FALSE | FALSE | FALSE | FALSE | FALSE | FALSE | FALSE | FALSE
4748 | C-Out-Ind-Ext(44w)-dWP51 | Commercial Outdoor General Lighting: Induction Lamp & Ballast replaces HID Lamp & Ballast. Measure includes Code case. Impacts: HOU = 4100; CDF = 0 | DEER1314 | Lighting Disposition | 5/30/2014 00:00:00 | Com-Oltg-dWatt | Non-DEER | Scaled | Delta |  |  | None |  | f |  | t | Com | Any | Lighting | OutGen | Ltg_Lmp+Blst | Ind_LmpBlst |  | OLtg-HID |  |  |  | HPS-70w-Ext(95w) | HPS-70w-Ext(95w) | Ind-Ext(44w) | Standard | WP source e.g.: WPSDGENRLG0003r3 | f | f | Disposition: MeasuresList-May222014.xlsx | RobNc |  | OLtg-HPS |  | None | 1/1/2013 |  |  | FALSE | FALSE |  |  | FALSE | FALSE | FALSE | FALSE | FALSE | FALSE | FALSE | FALSE | FALSE
4749 | C-Out-Ind-Ext(70w)-dwP50 | Commercial Outdoor General Lighting: Induction Lamp & Ballast replaces HID fixture. Measure includes Code case. Impacts: HOU = 4100; CDF = 0 | DEER1314 | Lighting Disposition | 2/9/2015 00:00:00 | Com-Oltg-dWatt | Non-DEER | Scaled | Delta |  |  | None |  | f |  | t | Com | Any | Lighting | OutGen | Ltg_Lmp+Blst | Ind_LmpBlst |  | OLtg-Induct |  |  |  | HIDFixt-MH-95w-Ext(120w) | HIDFixt-MH-95w-Ext(120w) | Ind-Ext(70w) | Standard |  | f | f | RevisedHighBay.xlsx | RobNc |  | OLtg-MH |  | None | 1/1/2013 |  |  | FALSE | FALSE |  |  | FALSE | FALSE | FALSE | FALSE | FALSE | FALSE | FALSE | FALSE | FALSE
4750 | C-Out-Ind-Ext(78w)-dWP60 | Commercial Outdoor General Lighting: Induction Lamp & Ballast replaces HID Lamp & Ballast. Measure includes Code case. Impacts: HOU = 4100; CDF = 0 | DEER1314 | Lighting Disposition | 5/30/2014 00:00:00 | Com-Oltg-dWatt | Non-DEER | Scaled | Delta |  |  | None |  | f |  | t | Com | Any | Lighting | OutGen | Ltg_Lmp+Blst | Ind_LmpBlst |  | OLtg-HID |  |  |  | HPS-100w-Ext(138w) | HPS-100w-Ext(138w) | Ind-Ext(78w) | Standard | WP source e.g.: SCE13LG102r0 | f | f | Disposition: MeasuresList-May222014.xlsx | RobNc |  | OLtg-HPS |  | None | 1/1/2013 |  |  | FALSE | FALSE |  |  | FALSE | FALSE | FALSE | FALSE | FALSE | FALSE | FALSE | FALSE | FALSE
4751 | C-Out-IndFixt-100w-Ext(110w)-dWP80 | Commercial Outdoor General Lighting: Induction Fixture replaces HID Fixture. Measure includes Code case. Impacts: HOU = 4100; CDF = 0 | DEER1314 | Lighting Disposition | 5/30/2014 00:00:00 | Com-Oltg-dWatt | Non-DEER | Scaled | Delta |  |  | None |  | f |  | t | Com | Any | Lighting | OutGen | Ltg_Fixture | Ind_fixt |  | OLtg-HID |  |  |  | HIDFixt-HPS-150w-Ext(190w) | HIDFixt-HPS-150w-Ext(190w) | IndFixt-100w-Ext(110w) | Standard | Not Used in 2013-2014 Final Lighting Disposition | f | f | Disposition: MeasuresList-May222014.xlsx | RobNc |  | OLtg-HPS |  | None | 1/1/2013 |  |  | FALSE | FALSE |  |  | FALSE | FALSE | FALSE | FALSE | FALSE | FALSE | FALSE | FALSE | FALSE
4752 | C-Out-IndFixt-100w-Ext(111w)-dwP77 | Commercial Outdoor General Lighting: Induction Fixture replaces HID fixture. Measure includes Code case. Impacts: HOU = 4100; CDF = 0 | DEER1314 | Lighting Disposition | 2/9/2015 00:00:00 | Com-Oltg-dWatt | Non-DEER | Scaled | Delta |  |  | None |  | f |  | t | Com | Any | Lighting | OutGen | Ltg_Fixture | Ind_fixt |  | OLtg-Induct |  |  |  | HIDFixt-HPS-150w-Ext(188w) | HIDFixt-HPS-150w-Ext(188w) | IndFixt-100w-Ext(111w) | Standard |  | f | f | RevisedHighBay.xlsx | RobNc |  | OLtg-HPS |  | None | 1/1/2013 |  |  | FALSE | FALSE |  |  | FALSE | FALSE | FALSE | FALSE | FALSE | FALSE | FALSE | FALSE | FALSE
4753 | C-Out-IndFixt-180w-Ext(198w)-dWP97 | Commercial Outdoor General Lighting: Induction Fixture replaces HID Fixture. Measure includes Code case. Impacts: HOU = 4100; CDF = 0 | DEER1314 | Lighting Disposition | 5/30/2014 00:00:00 | Com-Oltg-dWatt | Non-DEER | Scaled | Delta |  |  | None |  | f |  | t | Com | Any | Lighting | OutGen | Ltg_Fixture | Ind_fixt |  | OLtg-HID |  |  |  | HIDFixt-HPS-250w-Ext(295w) | HIDFixt-HPS-250w-Ext(295w) | IndFixt-180w-Ext(198w) | Standard | Not Used in 2013-2014 Final Lighting Disposition | f | f | Disposition: MeasuresList-May222014.xlsx | RobNc |  | OLtg-HPS |  | None | 1/1/2013 |  |  | FALSE | FALSE |  |  | FALSE | FALSE | FALSE | FALSE | FALSE | FALSE | FALSE | FALSE | FALSE
4754 | C-Out-IndFixt-70w-Ext(79w)-dWP41 | Commercial Outdoor General Lighting: Induction Fixture replaces HID Fixture. Measure includes Code case. Impacts: HOU = 4100; CDF = 0 | DEER1314 | Lighting Disposition | 5/30/2014 00:00:00 | Com-Oltg-dWatt | Non-DEER | Scaled | Delta |  |  | None |  | f |  | t | Com | Any | Lighting | OutGen | Ltg_Fixture | Ind_fixt |  | OLtg-HID |  |  |  | HIDFixt-MH-95w-Ext(120w) | HIDFixt-MH-95w-Ext(120w) | IndFixt-70w-Ext(79w) | Standard | Not Used in 2013-2014 Final Lighting Disposition | f | f | Disposition: MeasuresList-May222014.xlsx | RobNc |  | OLtg-MH |  | None | 1/1/2013 |  |  | FALSE | FALSE |  |  | FALSE | FALSE | FALSE | FALSE | FALSE | FALSE | FALSE | FALSE | FALSE
4755 | C-Out-IndFixt-Ext(100w)-dwP90 | Commercial Outdoor General Lighting: Induction Fixture replaces HID fixture. Measure includes Code case. Impacts: HOU = 4100; CDF = 0 | DEER1314 | Lighting Disposition | 2/9/2015 00:00:00 | Com-Oltg-dWatt | Non-DEER | Scaled | Delta |  |  | None |  | f |  | t | Com | Any | Lighting | OutGen | Ltg_Fixture | Ind_fixt |  | OLtg-Induct |  |  |  | HIDFixt-HPS-150w-Ext(190w) | HIDFixt-HPS-150w-Ext(190w) | IndFixt-Ext(100w) | Standard |  | f | f | RevisedHighBay.xlsx | RobNc |  | OLtg-HPS |  | None | 1/1/2013 |  |  | FALSE | FALSE |  |  | FALSE | FALSE | FALSE | FALSE | FALSE | FALSE | FALSE | FALSE | FALSE
4756 | C-Out-IndFixt-Ext(120w)-dWP110 | Commercial Outdoor General Lighting: Induction Fixture replaces HID Fixture. Measure includes Code case. Impacts: HOU = 4100; CDF = 0 | DEER1314 | Lighting Disposition | 5/30/2014 00:00:00 | Com-Oltg-dWatt | Non-DEER | Scaled | Delta |  |  | None |  | f |  | t | Com | Any | Lighting | OutGen | Ltg_Fixture | Ind_fixt |  | OLtg-HID |  |  |  | HIDFixt-HPS-200w-Ext(230w) | HIDFixt-HPS-200w-Ext(230w) | IndFixt-Ext(120w) | Standard | WP source e.g.: SCE13LG102r0 | f | f | Disposition: MeasuresList-May222014.xlsx | RobNc |  | OLtg-HPS |  | None | 1/1/2013 |  |  | FALSE | FALSE |  |  | FALSE | FALSE | FALSE | FALSE | FALSE | FALSE | FALSE | FALSE | FALSE
4757 | C-Out-IndFixt-Ext(180w)-dwP115 | Commercial Outdoor General Lighting: Induction Fixture replaces HID fixture. Measure includes Code case. Impacts: HOU = 4100; CDF = 0 | DEER1314 | Lighting Disposition | 2/9/2015 00:00:00 | Com-Oltg-dWatt | Non-DEER | Scaled | Delta |  |  | None |  | f |  | t | Com | Any | Lighting | OutGen | Ltg_Fixture | Ind_fixt |  | OLtg-Induct |  |  |  | HIDFixt-HPS-250w-Ext(295w) | HIDFixt-HPS-250w-Ext(295w) | IndFixt-Ext(180w) | Standard |  | f | f | RevisedHighBay.xlsx | RobNc |  | OLtg-HPS |  | None | 1/1/2013 |  |  | FALSE | FALSE |  |  | FALSE | FALSE | FALSE | FALSE | FALSE | FALSE | FALSE | FALSE | FALSE
4758 | C-Out-IndFixt-Ext(250w)-dWP218 | Commercial Outdoor General Lighting: Induction Fixture replaces HID Fixture. Measure includes Code case. Impacts: HOU = 4100; CDF = 0 | DEER1314 | Lighting Disposition | 5/30/2014 00:00:00 | Com-Oltg-dWatt | Non-DEER | Scaled | Delta |  |  | None |  | f |  | t | Com | Any | Lighting | OutGen | Ltg_Fixture | Ind_fixt |  | OLtg-HID |  |  |  | HIDFixt-HPS-400w-Ext(468w) | HIDFixt-HPS-400w-Ext(468w) | IndFixt-Ext(250w) | Standard | WP source e.g.: WPSDGENRLG0003r3 | f | f | Disposition: MeasuresList-May222014.xlsx | RobNc |  | OLtg-HPS |  | None | 1/1/2013 |  |  | FALSE | FALSE |  |  | FALSE | FALSE | FALSE | FALSE | FALSE | FALSE | FALSE | FALSE | FALSE
4759 | C-Out-IndFixt-Ext(70w)-dwP50 | Commercial Outdoor General Lighting: Induction Fixture replaces HID fixture. Measure includes Code case. Impacts: HOU = 4100; CDF = 0 | DEER1314 | Lighting Disposition | 2/9/2015 00:00:00 | Com-Oltg-dWatt | Non-DEER | Scaled | Delta |  |  | None |  | f |  | t | Com | Any | Lighting | OutGen | Ltg_Fixture | Ind_fixt |  | OLtg-Induct |  |  |  | HIDFixt-MH-95w-Ext(120w) | HIDFixt-MH-95w-Ext(120w) | IndFixt-Ext(70w) | Standard |  | f | f | RevisedHighBay.xlsx | RobNc |  | OLtg-MH |  | None | 1/1/2013 |  |  | FALSE | FALSE |  |  | FALSE | FALSE | FALSE | FALSE | FALSE | FALSE | FALSE | FALSE | FALSE
4760 | C-Out-LED-A19-Ext(10w)-dWP19 | Commercial Outdoor General Lighting: LED Lamp replaces pre-existing standard lighting Wattage. Measure includes Code case. Impacts: HOU = 4100; CDF = 0 | DEER1314 | Lighting Disposition | 7/30/2014 00:00:00 | Com-Oltg-dWatt | Non-DEER | Scaled | BaseRatio |  |  | None |  | f |  | t | Com | Any | Lighting | OutGen | Ltg_Lamp | LED_lamp |  | ILtg-Com-LED-20000hr |  |  |  | LEDratio0296 | LEDratio0296 | LED-A19-Ext(10w) | Standard |  | f | f | Disposition: MeasuresList-October312014.xlsx | RobNc |  |  |  | None | 1/1/2013 |  |  | FALSE | FALSE |  |  | FALSE | FALSE | FALSE | FALSE | FALSE | FALSE | FALSE | FALSE | FALSE
4761 | C-Out-LED-A19-Ext(4w)-dWP7 | Commercial Outdoor General Lighting: LED Lamp replaces pre-existing standard lighting Wattage. Measure includes Code case. Impacts: HOU = 4100; CDF = 0 | DEER1314 | Lighting Disposition | 7/30/2014 00:00:00 | Com-Oltg-dWatt | Non-DEER | Scaled | BaseRatio |  |  | None |  | f |  | t | Com | Any | Lighting | OutGen | Ltg_Lamp | LED_lamp |  | ILtg-Com-LED-20000hr |  |  |  | LEDratio0296 | LEDratio0296 | LED-A19-Ext(4w) | Standard |  | f | f | Disposition: MeasuresList-October312014.xlsx | RobNc |  |  |  | None | 1/1/2013 |  |  | FALSE | FALSE |  |  | FALSE | FALSE | FALSE | FALSE | FALSE | FALSE | FALSE | FALSE | FALSE
4762 | C-Out-LEDFixt-Ext(130w)-dwP120 | Commercial Outdoor General Lighting: LED Fixture replaces HID fixture. Measure includes Code case. Impacts: HOU = 4100; CDF = 0 | DEER1314 | Lighting Disposition | 2/9/2015 00:00:00 | Com-Oltg-dWatt | Non-DEER | Scaled | Delta |  |  | None |  | f |  | t | Com | Any | Lighting | OutGen | Ltg_Fixture | LED_fixt |  | OLtg-Com-LED-50000hr |  |  |  | HIDFixt-HPS-200w-Ext(250w) | HIDFixt-HPS-200w-Ext(250w) | LEDFixt-Ext(130w) | Standard |  | f | f | RevisedHighBay.xlsx | RobNc |  | OLtg-HPS |  | None | 1/1/2013 |  |  | FALSE | FALSE |  |  | FALSE | FALSE | FALSE | FALSE | FALSE | FALSE | FALSE | FALSE | FALSE
4763 | C-Out-LEDFixt-Ext(130w)-dwP158 | Commercial Outdoor General Lighting: LED Fixture replaces HID fixture. Measure includes Code case. Impacts: HOU = 4100; CDF = 0 | DEER1314 | Lighting Disposition | 2/9/2015 00:00:00 | Com-Oltg-dWatt | Non-DEER | Scaled | Delta |  |  | None |  | f |  | t | Com | Any | Lighting | OutGen | Ltg_Fixture | LED_fixt |  | OLtg-Com-LED-50000hr |  |  |  | HIDFixt-PSMH-250w(288w) | HIDFixt-PSMH-250w(288w) | LEDFixt-Ext(130w) | Standard |  | f | f | RevisedHighBay.xlsx | RobNc |  | OLtg-HPS |  | None | 1/1/2013 |  |  | FALSE | FALSE |  |  | FALSE | FALSE | FALSE | FALSE | FALSE | FALSE | FALSE | FALSE | FALSE
4764 | C-Out-LEDFixt-Ext(170w)-dWP76 | Commercial Outdoor General Lighting: LED Fixture replaces HID Fixture. Measure includes Code case. Impacts: HOU = 4100; CDF = 0 | DEER1314 | Lighting Disposition | 5/30/2014 00:00:00 | Com-Oltg-dWatt | Non-DEER | Scaled | Delta |  |  | None |  | f |  | t | Com | Any | Lighting | OutGen | Ltg_Fixture | LED_fixt |  | ILtg-Com-LED-20000hr |  |  |  | HIDFixt-HPS-246w-Ext(246w) | HIDFixt-HPS-246w-Ext(246w) | LEDFixt-Ext(170w) | Standard | WP source e.g.: PGECOLTG158r3 | f | f | Disposition: MeasuresList-May222014.xlsx | RobNc |  | OLtg-HPS |  | None | 1/1/2013 |  |  | FALSE | FALSE |  |  | FALSE | FALSE | FALSE | FALSE | FALSE | FALSE | FALSE | FALSE | FALSE
4765 | C-Out-LEDFixt-Ext(190w)-dwP105 | Commercial Outdoor General Lighting: LED Fixture replaces HID fixture. Measure includes Code case. Impacts: HOU = 4100; CDF = 0 | DEER1314 | Lighting Disposition | 2/9/2015 00:00:00 | Com-Oltg-dWatt | Non-DEER | Scaled | Delta |  |  | None |  | f |  | t | Com | Any | Lighting | OutGen | Ltg_Fixture | LED_fixt |  | OLtg-Com-LED-50000hr |  |  |  | HIDFixt-HPS-250w-Ext(295w) | HIDFixt-HPS-250w-Ext(295w) | LEDFixt-Ext(190w) | Standard |  | f | f | RevisedHighBay.xlsx | RobNc |  | OLtg-HPS |  | None | 1/1/2013 |  |  | FALSE | FALSE |  |  | FALSE | FALSE | FALSE | FALSE | FALSE | FALSE | FALSE | FALSE | FALSE
4766 | C-Out-LEDFixt-Ext(190w)-dwP266 | Commercial Outdoor General Lighting: LED Fixture replaces HID fixture. Measure includes Code case. Impacts: HOU = 4100; CDF = 0 | DEER1314 | Lighting Disposition | 2/9/2015 00:00:00 | Com-Oltg-dWatt | Non-DEER | Scaled | Delta |  |  | None |  | f |  | t | Com | Any | Lighting | OutGen | Ltg_Fixture | LED_fixt |  | OLtg-Com-LED-50000hr |  |  |  | HIDFixt-PSMH-400w-Ext(456w) | HIDFixt-PSMH-400w-Ext(456w) | LEDFixt-Ext(190w) | Standard |  | f | f | RevisedHighBay.xlsx | RobNc |  | OLtg-HPS |  | None | 1/1/2013 |  |  | FALSE | FALSE |  |  | FALSE | FALSE | FALSE | FALSE | FALSE | FALSE | FALSE | FALSE | FALSE
4767 | C-Out-LEDFixt-Ext(210w)-dWP103 | Commercial Outdoor General Lighting: LED Fixture replaces HID Fixture. Measure includes Code case. Impacts: HOU = 4100; CDF = 0 | DEER1314 | Lighting Disposition | 5/30/2014 00:00:00 | Com-Oltg-dWatt | Non-DEER | Scaled | Delta |  |  | None |  | f |  | t | Com | Any | Lighting | OutGen | Ltg_Fixture | LED_fixt |  | ILtg-Com-LED-20000hr |  |  |  | HIDFixt-HPS-313w-Ext(313w) | HIDFixt-HPS-313w-Ext(313w) | LEDFixt-Ext(210w) | Standard | WP source e.g.: PGECOLTG158r3 | f | f | Disposition: MeasuresList-May222014.xlsx | RobNc |  | OLtg-HPS |  | None | 1/1/2013 |  |  | FALSE | FALSE |  |  | FALSE | FALSE | FALSE | FALSE | FALSE | FALSE | FALSE | FALSE | FALSE
4768 | C-Out-LEDFixt-Ext(222w)-dwP143 | Commercial Outdoor General Lighting: LED Fixture replaces HID fixture. Measure includes Code case. Impacts: HOU = 4100; CDF = 0 | DEER1314 | Lighting Disposition | 2/9/2015 00:00:00 | Com-Oltg-dWatt | Non-DEER | Scaled | Delta |  |  | None |  | f |  | t | Com | Any | Lighting | OutGen | Ltg_Fixture | LED_fixt |  | OLtg-Com-LED-50000hr |  |  |  | HIDFixt-HPS-310w-Ext(365w) | HIDFixt-HPS-310w-Ext(365w) | LEDFixt-Ext(222w) | Standard |  | f | f | RevisedHighBay.xlsx | RobNc |  | OLtg-HPS |  | None | 1/1/2013 |  |  | FALSE | FALSE |  |  | FALSE | FALSE | FALSE | FALSE | FALSE | FALSE | FALSE | FALSE | FALSE
4769 | C-Out-LEDFixt-Ext(245w)-dWP138 | Commercial Outdoor General Lighting: LED Fixture replaces HID Fixture. Measure includes Code case. Impacts: HOU = 4100; CDF = 0 | DEER1314 | Lighting Disposition | 5/30/2014 00:00:00 | Com-Oltg-dWatt | Non-DEER | Scaled | Delta |  |  | None |  | f |  | t | Com | Any | Lighting | OutGen | Ltg_Fixture | LED_fixt |  | ILtg-Com-LED-20000hr |  |  |  | HIDFixt-HPS-383w-Ext(383w) | HIDFixt-HPS-383w-Ext(383w) | LEDFixt-Ext(245w) | Standard | WP source e.g.: PGECOLTG158r3 | f | f | Disposition: MeasuresList-May222014.xlsx | RobNc |  | OLtg-HPS |  | None | 1/1/2013 |  |  | FALSE | FALSE |  |  | FALSE | FALSE | FALSE | FALSE | FALSE | FALSE | FALSE | FALSE | FALSE
4770 | C-Out-LEDFixt-Ext(260w)-dwP205 | Commercial Outdoor General Lighting: LED Fixture replaces HID fixture. Measure includes Code case. Impacts: HOU = 4100; CDF = 0 | DEER1314 | Lighting Disposition | 2/9/2015 00:00:00 | Com-Oltg-dWatt | Non-DEER | Scaled | Delta |  |  | None |  | f |  | t | Com | Any | Lighting | OutGen | Ltg_Fixture | LED_fixt |  | OLtg-Com-LED-50000hr |  |  |  | HIDFixt-HPS-400w-Ext(465w) | HIDFixt-HPS-400w-Ext(465w) | LEDFixt-Ext(260w) | Standard |  | f | f | RevisedHighBay.xlsx | RobNc |  | OLtg-HPS |  | None | 1/1/2013 |  |  | FALSE | FALSE |  |  | FALSE | FALSE | FALSE | FALSE | FALSE | FALSE | FALSE | FALSE | FALSE
4771 | C-Out-LEDFixt-Ext(28w)-dwP38 | Commercial Outdoor General Lighting: LED Fixture replaces HID fixture. Measure includes Code case. Impacts: HOU = 4100; CDF = 0 | DEER1314 | Lighting Disposition | 2/9/2015 00:00:00 | Com-Oltg-dWatt | Non-DEER | Scaled | Delta |  |  | None |  | f |  | t | Com | Any | Lighting | OutGen | Ltg_Fixture | LED_fixt |  | OLtg-Com-LED-50000hr |  |  |  | HIDFixt-HPS-50w-Ext(66w) | HIDFixt-HPS-50w-Ext(66w) | LEDFixt-Ext(28w) | Standard |  | f | f | RevisedHighBay.xlsx | RobNc |  | OLtg-HPS |  | None | 1/1/2013 |  |  | FALSE | FALSE |  |  | FALSE | FALSE | FALSE | FALSE | FALSE | FALSE | FALSE | FALSE | FALSE
4772 | C-Out-LEDFixt-Ext(28w)-dwP52 | Commercial Outdoor General Lighting: LED Fixture replaces HID fixture. Measure includes Code case. Impacts: HOU = 4100; CDF = 0 | DEER1314 | Lighting Disposition | 2/9/2015 00:00:00 | Com-Oltg-dWatt | Non-DEER | Scaled | Delta |  |  | None |  | f |  | t | Com | Any | Lighting | OutGen | Ltg_Fixture | LED_fixt |  | OLtg-Com-LED-50000hr |  |  |  | HIDFixt-PSMH-70w-Ext(95w) | HIDFixt-PSMH-70w-Ext(95w) | LEDFixt-Ext(43w) | Standard |  | f | f | RevisedHighBay.xlsx | RobNc |  | OLtg-HPS |  | None | 1/1/2013 |  |  | FALSE | FALSE |  |  | FALSE | FALSE | FALSE | FALSE | FALSE | FALSE | FALSE | FALSE | FALSE
4773 | C-Out-LEDFixt-Ext(290w)-dWP195 | Commercial Outdoor General Lighting: LED Fixture replaces HID Fixture. Measure includes Code case. Impacts: HOU = 4100; CDF = 0 | DEER1314 | Lighting Disposition | 5/30/2014 00:00:00 | Com-Oltg-dWatt | Non-DEER | Scaled | Delta |  |  | None |  | f |  | t | Com | Any | Lighting | OutGen | Ltg_Fixture | LED_fixt |  | ILtg-Com-LED-20000hr |  |  |  | HIDFixt-HPS-485w-Ext(485w) | HIDFixt-HPS-485w-Ext(485w) | LEDFixt-Ext(290w) | Standard | WP source e.g.: PGECOLTG158r3 | f | f | Disposition: MeasuresList-May222014.xlsx | RobNc |  | OLtg-HPS |  | None | 1/1/2013 |  |  | FALSE | FALSE |  |  | FALSE | FALSE | FALSE | FALSE | FALSE | FALSE | FALSE | FALSE | FALSE
4774 | C-Out-LEDFixt-Ext(350w)-dWP15 | Commercial Outdoor General Lighting: LED Fixture replaces HID Fixture. Measure includes Code case. Impacts: HOU = 4100; CDF = 0 | DEER1314 | Lighting Disposition | 5/30/2014 00:00:00 | Com-Oltg-dWatt | Non-DEER | Scaled | Delta |  |  | None |  | f |  | t | Com | Any | Lighting | OutGen | Ltg_Fixture | LED_fixt |  | ILtg-Com-LED-20000hr |  |  |  | HIDFixt-HPS-310w-Ext(365w) | HIDFixt-HPS-310w-Ext(365w) | LEDFixt-Ext(350w) | Standard | WP source e.g.: PGECOLTG158r3 | f | f | Disposition: MeasuresList-May222014.xlsx | RobNc |  | OLtg-HPS |  | None | 1/1/2013 |  |  | FALSE | FALSE |  |  | FALSE | FALSE | FALSE | FALSE | FALSE | FALSE | FALSE | FALSE | FALSE
4775 | C-Out-LEDFixt-Ext(43w)-dwP52 | Commercial Outdoor General Lighting: LED Fixture replaces HID fixture. Measure includes Code case. Impacts: HOU = 4100; CDF = 0 | DEER1314 | Lighting Disposition | 2/9/2015 00:00:00 | Com-Oltg-dWatt | Non-DEER | Scaled | Delta |  |  | None |  | f |  | t | Com | Any | Lighting | OutGen | Ltg_Fixture | LED_fixt |  | OLtg-Com-LED-50000hr |  |  |  | HIDFixt-HPS-70w-Ext(95w) | HIDFixt-HPS-70w-Ext(95w) | LEDFixt-Ext(43w) | Standard |  | f | f | RevisedHighBay.xlsx | RobNc |  | OLtg-HPS |  | None | 1/1/2013 |  |  | FALSE | FALSE |  |  | FALSE | FALSE | FALSE | FALSE | FALSE | FALSE | FALSE | FALSE | FALSE
4776 | C-Out-LEDFixt-Ext(54w)-dwP74 | Commercial Outdoor General Lighting: LED Fixture replaces HID fixture. Measure includes Code case. Impacts: HOU = 4100; CDF = 0 | DEER1314 | Lighting Disposition | 2/9/2015 00:00:00 | Com-Oltg-dWatt | Non-DEER | Scaled | Delta |  |  | None |  | f |  | t | Com | Any | Lighting | OutGen | Ltg_Fixture | LED_fixt |  | OLtg-Com-LED-50000hr |  |  |  | HIDFixt-PSMH-100w-Ext(128w) | HIDFixt-PSMH-100w-Ext(128w) | LEDFixt-Ext(54w) | Standard |  | f | f | RevisedHighBay.xlsx | RobNc |  | OLtg-HPS |  | None | 1/1/2013 |  |  | FALSE | FALSE |  |  | FALSE | FALSE | FALSE | FALSE | FALSE | FALSE | FALSE | FALSE | FALSE
4777 | C-Out-LEDFixt-Ext(54w)-dwP84 | Commercial Outdoor General Lighting: LED Fixture replaces HID fixture. Measure includes Code case. Impacts: HOU = 4100; CDF = 0 | DEER1314 | Lighting Disposition | 2/9/2015 00:00:00 | Com-Oltg-dWatt | Non-DEER | Scaled | Delta |  |  | None |  | f |  | t | Com | Any | Lighting | OutGen | Ltg_Fixture | LED_fixt |  | OLtg-Com-LED-50000hr |  |  |  | HIDFixt-HPS-100w-Ext(138w) | HIDFixt-HPS-100w-Ext(138w) | LEDFixt-Ext(54w) | Standard |  | f | f | RevisedHighBay.xlsx | RobNc |  | OLtg-HPS |  | None | 1/1/2013 |  |  | FALSE | FALSE |  |  | FALSE | FALSE | FALSE | FALSE | FALSE | FALSE | FALSE | FALSE | FALSE
4778 | C-Out-LEDFixt-Ext(80w)-dWP37 | Commercial Outdoor General Lighting: LED Fixture replaces HID Fixture. Measure includes Code case. Impacts: HOU = 4100; CDF = 0 | DEER1314 | Lighting Disposition | 5/30/2014 00:00:00 | Com-Oltg-dWatt | Non-DEER | Scaled | Delta |  |  | None |  | f |  | t | Com | Any | Lighting | OutGen | Ltg_Fixture | LED_fixt |  | ILtg-Com-LED-20000hr |  |  |  | HIDFixt-HPS-117w-Ext(117w) | HIDFixt-HPS-117w-Ext(117w) | LEDFixt-Ext(80w) | Standard | WP source e.g.: SCE13LG109r0 | f | f | Disposition: MeasuresList-May222014.xlsx | RobNc |  | OLtg-HPS |  | None | 1/1/2013 |  |  | FALSE | FALSE |  |  | FALSE | FALSE | FALSE | FALSE | FALSE | FALSE | FALSE | FALSE | FALSE
4779 | C-Out-LEDFixt-Ext(80w)-dWP40 | Commercial Outdoor General Lighting: LED Fixture replaces HID Fixture. Measure includes Code case. Impacts: HOU = 4100; CDF = 0 | DEER1314 | Lighting Disposition | 5/30/2014 00:00:00 | Com-Oltg-dWatt | Non-DEER | Scaled | Delta |  |  | None |  | f |  | t | Com | Any | Lighting | OutGen | Ltg_Fixture | LED_fixt |  | ILtg-Com-LED-20000hr |  |  |  | HIDFixt-HPS-100w-Ext(120w) | HIDFixt-HPS-100w-Ext(120w) | LEDFixt-Ext(80w) | Standard | WP source e.g.: SCE13LG109r0 | f | f | Disposition: MeasuresList-May222014.xlsx | RobNc |  | OLtg-HPS |  | None | 1/1/2013 |  |  | FALSE | FALSE |  |  | FALSE | FALSE | FALSE | FALSE | FALSE | FALSE | FALSE | FALSE | FALSE
4780 | C-Out-LEDFixt-Ext(90w)-dwP100 | Commercial Outdoor General Lighting: LED Fixture replaces HID fixture. Measure includes Code case. Impacts: HOU = 4100; CDF = 0 | DEER1314 | Lighting Disposition | 2/9/2015 00:00:00 | Com-Oltg-dWatt | Non-DEER | Scaled | Delta |  |  | None |  | f |  | t | Com | Any | Lighting | OutGen | Ltg_Fixture | LED_fixt |  | OLtg-Com-LED-50000hr |  |  |  | HIDFixt-PSMH-150w-Ext(190w) | HIDFixt-PSMH-150w-Ext(190w) | LEDFixt-Ext(90w) | Standard |  | f | f | RevisedHighBay.xlsx | RobNc |  | OLtg-HPS |  | None | 1/1/2013 |  |  | FALSE | FALSE |  |  | FALSE | FALSE | FALSE | FALSE | FALSE | FALSE | FALSE | FALSE | FALSE
4781 | C-Out-LEDFixt-Ext(90w)-dwP118 | Commercial Outdoor General Lighting: LED Fixture replaces HID fixture. Measure includes Code case. Impacts: HOU = 4100; CDF = 0 | DEER1314 | Lighting Disposition | 2/9/2015 00:00:00 | Com-Oltg-dWatt | Non-DEER | Scaled | Delta |  |  | None |  | f |  | t | Com | Any | Lighting | OutGen | Ltg_Fixture | LED_fixt |  | OLtg-Com-LED-50000hr |  |  |  | HIDFixt-PSMH-175w-Ext(208w) | HIDFixt-PSMH-175w-Ext(208w) | LEDFixt-Ext(90w) | Standard |  | f | f | RevisedHighBay.xlsx | RobNc |  | OLtg-HPS |  | None | 1/1/2013 |  |  | FALSE | FALSE |  |  | FALSE | FALSE | FALSE | FALSE | FALSE | FALSE | FALSE | FALSE | FALSE
4782 | C-Out-LEDFixt-Ext(90w)-dwP98 | Commercial Outdoor General Lighting: LED Fixture replaces HID fixture. Measure includes Code case. Impacts: HOU = 4100; CDF = 0 | DEER1314 | Lighting Disposition | 2/9/2015 00:00:00 | Com-Oltg-dWatt | Non-DEER | Scaled | Delta |  |  | None |  | f |  | t | Com | Any | Lighting | OutGen | Ltg_Fixture | LED_fixt |  | OLtg-Com-LED-50000hr |  |  |  | HIDFixt-HPS-150w-Ext(188w) | HIDFixt-HPS-150w-Ext(188w) | LEDFixt-Ext(90w) | Standard |  | f | f | RevisedHighBay.xlsx | RobNc |  | OLtg-HPS |  | None | 1/1/2013 |  |  | FALSE | FALSE |  |  | FALSE | FALSE | FALSE | FALSE | FALSE | FALSE | FALSE | FALSE | FALSE
4783 | C-Out-LEDFixt-Ext-1(110w)-dWP66 | Commercial Outdoor General Lighting: LED Fixture replaces HID Fixture. Measure includes Code case. Impacts: HOU = 4100; CDF = 0 | DEER1314 | Lighting Disposition | 5/30/2014 00:00:00 | Com-Oltg-dWatt | Non-DEER | Scaled | Delta |  |  | None |  | f |  | t | Com | Any | Lighting | OutGen | Ltg_Fixture | LED_fixt |  | ILtg-Com-LED-20000hr |  |  |  | HIDFixt-HPS-150w-Ext(176w) | HIDFixt-HPS-150w-Ext(176w) | LEDFixt-Ext-1(110w) | Standard | WP source e.g.: SCE13LG097r0 | f | f | Disposition: MeasuresList-May222014.xlsx | RobNc |  | OLtg-HPS |  | None | 1/1/2013 |  |  | FALSE | FALSE |  |  | FALSE | FALSE | FALSE | FALSE | FALSE | FALSE | FALSE | FALSE | FALSE
4784 | C-Out-LEDFixt-Ext-1(192w)-dWP101 | Commercial Outdoor General Lighting: LED Fixture replaces HID Fixture. Measure includes Code case. Impacts: HOU = 4100; CDF = 0 | DEER1314 | Lighting Disposition | 5/30/2014 00:00:00 | Com-Oltg-dWatt | Non-DEER | Scaled | Delta |  |  | None |  | f |  | t | Com | Any | Lighting | OutGen | Ltg_Fixture | LED_fixt |  | ILtg-Com-LED-20000hr |  |  |  | HIDFixt-HPS-250w-Ext(293w) | HIDFixt-HPS-250w-Ext(293w) | LEDFixt-Ext-1(192w) | Standard | WP source e.g.: SCE13LG097r0 | f | f | Disposition: MeasuresList-May222014.xlsx | RobNc |  | OLtg-HPS |  | None | 1/1/2013 |  |  | FALSE | FALSE |  |  | FALSE | FALSE | FALSE | FALSE | FALSE | FALSE | FALSE | FALSE | FALSE
4785 | C-Out-LEDFixt-Ext-1(192w)-dWP103 | Commercial Outdoor General Lighting: LED Fixture replaces HID Fixture. Measure includes Code case. Impacts: HOU = 4100; CDF = 0 | DEER1314 | Lighting Disposition | 5/30/2014 00:00:00 | Com-Oltg-dWatt | Non-DEER | Scaled | Delta |  |  | None |  | f |  | t | Com | Any | Lighting | OutGen | Ltg_Fixture | LED_fixt |  | ILtg-Com-LED-20000hr |  |  |  | HIDFixt-HPS-250w-Ext(295w) | HIDFixt-HPS-250w-Ext(295w) | LEDFixt-Ext-1(192w) | Standard | WP source e.g.: SCE13LG097r0 | f | f | Disposition: MeasuresList-May222014.xlsx | RobNc |  | OLtg-HPS |  | None | 1/1/2013 |  |  | FALSE | FALSE |  |  | FALSE | FALSE | FALSE | FALSE | FALSE | FALSE | FALSE | FALSE | FALSE
4786 | C-Out-LEDFixt-Ext-1(225w)-dWP138 | Commercial Outdoor General Lighting: LED Fixture replaces HID Fixture. Measure includes Code case. Impacts: HOU = 4100; CDF = 0 | DEER1314 | Lighting Disposition | 5/30/2014 00:00:00 | Com-Oltg-dWatt | Non-DEER | Scaled | Delta |  |  | None |  | f |  | t | Com | Any | Lighting | OutGen | Ltg_Fixture | LED_fixt |  | ILtg-Com-LED-20000hr |  |  |  | HIDFixt-HPS-310w-Ext(363w) | HIDFixt-HPS-310w-Ext(363w) | LEDFixt-Ext-1(225w) | Standard | WP source e.g.: SCE13LG097r0 | f | f | Disposition: MeasuresList-May222014.xlsx | RobNc |  | OLtg-HPS |  | None | 1/1/2013 |  |  | FALSE | FALSE |  |  | FALSE | FALSE | FALSE | FALSE | FALSE | FALSE | FALSE | FALSE | FALSE
4787 | C-Out-LEDFixt-Ext-1(50w)-dWP35 | Commercial Outdoor General Lighting: LED Fixture replaces HID Fixture. Measure includes Code case. Impacts: HOU = 4100; CDF = 0 | DEER1314 | Lighting Disposition | 5/30/2014 00:00:00 | Com-Oltg-dWatt | Non-DEER | Scaled | Delta |  |  | None |  | f |  | t | Com | Any | Lighting | OutGen | Ltg_Fixture | LED_fixt |  | ILtg-Com-LED-20000hr |  |  |  | HIDFixt-HPS-70w-Ext(85w) | HIDFixt-HPS-70w-Ext(85w) | LEDFixt-Ext-1(50w) | Standard | WP source e.g.: WPSDGENRLG0181r1 | f | f | Disposition: MeasuresList-May222014.xlsx | RobNc |  | OLtg-HPS |  | None | 1/1/2013 |  |  | FALSE | FALSE |  |  | FALSE | FALSE | FALSE | FALSE | FALSE | FALSE | FALSE | FALSE | FALSE
4788 | C-Out-LEDFixt-Ext-1(70w)-dWP50 | Commercial Outdoor General Lighting: LED Fixture replaces HID Fixture. Measure includes Code case. Impacts: HOU = 4100; CDF = 0 | DEER1314 | Lighting Disposition | 5/30/2014 00:00:00 | Com-Oltg-dWatt | Non-DEER | Scaled | Delta |  |  | None |  | f |  | t | Com | Any | Lighting | OutGen | Ltg_Fixture | LED_fixt |  | ILtg-Com-LED-20000hr |  |  |  | HIDFixt-HPS-100w-Ext(120w) | HIDFixt-HPS-100w-Ext(120w) | LEDFixt-Ext-1(70w) | Standard | WP source e.g.: SCE13LG097r0 | f | f | Disposition: MeasuresList-May222014.xlsx | RobNc |  | OLtg-HPS |  | None | 1/1/2013 |  |  | FALSE | FALSE |  |  | FALSE | FALSE | FALSE | FALSE | FALSE | FALSE | FALSE | FALSE | FALSE
4789 | C-Out-LEDFixt-Ext-2(125w)-dWP68 | Commercial Outdoor General Lighting: LED Fixture replaces HID Fixture. Measure includes Code case. Impacts: HOU = 4100; CDF = 0 | DEER1314 | Lighting Disposition | 5/30/2014 00:00:00 | Com-Oltg-dWatt | Non-DEER | Scaled | Delta |  |  | None |  | f |  | t | Com | Any | Lighting | OutGen | Ltg_Fixture | LED_fixt |  | ILtg-Com-LED-20000hr |  |  |  | HIDFixt-HPS-193w-Ext(193w) | HIDFixt-HPS-193w-Ext(193w) | LEDFixt-Ext-2(125w) | Standard | WP source e.g.: WPSDGENRLG0181r1 | f | f | Disposition: MeasuresList-May222014.xlsx | RobNc |  | OLtg-HPS |  | None | 1/1/2013 |  |  | FALSE | FALSE |  |  | FALSE | FALSE | FALSE | FALSE | FALSE | FALSE | FALSE | FALSE | FALSE
4790 | C-Out-LEDFixt-Ext-3(150w)-dWP84 | Commercial Outdoor General Lighting: LED Fixture replaces HID Fixture. Measure includes Code case. Impacts: HOU = 4100; CDF = 0 | DEER1314 | Lighting Disposition | 5/30/2014 00:00:00 | Com-Oltg-dWatt | Non-DEER | Scaled | Delta |  |  | None |  | f |  | t | Com | Any | Lighting | OutGen | Ltg_Fixture | LED_fixt |  | ILtg-Com-LED-20000hr |  |  |  | HIDFixt-HPS-200w-Ext(234w) | HIDFixt-HPS-200w-Ext(234w) | LEDFixt-Ext-3(150w) | Standard | WP source e.g.: PGECOLTG151r3 | f | f | Disposition: MeasuresList-May222014.xlsx | RobNc |  | OLtg-HPS |  | None | 1/1/2013 |  |  | FALSE | FALSE |  |  | FALSE | FALSE | FALSE | FALSE | FALSE | FALSE | FALSE | FALSE | FALSE
4791 | C-Out-LEDFixt-Ext-3(265w)-dWP203 | Commercial Outdoor General Lighting: LED Fixture replaces HID Fixture. Measure includes Code case. Impacts: HOU = 4100; CDF = 0 | DEER1314 | Lighting Disposition | 5/30/2014 00:00:00 | Com-Oltg-dWatt | Non-DEER | Scaled | Delta |  |  | None |  | f |  | t | Com | Any | Lighting | OutGen | Ltg_Fixture | LED_fixt |  | ILtg-Com-LED-20000hr |  |  |  | HIDFixt-HPS-400w-Ext(468w) | HIDFixt-HPS-400w-Ext(468w) | LEDFixt-Ext-3(265w) | Standard | WP source e.g.: PGECOLTG151r3 | f | f | Disposition: MeasuresList-May222014.xlsx | RobNc |  | OLtg-HPS |  | None | 1/1/2013 |  |  | FALSE | FALSE |  |  | FALSE | FALSE | FALSE | FALSE | FALSE | FALSE | FALSE | FALSE | FALSE
4792 | C-Out-LEDFixt-Ext-3(60w)-dWP23 | Commercial Outdoor General Lighting: LED Fixture replaces HID Fixture. Measure includes Code case. Impacts: HOU = 4100; CDF = 0 | DEER1314 | Lighting Disposition | 5/30/2014 00:00:00 | Com-Oltg-dWatt | Non-DEER | Scaled | Delta |  |  | None |  | f |  | t | Com | Any | Lighting | OutGen | Ltg_Fixture | LED_fixt |  | ILtg-Com-LED-20000hr |  |  |  | HIDFixt-HPS-83w-Ext(83w) | HIDFixt-HPS-83w-Ext(83w) | LEDFixt-Ext-3(60w) | Standard | WP source e.g.: WPSDGENRLG0181r1 | f | f | Disposition: MeasuresList-May222014.xlsx | RobNc |  | OLtg-HPS |  | None | 1/1/2013 |  |  | FALSE | FALSE |  |  | FALSE | FALSE | FALSE | FALSE | FALSE | FALSE | FALSE | FALSE | FALSE
4793 | C-Out-LEDFixt-WM-Ext(80w)-dWP215 | Commercial Outdoor General Lighting: LED Fixture replaces HID Fixture. Measure includes Code case. Impacts: HOU = 4100; CDF = 0 | DEER1314 | Lighting Disposition | 5/30/2014 00:00:00 | Com-Oltg-dWatt | Non-DEER | Scaled | Delta |  |  | None |  | f |  | t | Com | Any | Lighting | OutGen | Ltg_Fixture | LED_fixt |  | ILtg-Com-LED-20000hr |  |  |  | HIDFixt-HPS-250w-Ext(295w) | HIDFixt-HPS-250w-Ext(295w) | LEDFixt-WM-Ext(80w) | Standard | WP source e.g.: PGECOLTG151r3 | f | f | Disposition: MeasuresList-May222014.xlsx | RobNc |  | OLtg-HPS |  | None | 1/1/2013 |  |  | FALSE | FALSE |  |  | FALSE | FALSE | FALSE | FALSE | FALSE | FALSE | FALSE | FALSE | FALSE
4794 | C-Out-LEDFixt-WM-Ext(80w)-dWP215-dWC152 | Commercial Outdoor General Lighting: LED Fixture replaces HID Fixture. Measure includes Code case. Impacts: HOU = 4100; CDF = 0 | DEER1314 | Lighting Disposition | 5/30/2014 00:00:00 | Com-Oltg-dWatt | Non-DEER | Scaled | Delta |  |  | None |  | f |  | t | Com | Any | Lighting | OutGen | Ltg_Fixture | LED_fixt |  | ILtg-Com-LED-20000hr |  |  |  | HIDFixt-MH-250w-Ext(295w) | HIDFixt-PSMH-200w-Ext(232w) | LEDFixt-WM-Ext(80w) | Standard | WP source e.g.: PGECOLTG151r3 | f | f | Disposition: MeasuresList-May222014.xlsx | ErRobNc |  | OLtg-MH |  | None | 1/1/2013 |  |  | FALSE | FALSE |  |  | FALSE | FALSE | FALSE | FALSE | FALSE | FALSE | FALSE | FALSE | FALSE
4795 | C-Out-LEDFixt-WM-Ext-4(40w)-dWP32 | Commercial Outdoor General Lighting: LED Fixture replaces HID Fixture. Measure includes Code case. Impacts: HOU = 4100; CDF = 0 | DEER1314 | Lighting Disposition | 5/30/2014 00:00:00 | Com-Oltg-dWatt | Non-DEER | Scaled | Delta |  |  | None |  | f |  | t | Com | Any | Lighting | OutGen | Ltg_Fixture | LED_fixt |  | ILtg-Com-LED-20000hr |  |  |  | HIDFixt-MH-50w-Ext(72w) | HIDFixt-MH-50w-Ext(72w) | LEDFixt-WM-Ext-4(40w) | Standard | WP source e.g.: PGECOLTG151r3 | f | f | Disposition: MeasuresList-May222014.xlsx | RobNc |  | OLtg-MH |  | None | 1/1/2013 |  |  | FALSE | FALSE |  |  | FALSE | FALSE | FALSE | FALSE | FALSE | FALSE | FALSE | FALSE | FALSE
4796 | C-Out-LEDFixt-WM-Ext-4(40w)-dWP6-1 | Commercial Outdoor General Lighting: LED Fixture replaces CFL Fixture. Measure includes Code case. Impacts: HOU = 4100; CDF = 0 | DEER1314 | Lighting Disposition | 5/30/2014 00:00:00 | Com-Oltg-dWatt | Non-DEER | Scaled | Delta |  |  | None |  | f |  | t | Com | Any | Lighting | OutGen | Ltg_Fixture | LED_fixt |  | ILtg-Com-LED-20000hr |  |  |  | CFLfixt-46w(46w) | CFLfixt-46w(46w) | LEDFixt-WM-Ext-4(40w) | Standard | WP source e.g.: SCE13LG097r0 | f | f | Disposition: MeasuresList-May222014.xlsx | RobNc |  | OLtg-CFLfix |  | None | 1/1/2013 |  |  | FALSE | FALSE |  |  | FALSE | FALSE | FALSE | FALSE | FALSE | FALSE | FALSE | FALSE | FALSE
4797 | C-Out-LEDFixt-WM-Ext-4(40w)-dWP6-2 | Commercial Outdoor General Lighting: LED Fixture replaces HID Fixture. Measure includes Code case. Impacts: HOU = 4100; CDF = 0 | DEER1314 | Lighting Disposition | 5/30/2014 00:00:00 | Com-Oltg-dWatt | Non-DEER | Scaled | Delta |  |  | None |  | f |  | t | Com | Any | Lighting | OutGen | Ltg_Fixture | LED_fixt |  | ILtg-Com-LED-20000hr |  |  |  | HIDFixt-HPS-46w-Ext(46w)-WM | HIDFixt-HPS-46w-Ext(46w)-WM | LEDFixt-WM-Ext-4(40w) | Standard | WP source e.g.: PGECOLTG151r3 | f | f | Disposition: MeasuresList-May222014.xlsx | RobNc |  | OLtg-HPS |  | None | 1/1/2013 |  |  | FALSE | FALSE |  |  | FALSE | FALSE | FALSE | FALSE | FALSE | FALSE | FALSE | FALSE | FALSE
4798 | C-Out-LED-MR16-Ext(3w)-dWP9 | Commercial Outdoor General Lighting: LED Lamp replaces pre-existing standard lighting Wattage. Measure includes Code case. Impacts: HOU = 4100; CDF = 0 | DEER1314 | Lighting Disposition | 7/30/2014 00:00:00 | Com-Oltg-dWatt | Non-DEER | Scaled | BaseRatio |  |  | None |  | f |  | t | Com | Any | Lighting | OutGen | Ltg_Lamp | LED_lamp |  | ILtg-Com-LED-20000hr |  |  |  | LEDratio0424 | LEDratio0424 | LED-MR16-Ext(3w) | Standard |  | f | f | Disposition: MeasuresList-October312014.xlsx | RobNc |  |  |  | None | 1/1/2013 |  |  | FALSE | FALSE |  |  | FALSE | FALSE | FALSE | FALSE | FALSE | FALSE | FALSE | FALSE | FALSE
4799 | C-Out-LED-MR16-Ext(7w)-dWP22 | Commercial Outdoor General Lighting: LED Lamp replaces pre-existing standard lighting Wattage. Measure includes Code case. Impacts: HOU = 4100; CDF = 0 | DEER1314 | Lighting Disposition | 7/30/2014 00:00:00 | Com-Oltg-dWatt | Non-DEER | Scaled | BaseRatio |  |  | None |  | f |  | t | Com | Any | Lighting | OutGen | Ltg_Lamp | LED_lamp |  | ILtg-Com-LED-20000hr |  |  |  | LEDratio0424 | LEDratio0424 | LED-MR16-Ext(7w) | Standard |  | f | f | Disposition: MeasuresList-October312014.xlsx | RobNc |  |  |  | None | 1/1/2013 |  |  | FALSE | FALSE |  |  | FALSE | FALSE | FALSE | FALSE | FALSE | FALSE | FALSE | FALSE | FALSE
4800 | C-Out-LED-PAR30-Ext(15w)-dWP36 | Commercial Outdoor General Lighting: LED Lamp replaces pre-existing standard lighting Wattage. Measure includes Code case. Impacts: HOU = 4100; CDF = 0 | DEER1314 | Lighting Disposition | 7/30/2014 00:00:00 | Com-Oltg-dWatt | Non-DEER | Scaled | BaseRatio |  |  | None |  | f |  | t | Com | Any | Lighting | OutGen | Ltg_Lamp | LED_lamp |  | ILtg-Com-LED-20000hr |  |  |  | LEDratio0342 | LEDratio0342 | LED-PAR30-Ext(15w) | Standard |  | f | f | Disposition: MeasuresList-October312014.xlsx | RobNc |  |  |  | None | 1/1/2013 |  |  | FALSE | FALSE |  |  | FALSE | FALSE | FALSE | FALSE | FALSE | FALSE | FALSE | FALSE | FALSE
4801 | C-Out-LED-PAR30-Ext(6w)-dWP14 | Commercial Outdoor General Lighting: LED Lamp replaces pre-existing standard lighting Wattage. Measure includes Code case. Impacts: HOU = 4100; CDF = 0 | DEER1314 | Lighting Disposition | 7/30/2014 00:00:00 | Com-Oltg-dWatt | Non-DEER | Scaled | BaseRatio |  |  | None |  | f |  | t | Com | Any | Lighting | OutGen | Ltg_Lamp | LED_lamp |  | ILtg-Com-LED-20000hr |  |  |  | LEDratio0342 | LEDratio0342 | LED-PAR30-Ext(6w) | Standard |  | f | f | Disposition: MeasuresList-October312014.xlsx | RobNc |  |  |  | None | 1/1/2013 |  |  | FALSE | FALSE |  |  | FALSE | FALSE | FALSE | FALSE | FALSE | FALSE | FALSE | FALSE | FALSE
4802 | C-Out-LED-PAR38-Ext(17w)-dWP47 | Commercial Outdoor General Lighting: LED Lamp replaces pre-existing standard lighting Wattage. Measure includes Code case. Impacts: HOU = 4100; CDF = 0 | DEER1314 | Lighting Disposition | 7/30/2014 00:00:00 | Com-Oltg-dWatt | Non-DEER | Scaled | BaseRatio |  |  | None |  | f |  | t | Com | Any | Lighting | OutGen | Ltg_Lamp | LED_lamp |  | ILtg-Com-LED-20000hr |  |  |  | LEDratio0381 | LEDratio0381 | LED-PAR38-Ext(17w) | Standard |  | f | f | Disposition: MeasuresList-October312014.xlsx | RobNc |  |  |  | None | 1/1/2013 |  |  | FALSE | FALSE |  |  | FALSE | FALSE | FALSE | FALSE | FALSE | FALSE | FALSE | FALSE | FALSE
4803 | C-Out-LED-PAR38-Ext(7w)-dWP19 | Commercial Outdoor General Lighting: LED Lamp replaces pre-existing standard lighting Wattage. Measure includes Code case. Impacts: HOU = 4100; CDF = 0 | DEER1314 | Lighting Disposition | 7/30/2014 00:00:00 | Com-Oltg-dWatt | Non-DEER | Scaled | BaseRatio |  |  | None |  | f |  | t | Com | Any | Lighting | OutGen | Ltg_Lamp | LED_lamp |  | ILtg-Com-LED-20000hr |  |  |  | LEDratio0381 | LEDratio0381 | LED-PAR38-Ext(7w) | Standard |  | f | f | Disposition: MeasuresList-October312014.xlsx | RobNc |  |  |  | None | 1/1/2013 |  |  | FALSE | FALSE |  |  | FALSE | FALSE | FALSE | FALSE | FALSE | FALSE | FALSE | FALSE | FALSE
4804 | C-Out-LFFixt-T8-48in-32w-2g+El-IS-HLO(65w)-dWP140-dWC85 | Commercial Outdoor General Lighting: Linear Fluorescent Fixture replaces HID Fixture. Measure includes Code case. Impacts: HOU = 4100; CDF = 0 | DEER1314 | Lighting Disposition | 5/30/2014 00:00:00 | Com-Oltg-dWatt | Non-DEER | Scaled | Delta |  |  | None |  | f |  | t | Com | Any | Lighting | OutGen | Ltg_Fixture | LinFluor_fixt |  | OLtg-LFluor |  |  |  | HIDFixt-MV-175w-Ext(205w) | HIDFixt-PSMH-125w-Ext(150w) | LFFixt-T8-48in-32w-2g+El-IS-HLO(65w) | Standard | WP source e.g.: SCE13LG108r1 | f | f | Disposition: MeasuresList-May222014.xlsx | ErRobNc |  | OLtg-HID |  | None | 1/1/2013 |  |  | FALSE | FALSE |  |  | FALSE | FALSE | FALSE | FALSE | FALSE | FALSE | FALSE | FALSE | FALSE
4805 | C-Out-LFFixt-T8-48in-32w-2g+El-IS-HLO(68w)-dWP232 | Commercial Outdoor General Lighting: Linear Fluorescent Fixture replaces Halogen Lamp. Measure includes Code case. Impacts: HOU = 4100; CDF = 0 | DEER1314 | Lighting Disposition | 5/30/2014 00:00:00 | Com-Oltg-dWatt | Non-DEER | Scaled | Delta |  |  | None |  | f |  | t | Com | Any | Lighting | OutGen | Ltg_Fixture | LinFluor_fixt |  | OLtg-LFluor |  |  |  | Hal-Ext(300w) | Hal-Ext(300w) | LFFixt-T8-48in-32w-2g+El-IS-HLO(68w) | Standard | WP source e.g.: SCE13LG109r0 | f | f | Disposition: MeasuresList-May222014.xlsx | RobNc |  | OLtg-Incand-Com |  | None | 1/1/2013 |  |  | FALSE | FALSE |  |  | FALSE | FALSE | FALSE | FALSE | FALSE | FALSE | FALSE | FALSE | FALSE
4806 | C-Out-LFFixt-T8-48in-32w-3g+El-IS-NLO(84w)-dWP206-dWC124 | Commercial Outdoor General Lighting: Linear Fluorescent Fixture replaces HID Fixture. Measure includes Code case. Impacts: HOU = 4100; CDF = 0 | DEER1314 | Lighting Disposition | 5/30/2014 00:00:00 | Com-Oltg-dWatt | Non-DEER | Scaled | Delta |  |  | None |  | f |  | t | Com | Any | Lighting | OutGen | Ltg_Fixture | LinFluor_fixt |  | OLtg-LFluor |  |  |  | HIDFixt-MV-250w-Ext(290w) | HIDFixt-PSMH-175w-Ext(208w) | LFFixt-T8-48in-32w-3g+El-IS-NLO(84w) | Standard | WP source e.g.: SCE13LG109r0 | f | f | Disposition: MeasuresList-May222014.xlsx | ErRobNc |  | OLtg-HID |  | None | 1/1/2013 |  |  | FALSE | FALSE |  |  | FALSE | FALSE | FALSE | FALSE | FALSE | FALSE | FALSE | FALSE | FALSE
4807 | C-Out-LFFixt-T8-60in-40w+El-IS-HLO(126w)-dWP329-dWC162 | Commercial Outdoor General Lighting: Linear Fluorescent Fixture replaces HID Fixture. Measure includes Code case. Impacts: HOU = 4100; CDF = 0 | DEER1314 | Lighting Disposition | 5/30/2014 00:00:00 | Com-Oltg-dWatt | Non-DEER | Scaled | Delta |  |  | None |  | f |  | t | Com | Any | Lighting | OutGen | Ltg_Fixture | LinFluor_fixt |  | OLtg-LFluor |  |  |  | HIDFixt-MV-400w-Ext(455w) | HIDFixt-PSMH-250w-Ext(288w) | LFFixt-T8-60in-40w+El-IS-HLO(126w) | Standard | WP source e.g.: SCE13LG109r0 | f | f | Disposition: MeasuresList-May222014.xlsx | ErRobNc |  | OLtg-HID |  | None | 1/1/2013 |  |  | FALSE | FALSE |  |  | FALSE | FALSE | FALSE | FALSE | FALSE | FALSE | FALSE | FALSE | FALSE
4808 | C-Out-LPS-180w-Ext(208w)-dWP247-dWC80 | Commercial Outdoor General Lighting: more efficient HID Lamp & Ballast installed. Measure includes Code case. Impacts: HOU = 4100; CDF = 0 | DEER1314 | Lighting Disposition | 5/30/2014 00:00:00 | Com-Oltg-dWatt | Non-DEER | Scaled | Delta |  |  | None |  | f |  | t | Com | Any | Lighting | OutGen | Ltg_Lmp+Blst | HID_LmpBlst |  | OLtg-Com-LED-20000hr |  |  |  | MV-400w-Ext(455w) | PSMH-250w-Ext(288w) | LPS-180w-Ext(208w) | Standard | WP source e.g.: SCE13LG109r0 | f | f | Disposition: MeasuresList-May222014.xlsx | ErRobNc |  | OLtg-HID |  | None | 1/1/2013 |  |  | FALSE | FALSE |  |  | FALSE | FALSE | FALSE | FALSE | FALSE | FALSE | FALSE | FALSE | FALSE
4809 | C-Out-PSMH-125w-Ext(110w)-dWP80 | Commercial Outdoor General Lighting: more efficient HID Lamp & Ballast installed. Measure includes Code case. Impacts: HOU = 4100; CDF = 0 | DEER1314 | Lighting Disposition | 5/30/2014 00:00:00 | Com-Oltg-dWatt | Non-DEER | Scaled | Delta |  |  | None |  | f |  | t | Com | Any | Lighting | OutGen | Ltg_Lmp+Blst | HID_LmpBlst |  | OLtg-Com-LED-20000hr |  |  |  | PSMH-150w-Ext(190w) | PSMH-150w-Ext(190w) | PSMH-125w-Ext(110w) | Standard | WP source e.g.: SCE13LG109r0 | f | f | Disposition: MeasuresList-May222014.xlsx | RobNc |  | OLtg-MH |  | None | 1/1/2013 |  |  | FALSE | FALSE |  |  | FALSE | FALSE | FALSE | FALSE | FALSE | FALSE | FALSE | FALSE | FALSE
4810 | C-Out-PSMH-125w-Ext(126w)-dWP62 | Commercial Outdoor General Lighting: more efficient HID Lamp & Ballast installed. Measure includes Code case. Impacts: HOU = 4100; CDF = 0 | DEER1314 | Lighting Disposition | 5/30/2014 00:00:00 | Com-Oltg-dWatt | Non-DEER | Scaled | Delta |  |  | None |  | f |  | t | Com | Any | Lighting | OutGen | Ltg_Lmp+Blst | HID_LmpBlst |  | OLtg-Com-LED-20000hr |  |  |  | HPS-150w-Ext(188w) | HPS-150w-Ext(188w) | PSMH-125w-Ext(126w) | Standard | WP source e.g.: SCE13LG109r0 | f | f | Disposition: MeasuresList-May222014.xlsx | RobNc |  | OLtg-HPS |  | None | 1/1/2013 |  |  | FALSE | FALSE |  |  | FALSE | FALSE | FALSE | FALSE | FALSE | FALSE | FALSE | FALSE | FALSE
4811 | C-Out-PSMH-125w-Ext(150w)-dWP80 | Commercial Outdoor General Lighting: more efficient HID Lamp & Ballast installed. Measure includes Code case. Impacts: HOU = 4100; CDF = 0 | DEER1314 | Lighting Disposition | 5/30/2014 00:00:00 | Com-Oltg-dWatt | Non-DEER | Scaled | Delta |  |  | None |  | f |  | t | Com | Any | Lighting | OutGen | Ltg_Lmp+Blst | HID_LmpBlst |  | OLtg-Com-LED-20000hr |  |  |  | PSMH-200w-Ext(230w) | PSMH-200w-Ext(230w) | PSMH-125w-Ext(150w) | Standard | Not Used in 2013-2014 Final Lighting Disposition | f | f | Disposition: MeasuresList-May222014.xlsx | RobNc |  | OLtg-MH |  | None | 1/1/2013 |  |  | FALSE | FALSE |  |  | FALSE | FALSE | FALSE | FALSE | FALSE | FALSE | FALSE | FALSE | FALSE
4812 | C-Out-PSMH-125w-Ext(150w)-dwP82 | Commercial Outdoor General Lighting: more efficient HID Lamp & Ballast installed. Measure includes Code case. Impacts: HOU = 4100; CDF = 0 | DEER1314 | Lighting Disposition | 2/9/2015 00:00:00 | Com-Oltg-dWatt | Non-DEER | Scaled | Delta |  |  | None |  | f |  | t | Com | Any | Lighting | OutGen | Ltg_Lmp+Blst | HID_LmpBlst |  | OLtg-MH |  |  |  | PSMH-200w-Ext(232w) | PSMH-200w-Ext(232w) | PSMH-125w-Ext(150w) | Standard |  | f | f | RevisedHighBay.xlsx | RobNc |  | OLtg-MH |  | None | 1/1/2013 |  |  | FALSE | FALSE |  |  | FALSE | FALSE | FALSE | FALSE | FALSE | FALSE | FALSE | FALSE | FALSE
4813 | C-Out-PSMH-125w-Ext(152w)-dWP28-dWC0 | Commercial Outdoor General Lighting: HID Lamp & Ballast replaces Incandescent Lamp. Measure includes Code case. Impacts: HOU = 4100; CDF = 0 | DEER1314 | Lighting Disposition | 5/30/2014 00:00:00 | Com-Oltg-dWatt | Non-DEER | Scaled | Delta |  |  | None |  | f |  | t | Com | Any | Lighting | OutGen | Ltg_Lmp+Blst | HID_LmpBlst |  | OLtg-MH |  |  |  | Incan(180w) | PSMH-125w-Ext(152w) | PSMH-125w-Ext(152w) | Standard | WP source e.g.: PGE3PLTG166r0 | f | f | Disposition: MeasuresList-May222014.xlsx | ERrul |  | OLtg-Incand-Com |  | None | 1/1/2013 |  |  | FALSE | FALSE |  |  | FALSE | FALSE | FALSE | FALSE | FALSE | FALSE | FALSE | FALSE | FALSE
4814 | C-Out-PSMH-175w-Ext(208w)-dWP87 | Commercial Outdoor General Lighting: more efficient HID Lamp & Ballast installed. Measure includes Code case. Impacts: HOU = 4100; CDF = 0 | DEER1314 | Lighting Disposition | 5/30/2014 00:00:00 | Com-Oltg-dWatt | Non-DEER | Scaled | Delta |  |  | None |  | f |  | t | Com | Any | Lighting | OutGen | Ltg_Lmp+Blst | HID_LmpBlst |  | OLtg-MH |  |  |  | PSMH-275w-Ext(295w) | PSMH-275w-Ext(295w) | PSMH-175w-Ext(208w) | Standard | Not Used in 2013-2014 Final Lighting Disposition | f | f | Disposition: MeasuresList-May222014.xlsx | RobNc |  | OLtg-MH |  | None | 1/1/2013 |  |  | FALSE | FALSE |  |  | FALSE | FALSE | FALSE | FALSE | FALSE | FALSE | FALSE | FALSE | FALSE
4815 | C-Out-PSMH-175w-Ext(208w)-dwP87-dwC0 | Commercial Outdoor General Lighting: more efficient HID Lamp & Ballast installed. Measure includes Code case. Impacts: HOU = 4100; CDF = 0 | DEER1314 | Lighting Disposition | 2/9/2015 00:00:00 | Com-Oltg-dWatt | Non-DEER | Scaled | Delta |  |  | None |  | f |  | t | Com | Any | Lighting | OutGen | Ltg_Lmp+Blst | HID_LmpBlst |  | OLtg-MH |  |  |  | MH-250w-Ext(295w) | PSMH-175w-Ext(208w) | PSMH-175w-Ext(208w) | Standard |  | f | f | RevisedHighBay.xlsx | ERrul |  | OLtg-MH |  | None | 1/1/2013 |  |  | FALSE | FALSE |  |  | FALSE | FALSE | FALSE | FALSE | FALSE | FALSE | FALSE | FALSE | FALSE
4816 | C-Out-PSMH-175w-Ext(208w)-dWP87-dWC24 | Commercial Outdoor General Lighting: more efficient HID Lamp & Ballast installed. Measure includes Code case. Impacts: HOU = 4100; CDF = 0 | DEER1314 | Lighting Disposition | 5/30/2014 00:00:00 | Com-Oltg-dWatt | Non-DEER | Scaled | Delta |  |  | None |  | f |  | t | Com | Any | Lighting | OutGen | Ltg_Lmp+Blst | HID_LmpBlst |  | OLtg-MH |  |  |  | MH-250w-Ext(295w) | PSMH-200w-Ext(232w) | PSMH-175w-Ext(208w) | Standard | Not Used in 2013-2014 Final Lighting Disposition | f | f | Disposition: MeasuresList-May222014.xlsx | ErRobNc |  | OLtg-MH |  | None | 1/1/2013 |  |  | FALSE | FALSE |  |  | FALSE | FALSE | FALSE | FALSE | FALSE | FALSE | FALSE | FALSE | FALSE
4817 | C-Out-PSMH-250w-Ext(278w)-dwP178 | Commercial Outdoor General Lighting: more efficient HID Lamp & Ballast installed. Measure includes Code case. Impacts: HOU = 4100; CDF = 0 | DEER1314 | Lighting Disposition | 2/9/2015 00:00:00 | Com-Oltg-dWatt | Non-DEER | Scaled | Delta |  |  | None |  | f |  | t | Com | Any | Lighting | OutGen | Ltg_Lmp+Blst | HID_LmpBlst |  | OLtg-MH |  |  |  | PSMH-400w-Ext(456w) | PSMH-400w-Ext(456w) | PSMH-250w-Ext(278w) | Standard |  | f | f | RevisedHighBay.xlsx | RobNc |  | OLtg-MH |  | None | 1/1/2013 |  |  | FALSE | FALSE |  |  | FALSE | FALSE | FALSE | FALSE | FALSE | FALSE | FALSE | FALSE | FALSE
4818 | C-Out-PSMH-250w-Ext(278w)-dWP190 | Commercial Outdoor General Lighting: more efficient HID Lamp & Ballast installed. Measure includes Code case. Impacts: HOU = 4100; CDF = 0 | DEER1314 | Lighting Disposition | 5/30/2014 00:00:00 | Com-Oltg-dWatt | Non-DEER | Scaled | Delta |  |  | None |  | f |  | t | Com | Any | Lighting | OutGen | Ltg_Lmp+Blst | HID_LmpBlst |  | OLtg-MH |  |  |  | PSMH-400w-Ext(468w) | PSMH-400w-Ext(468w) | PSMH-250w-Ext(278w) | Standard | Not Used in 2013-2014 Final Lighting Disposition | f | f | Disposition: MeasuresList-May222014.xlsx | RobNc |  | OLtg-MH |  | None | 1/1/2013 |  |  | FALSE | FALSE |  |  | FALSE | FALSE | FALSE | FALSE | FALSE | FALSE | FALSE | FALSE | FALSE
4819 | C-Out-PSMH-250w-Ext(288w)-dWP167-dWC0 | Commercial Outdoor General Lighting: more efficient HID Lamp & Ballast installed. Measure includes Code case. Impacts: HOU = 4100; CDF = 0 | DEER1314 | Lighting Disposition | 5/30/2014 00:00:00 | Com-Oltg-dWatt | Non-DEER | Scaled | Delta |  |  | None |  | f |  | t | Com | Any | Lighting | OutGen | Ltg_Lmp+Blst | HID_LmpBlst |  | OLtg-MH |  |  |  | MV-400w-Ext(455w) | PSMH-250w-Ext(288w) | PSMH-250w-Ext(288w) | Standard | WP source e.g.: PGECOLTG155r3 | f | f | Disposition: MeasuresList-May222014.xlsx | ERrul |  | OLtg-HID |  | None | 1/1/2013 |  |  | FALSE | FALSE |  |  | FALSE | FALSE | FALSE | FALSE | FALSE | FALSE | FALSE | FALSE | FALSE
4820 | C-Out-PSMH-400w-Ext(456w)-dWP294-dWC0 | Commercial Outdoor General Lighting: HID Lamp & Ballast replaces Incandescent Lamp. Measure includes Code case. Impacts: HOU = 4100; CDF = 0 | DEER1314 | Lighting Disposition | 5/30/2014 00:00:00 | Com-Oltg-dWatt | Non-DEER | Scaled | Delta |  |  | None |  | f |  | t | Com | Any | Lighting | OutGen | Ltg_Lmp+Blst | HID_LmpBlst |  | OLtg-MH |  |  |  | Incan(750w) | PSMH-400w-Ext(456w) | PSMH-400w-Ext(456w) | Standard | WP source e.g.: SCE13LG084r0 | f | f | Disposition: MeasuresList-May222014.xlsx | ERrul |  | OLtg-Incand-Com |  | None | 1/1/2013 |  |  | FALSE | FALSE |  |  | FALSE | FALSE | FALSE | FALSE | FALSE | FALSE | FALSE | FALSE | FALSE
4821 | C-Out-PSMH-70w-Ext(79w)-dWP16 | Commercial Outdoor General Lighting: more efficient HID Lamp & Ballast installed. Measure includes Code case. Impacts: HOU = 4100; CDF = 0 | DEER1314 | Lighting Disposition | 5/30/2014 00:00:00 | Com-Oltg-dWatt | Non-DEER | Scaled | Delta |  |  | None |  | f |  | t | Com | Any | Lighting | OutGen | Ltg_Lmp+Blst | HID_LmpBlst |  | OLtg-MH |  |  |  | HPS-70w-Ext(95w) | HPS-70w-Ext(95w) | PSMH-70w-Ext(79w) | Standard | Not Used in 2013-2014 Final Lighting Disposition | f | f | Disposition: MeasuresList-May222014.xlsx | RobNc |  | OLtg-HPS |  | None | 1/1/2013 |  |  | FALSE | FALSE |  |  | FALSE | FALSE | FALSE | FALSE | FALSE | FALSE | FALSE | FALSE | FALSE
4822 | C-Out-PSMH-70w-Ext(79w)-dWP41 | Commercial Outdoor General Lighting: more efficient HID Lamp & Ballast installed. Measure includes Code case. Impacts: HOU = 4100; CDF = 0 | DEER1314 | Lighting Disposition | 5/30/2014 00:00:00 | Com-Oltg-dWatt | Non-DEER | Scaled | Delta |  |  | None |  | f |  | t | Com | Any | Lighting | OutGen | Ltg_Lmp+Blst | HID_LmpBlst |  | OLtg-MH |  |  |  | PSMH-95w-Ext(120w) | PSMH-95w-Ext(120w) | PSMH-70w-Ext(79w) | Standard | WP source e.g.: SCE13LG084r0 | f | f | Disposition: MeasuresList-May222014.xlsx | RobNc |  | OLtg-MH |  | None | 1/1/2013 |  |  | FALSE | FALSE |  |  | FALSE | FALSE | FALSE | FALSE | FALSE | FALSE | FALSE | FALSE | FALSE
4823 | C-Out-PSMH-70w-Ext(88w)-dwP7 | Commercial Outdoor General Lighting: more efficient HID Lamp & Ballast installed. Measure includes Code case. Impacts: HOU = 4100; CDF = 0 | DEER1314 | Lighting Disposition | 2/9/2015 00:00:00 | Com-Oltg-dWatt | Non-DEER | Scaled | Delta |  |  | None |  | f |  | t | Com | Any | Lighting | OutGen | Ltg_Lmp+Blst | HID_LmpBlst |  | OLtg-MH |  |  |  | HPS-70w-Ext(95w) | HPS-70w-Ext(95w) | PSMH-70w-Ext(88w) | Standard |  | f | f | RevisedHighBay.xlsx | RobNc |  | OLtg-HPS |  | None | 1/1/2013 |  |  | FALSE | FALSE |  |  | FALSE | FALSE | FALSE | FALSE | FALSE | FALSE | FALSE | FALSE | FALSE
4824 | C-Out-PSMH-750w-Ext(810w)-dWP270 | Commercial Outdoor General Lighting: more efficient HID Lamp & Ballast installed. Measure includes Code case. Impacts: HOU = 4100; CDF = 0 | DEER1314 | Lighting Disposition | 5/30/2014 00:00:00 | Com-Oltg-dWatt | Non-DEER | Scaled | Delta |  |  | None |  | f |  | t | Com | Any | Lighting | OutGen | Ltg_Lmp+Blst | HID_LmpBlst |  | OLtg-MH |  |  |  | PSMH-1000w-Ext(1080w) | PSMH-1000w-Ext(1080w) | PSMH-750w-Ext(810w) | Standard | WP source e.g.: PGECOLTG155r3 | f | f | Disposition: MeasuresList-May222014.xlsx | RobNc |  | OLtg-MH |  | None | 1/1/2013 |  |  | FALSE | FALSE |  |  | FALSE | FALSE | FALSE | FALSE | FALSE | FALSE | FALSE | FALSE | FALSE
4825 | C-pGar-LFLmpBlst-T8-48in-32w-1g+El-RS-NLO-Del(0w)-dWP28-dWC0 | Commercial Parking Garage 24-hour lighting: Linear Fluorescent Lamp & Ballast permanently delamped. Measure includes Code case. Impacts: HOU = 8760; CDF = 1 | DEER1314 | Lighting Disposition | 5/30/2014 00:00:00 | Oltg-24hr-dWatt | Non-DEER | Scaled | Delta |  |  | None |  | f |  | t | Com | Any | Lighting | ParkGar | Ltg_Lmp+Blst | LF_LmpBlst |  | OLtg-LFluor |  |  |  | LFLmpBlst-T8-48in-32w-1g+El-RS-NLO(28.7w) | LFLmpBlst-T8-48in-32w-1g+El-RS-NLO-Del(0w) | LFLmpBlst-T8-48in-32w-1g+El-RS-NLO-Del(0w) | Standard | WP source e.g.: PGECOLTG155r3; Expires 6-30-2014; Not used in 2013-14 Lighting Disposition | f | f | Disposition: MeasuresList-May222014.xlsx | ERrul |  | OLtg-LFluor |  | None | 1/1/2013 | 6/30/2014 |  | FALSE | FALSE |  |  | FALSE | FALSE | FALSE | FALSE | FALSE | FALSE | FALSE | FALSE | FALSE
4826 | C-pGar-LFLmpBlst-T8-48in-32w-1g+El-RS-NLO-Del(32w)-dWP28 | Commercial Parking Garage 24-hour lighting: Linear Fluorescent Lamp & Ballast permanently delamped. Measure includes Code case. Impacts: HOU = 8760; CDF = 1 | DEER1314 | Lighting Disposition | 11/6/2014 00:00:00 | Oltg-24hr-dWatt | Non-DEER | Scaled | Delta |  |  | None |  | f |  | t | Com | Any | Lighting | ParkGar | Ltg_Lmp+Blst | LF_LmpBlst |  | OLtg-LFluor |  |  |  | LFLmpBlst-T8-48in-32w-1g+El-RS-NLO(60w) | LFLmpBlst-T8-48in-32w-1g+El-RS-NLO(60w) | LFLmpBlst-T8-48in-32w-1g+El-RS-NLO-Del(32w) | Standard |  | f | f | Disposition: MeasuresList-Dec1-2014.xlsx | RobNc |  | OLtg-LFluor |  | None | 1/1/2013 |  |  | FALSE | FALSE |  |  | FALSE | FALSE | FALSE | FALSE | FALSE | FALSE | FALSE | FALSE | FALSE
4827 | R-In-CFLfixt-117w(117w)-dWP296 | Residential Indoor General Lighting: CFL Fixture replaces pre-existing standard lighting Wattage. Measure includes Code case. Impacts: CFL-based HOU (varies by BldgType) | DEER1314 | Lighting Disposition | 7/24/2014 00:00:00 | Res-Iltg-dWatt-CFL | DEER | Scaled | BaseRatio |  |  | None |  | f |  | t | Res | Any | Lighting | InGen-CFL | Ltg_Fixture | CFL_fixt |  | ILtg-CFLfix-Res |  |  |  | CFLratio0353 | CFLratio0353 | CFLfixt-117w(117w) | Standard |  | f | f | Disposition: MeasuresList-October312014.xlsx | RobNc |  |  |  | DEER1314 | 1/1/2013 |  |  | FALSE | FALSE |  |  | FALSE | FALSE | FALSE | FALSE | FALSE | FALSE | FALSE | FALSE | FALSE
4828 | R-In-CFLfixt-11w(11w)-dWP27 | Residential Indoor General Lighting: CFL Fixture replaces pre-existing standard lighting Wattage. Measure includes Code case. Impacts: CFL-based HOU (varies by BldgType) | DEER1314 | Lighting Disposition | 7/24/2014 00:00:00 | Res-Iltg-dWatt-CFL | DEER | Scaled | BaseRatio |  |  | None |  | f |  | t | Res | Any | Lighting | InGen-CFL | Ltg_Fixture | CFL_fixt |  | ILtg-CFLfix-Res |  |  |  | CFLratio0353 | CFLratio0353 | CFLfixt-11w(11w) | Standard |  | f | f | Disposition: MeasuresList-October312014.xlsx | RobNc |  |  |  | DEER1314 | 1/1/2013 |  |  | FALSE | FALSE |  |  | FALSE | FALSE | FALSE | FALSE | FALSE | FALSE | FALSE | FALSE | FALSE
4829 | R-In-CFLfixt-128w(128w)-dWP323 | Residential Indoor General Lighting: CFL Fixture replaces pre-existing standard lighting Wattage. Measure includes Code case. Impacts: CFL-based HOU (varies by BldgType) | DEER1314 | Lighting Disposition | 7/24/2014 00:00:00 | Res-Iltg-dWatt-CFL | DEER | Scaled | BaseRatio |  |  | None |  | f |  | t | Res | Any | Lighting | InGen-CFL | Ltg_Fixture | CFL_fixt |  | ILtg-CFLfix-Res |  |  |  | CFLratio0353 | CFLratio0353 | CFLfixt-128w(128w) | Standard |  | f | f | Disposition: MeasuresList-October312014.xlsx | RobNc |  |  |  | DEER1314 | 1/1/2013 |  |  | FALSE | FALSE |  |  | FALSE | FALSE | FALSE | FALSE | FALSE | FALSE | FALSE | FALSE | FALSE
4830 | R-In-CFLfixt-13w(13w)-dWP32 | Residential Indoor General Lighting: CFL Fixture replaces pre-existing standard lighting Wattage. Measure includes Code case. Impacts: CFL-based HOU (varies by BldgType) | DEER1314 | Lighting Disposition | 7/24/2014 00:00:00 | Res-Iltg-dWatt-CFL | DEER | Scaled | BaseRatio |  |  | None |  | f |  | t | Res | Any | Lighting | InGen-CFL | Ltg_Fixture | CFL_fixt |  | ILtg-CFLfix-Res |  |  |  | CFLratio0353 | CFLratio0353 | CFLfixt-13w(13w) | Standard |  | f | f | Disposition: MeasuresList-October312014.xlsx | RobNc |  |  |  | DEER1314 | 1/1/2013 |  |  | FALSE | FALSE |  |  | FALSE | FALSE | FALSE | FALSE | FALSE | FALSE | FALSE | FALSE | FALSE
4831 | R-In-CFLfixt-15w(15w)-dWP37 | Residential Indoor General Lighting: CFL Fixture replaces pre-existing standard lighting Wattage. Measure includes Code case. Impacts: CFL-based HOU (varies by BldgType) | DEER1314 | Lighting Disposition | 7/24/2014 00:00:00 | Res-Iltg-dWatt-CFL | DEER | Scaled | BaseRatio |  |  | None |  | f |  | t | Res | Any | Lighting | InGen-CFL | Ltg_Fixture | CFL_fixt |  | ILtg-CFLfix-Res |  |  |  | CFLratio0353 | CFLratio0353 | CFLfixt-15w(15w) | Standard |  | f | f | Disposition: MeasuresList-October312014.xlsx | RobNc |  |  |  | DEER1314 | 1/1/2013 |  |  | FALSE | FALSE |  |  | FALSE | FALSE | FALSE | FALSE | FALSE | FALSE | FALSE | FALSE | FALSE
4832 | R-In-CFLfixt-16w(16w)-dWP40 | Residential Indoor General Lighting: CFL Fixture replaces pre-existing standard lighting Wattage. Measure includes Code case. Impacts: CFL-based HOU (varies by BldgType) | DEER1314 | Lighting Disposition | 7/24/2014 00:00:00 | Res-Iltg-dWatt-CFL | DEER | Scaled | BaseRatio |  |  | None |  | f |  | t | Res | Any | Lighting | InGen-CFL | Ltg_Fixture | CFL_fixt |  | ILtg-CFLfix-Res |  |  |  | CFLratio0353 | CFLratio0353 | CFLfixt-16w(16w) | Standard |  | f | f | Disposition: MeasuresList-October312014.xlsx | RobNc |  |  |  | DEER1314 | 1/1/2013 |  |  | FALSE | FALSE |  |  | FALSE | FALSE | FALSE | FALSE | FALSE | FALSE | FALSE | FALSE | FALSE
4833 | R-In-CFLfixt-17w(17w)-dWP43 | Residential Indoor General Lighting: CFL Fixture replaces pre-existing standard lighting Wattage. Measure includes Code case. Impacts: CFL-based HOU (varies by BldgType) | DEER1314 | Lighting Disposition | 7/24/2014 00:00:00 | Res-Iltg-dWatt-CFL | DEER | Scaled | BaseRatio |  |  | None |  | f |  | t | Res | Any | Lighting | InGen-CFL | Ltg_Fixture | CFL_fixt |  | ILtg-CFLfix-Res |  |  |  | CFLratio0353 | CFLratio0353 | CFLfixt-17w(17w) | Standard |  | f | f | Disposition: MeasuresList-October312014.xlsx | RobNc |  |  |  | DEER1314 | 1/1/2013 |  |  | FALSE | FALSE |  |  | FALSE | FALSE | FALSE | FALSE | FALSE | FALSE | FALSE | FALSE | FALSE
4834 | R-In-CFLfixt-18w(18w)-dWP45 | Residential Indoor General Lighting: CFL Fixture replaces pre-existing standard lighting Wattage. Measure includes Code case. Impacts: CFL-based HOU (varies by BldgType) | DEER1314 | Lighting Disposition | 7/24/2014 00:00:00 | Res-Iltg-dWatt-CFL | DEER | Scaled | BaseRatio |  |  | None |  | f |  | t | Res | Any | Lighting | InGen-CFL | Ltg_Fixture | CFL_fixt |  | ILtg-CFLfix-Res |  |  |  | CFLratio0353 | CFLratio0353 | CFLfixt-18w(18w) | Standard |  | f | f | Disposition: MeasuresList-October312014.xlsx | RobNc |  |  |  | DEER1314 | 1/1/2013 |  |  | FALSE | FALSE |  |  | FALSE | FALSE | FALSE | FALSE | FALSE | FALSE | FALSE | FALSE | FALSE
4835 | R-In-CFLfixt-195w(195w)-dWP493 | Residential Indoor General Lighting: CFL Fixture replaces pre-existing standard lighting Wattage. Measure includes Code case. Impacts: CFL-based HOU (varies by BldgType) | DEER1314 | Lighting Disposition | 7/24/2014 00:00:00 | Res-Iltg-dWatt-CFL | Non-DEER | Scaled | BaseRatio |  |  | None |  | f |  | t | Res | Any | Lighting | InGen-CFL | Ltg_Fixture | CFL_fixt |  | ILtg-CFLfix-Res |  |  |  | CFLratio0353 | CFLratio0353 | CFLfixt-195w(195w) | Standard |  | f | f | Disposition: MeasuresList-October312014.xlsx | RobNc |  |  |  | DEER1314 | 1/1/2013 |  |  | FALSE | FALSE |  |  | FALSE | FALSE | FALSE | FALSE | FALSE | FALSE | FALSE | FALSE | FALSE
4836 | R-In-CFLfixt-19w(19w)-dWP48 | Residential Indoor General Lighting: CFL Fixture replaces pre-existing standard lighting Wattage. Measure includes Code case. Impacts: CFL-based HOU (varies by BldgType) | DEER1314 | Lighting Disposition | 7/24/2014 00:00:00 | Res-Iltg-dWatt-CFL | DEER | Scaled | BaseRatio |  |  | None |  | f |  | t | Res | Any | Lighting | InGen-CFL | Ltg_Fixture | CFL_fixt |  | ILtg-CFLfix-Res |  |  |  | CFLratio0353 | CFLratio0353 | CFLfixt-19w(19w) | Standard |  | f | f | Disposition: MeasuresList-October312014.xlsx | RobNc |  |  |  | DEER1314 | 1/1/2013 |  |  | FALSE | FALSE |  |  | FALSE | FALSE | FALSE | FALSE | FALSE | FALSE | FALSE | FALSE | FALSE
4837 | R-In-CFLfixt-20w(20w)-dWP50 | Residential Indoor General Lighting: CFL Fixture replaces pre-existing standard lighting Wattage. Measure includes Code case. Impacts: CFL-based HOU (varies by BldgType) | DEER1314 | Lighting Disposition | 7/24/2014 00:00:00 | Res-Iltg-dWatt-CFL | DEER | Scaled | BaseRatio |  |  | None |  | f |  | t | Res | Any | Lighting | InGen-CFL | Ltg_Fixture | CFL_fixt |  | ILtg-CFLfix-Res |  |  |  | CFLratio0353 | CFLratio0353 | CFLfixt-20w(20w) | Standard |  | f | f | Disposition: MeasuresList-October312014.xlsx | RobNc |  |  |  | DEER1314 | 1/1/2013 |  |  | FALSE | FALSE |  |  | FALSE | FALSE | FALSE | FALSE | FALSE | FALSE | FALSE | FALSE | FALSE
4838 | R-In-CFLfixt-21w(21w)-dWP53 | Residential Indoor General Lighting: CFL Fixture replaces pre-existing standard lighting Wattage. Measure includes Code case. Impacts: CFL-based HOU (varies by BldgType) | DEER1314 | Lighting Disposition | 7/24/2014 00:00:00 | Res-Iltg-dWatt-CFL | DEER | Scaled | BaseRatio |  |  | None |  | f |  | t | Res | Any | Lighting | InGen-CFL | Ltg_Fixture | CFL_fixt |  | ILtg-CFLfix-Res |  |  |  | CFLratio0353 | CFLratio0353 | CFLfixt-21w(21w) | Standard |  | f | f | Disposition: MeasuresList-October312014.xlsx | RobNc |  |  |  | DEER1314 | 1/1/2013 |  |  | FALSE | FALSE |  |  | FALSE | FALSE | FALSE | FALSE | FALSE | FALSE | FALSE | FALSE | FALSE
4839 | R-In-CFLfixt-22w(22w)-dWP55 | Residential Indoor General Lighting: CFL Fixture replaces pre-existing standard lighting Wattage. Measure includes Code case. Impacts: CFL-based HOU (varies by BldgType) | DEER1314 | Lighting Disposition | 7/24/2014 00:00:00 | Res-Iltg-dWatt-CFL | DEER | Scaled | BaseRatio |  |  | None |  | f |  | t | Res | Any | Lighting | InGen-CFL | Ltg_Fixture | CFL_fixt |  | ILtg-CFLfix-Res |  |  |  | CFLratio0353 | CFLratio0353 | CFLfixt-22w(22w) | Standard |  | f | f | Disposition: MeasuresList-October312014.xlsx | RobNc |  |  |  | DEER1314 | 1/1/2013 |  |  | FALSE | FALSE |  |  | FALSE | FALSE | FALSE | FALSE | FALSE | FALSE | FALSE | FALSE | FALSE
4840 | R-In-CFLfixt-23w(23w)-dWP58 | Residential Indoor General Lighting: CFL Fixture replaces pre-existing standard lighting Wattage. Measure includes Code case. Impacts: CFL-based HOU (varies by BldgType) | DEER1314 | Lighting Disposition | 7/24/2014 00:00:00 | Res-Iltg-dWatt-CFL | DEER | Scaled | BaseRatio |  |  | None |  | f |  | t | Res | Any | Lighting | InGen-CFL | Ltg_Fixture | CFL_fixt |  | ILtg-CFLfix-Res |  |  |  | CFLratio0353 | CFLratio0353 | CFLfixt-23w(23w) | Standard |  | f | f | Disposition: MeasuresList-October312014.xlsx | RobNc |  |  |  | DEER1314 | 1/1/2013 |  |  | FALSE | FALSE |  |  | FALSE | FALSE | FALSE | FALSE | FALSE | FALSE | FALSE | FALSE | FALSE
4841 | R-In-CFLfixt-24w(24w)-dWP60 | Residential Indoor General Lighting: CFL Fixture replaces pre-existing standard lighting Wattage. Measure includes Code case. Impacts: CFL-based HOU (varies by BldgType) | DEER1314 | Lighting Disposition | 7/24/2014 00:00:00 | Res-Iltg-dWatt-CFL | DEER | Scaled | BaseRatio |  |  | None |  | f |  | t | Res | Any | Lighting | InGen-CFL | Ltg_Fixture | CFL_fixt |  | ILtg-CFLfix-Res |  |  |  | CFLratio0353 | CFLratio0353 | CFLfixt-24w(24w) | Standard |  | f | f | Disposition: MeasuresList-October312014.xlsx | RobNc |  |  |  | DEER1314 | 1/1/2013 |  |  | FALSE | FALSE |  |  | FALSE | FALSE | FALSE | FALSE | FALSE | FALSE | FALSE | FALSE | FALSE
4842 | R-In-CFLfixt-25w(25w)-dWP63 | Residential Indoor General Lighting: CFL Fixture replaces pre-existing standard lighting Wattage. Measure includes Code case. Impacts: CFL-based HOU (varies by BldgType) | DEER1314 | Lighting Disposition | 7/24/2014 00:00:00 | Res-Iltg-dWatt-CFL | DEER | Scaled | BaseRatio |  |  | None |  | f |  | t | Res | Any | Lighting | InGen-CFL | Ltg_Fixture | CFL_fixt |  | ILtg-CFLfix-Res |  |  |  | CFLratio0353 | CFLratio0353 | CFLfixt-25w(25w) | Standard |  | f | f | Disposition: MeasuresList-October312014.xlsx | RobNc |  |  | Res-Lighting-InGen_CFLratio0353_CFLfixt-25w | DEER1314 | 1/1/2013 |  |  | FALSE | FALSE |  |  | FALSE | FALSE | FALSE | FALSE | FALSE | FALSE | FALSE | FALSE | FALSE
4843 | R-In-CFLfixt-26w(26w)-dWP65 | Residential Indoor General Lighting: CFL Fixture replaces pre-existing standard lighting Wattage. Measure includes Code case. Impacts: CFL-based HOU (varies by BldgType) | DEER1314 | Lighting Disposition | 7/24/2014 00:00:00 | Res-Iltg-dWatt-CFL | DEER | Scaled | BaseRatio |  |  | None |  | f |  | t | Res | Any | Lighting | InGen-CFL | Ltg_Fixture | CFL_fixt |  | ILtg-CFLfix-Res |  |  |  | CFLratio0353 | CFLratio0353 | CFLfixt-26w(26w) | Standard |  | f | f | Disposition: MeasuresList-October312014.xlsx | RobNc |  |  |  | DEER1314 | 1/1/2013 |  |  | FALSE | FALSE |  |  | FALSE | FALSE | FALSE | FALSE | FALSE | FALSE | FALSE | FALSE | FALSE
4844 | R-In-CFLfixt-27w(27w)-dWP68 | Residential Indoor General Lighting: CFL Fixture replaces pre-existing standard lighting Wattage. Measure includes Code case. Impacts: CFL-based HOU (varies by BldgType) | DEER1314 | Lighting Disposition | 7/24/2014 00:00:00 | Res-Iltg-dWatt-CFL | DEER | Scaled | BaseRatio |  |  | None |  | f |  | t | Res | Any | Lighting | InGen-CFL | Ltg_Fixture | CFL_fixt |  | ILtg-CFLfix-Res |  |  |  | CFLratio0353 | CFLratio0353 | CFLfixt-27w(27w) | Standard |  | f | f | Disposition: MeasuresList-October312014.xlsx | RobNc |  |  | Res-Lighting-InGen_CFLratio0353_CFLfixt-27w | DEER1314 | 1/1/2013 |  |  | FALSE | FALSE |  |  | FALSE | FALSE | FALSE | FALSE | FALSE | FALSE | FALSE | FALSE | FALSE
4845 | R-In-CFLfixt-28w(28w)-dWP70 | Residential Indoor General Lighting: CFL Fixture replaces pre-existing standard lighting Wattage. Measure includes Code case. Impacts: CFL-based HOU (varies by BldgType) | DEER1314 | Lighting Disposition | 7/24/2014 00:00:00 | Res-Iltg-dWatt-CFL | DEER | Scaled | BaseRatio |  |  | None |  | f |  | t | Res | Any | Lighting | InGen-CFL | Ltg_Fixture | CFL_fixt |  | ILtg-CFLfix-Res |  |  |  | CFLratio0353 | CFLratio0353 | CFLfixt-28w(28w) | Standard |  | f | f | Disposition: MeasuresList-October312014.xlsx | RobNc |  |  |  | DEER1314 | 1/1/2013 |  |  | FALSE | FALSE |  |  | FALSE | FALSE | FALSE | FALSE | FALSE | FALSE | FALSE | FALSE | FALSE
4846 | R-In-CFLfixt-29w(29w)-dWP73 | Residential Indoor General Lighting: CFL Fixture replaces pre-existing standard lighting Wattage. Measure includes Code case. Impacts: CFL-based HOU (varies by BldgType) | DEER1314 | Lighting Disposition | 7/24/2014 00:00:00 | Res-Iltg-dWatt-CFL | DEER | Scaled | BaseRatio |  |  | None |  | f |  | t | Res | Any | Lighting | InGen-CFL | Ltg_Fixture | CFL_fixt |  | ILtg-CFLfix-Res |  |  |  | CFLratio0353 | CFLratio0353 | CFLfixt-29w(29w) | Standard |  | f | f | Disposition: MeasuresList-October312014.xlsx | RobNc |  |  |  | DEER1314 | 1/1/2013 |  |  | FALSE | FALSE |  |  | FALSE | FALSE | FALSE | FALSE | FALSE | FALSE | FALSE | FALSE | FALSE
4847 | R-In-CFLfixt-30w(30w)-dWP75 | Residential Indoor General Lighting: CFL Fixture replaces pre-existing standard lighting Wattage. Measure includes Code case. Impacts: CFL-based HOU (varies by BldgType) | DEER1314 | Lighting Disposition | 7/24/2014 00:00:00 | Res-Iltg-dWatt-CFL | DEER | Scaled | BaseRatio |  |  | None |  | f |  | t | Res | Any | Lighting | InGen-CFL | Ltg_Fixture | CFL_fixt |  | ILtg-CFLfix-Res |  |  |  | CFLratio0353 | CFLratio0353 | CFLfixt-30w(30w) | Standard |  | f | f | Disposition: MeasuresList-October312014.xlsx | RobNc |  |  |  | DEER1314 | 1/1/2013 |  |  | FALSE | FALSE |  |  | FALSE | FALSE | FALSE | FALSE | FALSE | FALSE | FALSE | FALSE | FALSE
4848 | R-In-CFLfixt-31w(31w)-dWP78 | Residential Indoor General Lighting: CFL Fixture replaces pre-existing standard lighting Wattage. Measure includes Code case. Impacts: CFL-based HOU (varies by BldgType) | DEER1314 | Lighting Disposition | 7/24/2014 00:00:00 | Res-Iltg-dWatt-CFL | Non-DEER | Scaled | BaseRatio |  |  | None |  | f |  | t | Res | Any | Lighting | InGen-CFL | Ltg_Fixture | CFL_fixt |  | ILtg-CFLfix-Res |  |  |  | CFLratio0353 | CFLratio0353 | CFLfixt-31w(31w) | Standard |  | f | f | Disposition: MeasuresList-October312014.xlsx | RobNc |  |  |  | DEER1314 | 1/1/2013 |  |  | FALSE | FALSE |  |  | FALSE | FALSE | FALSE | FALSE | FALSE | FALSE | FALSE | FALSE | FALSE
4849 | R-In-CFLfixt-32w(32w)-dWP80 | Residential Indoor General Lighting: CFL Fixture replaces pre-existing standard lighting Wattage. Measure includes Code case. Impacts: CFL-based HOU (varies by BldgType) | DEER1314 | Lighting Disposition | 7/24/2014 00:00:00 | Res-Iltg-dWatt-CFL | Non-DEER | Scaled | BaseRatio |  |  | None |  | f |  | t | Res | Any | Lighting | InGen-CFL | Ltg_Fixture | CFL_fixt |  | ILtg-CFLfix-Res |  |  |  | CFLratio0353 | CFLratio0353 | CFLfixt-32w(32w) | Standard |  | f | f | Disposition: MeasuresList-October312014.xlsx | RobNc |  |  |  | DEER1314 | 1/1/2013 |  |  | FALSE | FALSE |  |  | FALSE | FALSE | FALSE | FALSE | FALSE | FALSE | FALSE | FALSE | FALSE
4850 | R-In-CFLfixt-36w(36w)-dWP91 | Residential Indoor General Lighting: CFL Fixture replaces pre-existing standard lighting Wattage. Measure includes Code case. Impacts: CFL-based HOU (varies by BldgType) | DEER1314 | Lighting Disposition | 7/24/2014 00:00:00 | Res-Iltg-dWatt-CFL | Non-DEER | Scaled | BaseRatio |  |  | None |  | f |  | t | Res | Any | Lighting | InGen-CFL | Ltg_Fixture | CFL_fixt |  | ILtg-CFLfix-Res |  |  |  | CFLratio0353 | CFLratio0353 | CFLfixt-36w(36w) | Standard |  | f | f | Disposition: MeasuresList-October312014.xlsx | RobNc |  |  | Res-Lighting-InGen_CFLratio0353_CFLfixt-36w | DEER1314 | 1/1/2013 |  |  | FALSE | FALSE |  |  | FALSE | FALSE | FALSE | FALSE | FALSE | FALSE | FALSE | FALSE | FALSE
4851 | R-In-CFLfixt-38w(38w)-dWP96 | Residential Indoor General Lighting: CFL Fixture replaces pre-existing standard lighting Wattage. Measure includes Code case. Impacts: CFL-based HOU (varies by BldgType) | DEER1314 | Lighting Disposition | 7/24/2014 00:00:00 | Res-Iltg-dWatt-CFL | Non-DEER | Scaled | BaseRatio |  |  | None |  | f |  | t | Res | Any | Lighting | InGen-CFL | Ltg_Fixture | CFL_fixt |  | ILtg-CFLfix-Res |  |  |  | CFLratio0353 | CFLratio0353 | CFLfixt-38w(38w) | Standard |  | f | f | Disposition: MeasuresList-October312014.xlsx | RobNc |  |  |  | DEER1314 | 1/1/2013 |  |  | FALSE | FALSE |  |  | FALSE | FALSE | FALSE | FALSE | FALSE | FALSE | FALSE | FALSE | FALSE
4852 | R-In-CFLfixt-39w(39w)-dWP98 | Residential Indoor General Lighting: CFL Fixture replaces pre-existing standard lighting Wattage. Measure includes Code case. Impacts: CFL-based HOU (varies by BldgType) | DEER1314 | Lighting Disposition | 7/24/2014 00:00:00 | Res-Iltg-dWatt-CFL | Non-DEER | Scaled | BaseRatio |  |  | None |  | f |  | t | Res | Any | Lighting | InGen-CFL | Ltg_Fixture | CFL_fixt |  | ILtg-CFLfix-Res |  |  |  | CFLratio0353 | CFLratio0353 | CFLfixt-39w(39w) | Standard |  | f | f | Disposition: MeasuresList-October312014.xlsx | RobNc |  |  |  | DEER1314 | 1/1/2013 |  |  | FALSE | FALSE |  |  | FALSE | FALSE | FALSE | FALSE | FALSE | FALSE | FALSE | FALSE | FALSE
4853 | R-In-CFLfixt-40w(40w)-dWP101 | Residential Indoor General Lighting: CFL Fixture replaces pre-existing standard lighting Wattage. Measure includes Code case. Impacts: CFL-based HOU (varies by BldgType) | DEER1314 | Lighting Disposition | 7/24/2014 00:00:00 | Res-Iltg-dWatt-CFL | Non-DEER | Scaled | BaseRatio |  |  | None |  | f |  | t | Res | Any | Lighting | InGen-CFL | Ltg_Fixture | CFL_fixt |  | ILtg-CFLfix-Res |  |  |  | CFLratio0353 | CFLratio0353 | CFLfixt-40w(40w) | Standard |  | f | f | Disposition: MeasuresList-October312014.xlsx | RobNc |  |  | Res-Lighting-InGen_CFLratio0353_CFLfixt-40w | DEER1314 | 1/1/2013 |  |  | FALSE | FALSE |  |  | FALSE | FALSE | FALSE | FALSE | FALSE | FALSE | FALSE | FALSE | FALSE
4854 | R-In-CFLfixt-42w(42w)-dWP106 | Residential Indoor General Lighting: CFL Fixture replaces pre-existing standard lighting Wattage. Measure includes Code case. Impacts: CFL-based HOU (varies by BldgType) | DEER1314 | Lighting Disposition | 7/24/2014 00:00:00 | Res-Iltg-dWatt-CFL | Non-DEER | Scaled | BaseRatio |  |  | None |  | f |  | t | Res | Any | Lighting | InGen-CFL | Ltg_Fixture | CFL_fixt |  | ILtg-CFLfix-Res |  |  |  | CFLratio0353 | CFLratio0353 | CFLfixt-42w(42w) | Standard |  | f | f | Disposition: MeasuresList-October312014.xlsx | RobNc |  |  | Res-Lighting-InGen_CFLratio0353_CFLfixt-42w | DEER1314 | 1/1/2013 |  |  | FALSE | FALSE |  |  | FALSE | FALSE | FALSE | FALSE | FALSE | FALSE | FALSE | FALSE | FALSE
4855 | R-In-CFLfixt-44w(44w)-dWP111 | Residential Indoor General Lighting: CFL Fixture replaces pre-existing standard lighting Wattage. Measure includes Code case. Impacts: CFL-based HOU (varies by BldgType) | DEER1314 | Lighting Disposition | 7/24/2014 00:00:00 | Res-Iltg-dWatt-CFL | Non-DEER | Scaled | BaseRatio |  |  | None |  | f |  | t | Res | Any | Lighting | InGen-CFL | Ltg_Fixture | CFL_fixt |  | ILtg-CFLfix-Res |  |  |  | CFLratio0353 | CFLratio0353 | CFLfixt-44w(44w) | Standard |  | f | f | Disposition: MeasuresList-October312014.xlsx | RobNc |  |  |  | DEER1314 | 1/1/2013 |  |  | FALSE | FALSE |  |  | FALSE | FALSE | FALSE | FALSE | FALSE | FALSE | FALSE | FALSE | FALSE
4856 | R-In-CFLfixt-45w(45w)-dWP113 | Residential Indoor General Lighting: CFL Fixture replaces pre-existing standard lighting Wattage. Measure includes Code case. Impacts: CFL-based HOU (varies by BldgType) | DEER1314 | Lighting Disposition | 7/24/2014 00:00:00 | Res-Iltg-dWatt-CFL | Non-DEER | Scaled | BaseRatio |  |  | None |  | f |  | t | Res | Any | Lighting | InGen-CFL | Ltg_Fixture | CFL_fixt |  | ILtg-CFLfix-Res |  |  |  | CFLratio0353 | CFLratio0353 | CFLfixt-45w(45w) | Standard |  | f | f | Disposition: MeasuresList-October312014.xlsx | RobNc |  |  |  | DEER1314 | 1/1/2013 |  |  | FALSE | FALSE |  |  | FALSE | FALSE | FALSE | FALSE | FALSE | FALSE | FALSE | FALSE | FALSE
4857 | R-In-CFLfixt-46w(46w)-dWP116 | Residential Indoor General Lighting: CFL Fixture replaces pre-existing standard lighting Wattage. Measure includes Code case. Impacts: CFL-based HOU (varies by BldgType) | DEER1314 | Lighting Disposition | 7/24/2014 00:00:00 | Res-Iltg-dWatt-CFL | Non-DEER | Scaled | BaseRatio |  |  | None |  | f |  | t | Res | Any | Lighting | InGen-CFL | Ltg_Fixture | CFL_fixt |  | ILtg-CFLfix-Res |  |  |  | CFLratio0353 | CFLratio0353 | CFLfixt-46w(46w) | Standard |  | f | f | Disposition: MeasuresList-October312014.xlsx | RobNc |  |  |  | DEER1314 | 1/1/2013 |  |  | FALSE | FALSE |  |  | FALSE | FALSE | FALSE | FALSE | FALSE | FALSE | FALSE | FALSE | FALSE
4858 | R-In-CFLfixt-48w(48w)-dWP121 | Residential Indoor General Lighting: CFL Fixture replaces pre-existing standard lighting Wattage. Measure includes Code case. Impacts: CFL-based HOU (varies by BldgType) | DEER1314 | Lighting Disposition | 7/24/2014 00:00:00 | Res-Iltg-dWatt-CFL | Non-DEER | Scaled | BaseRatio |  |  | None |  | f |  | t | Res | Any | Lighting | InGen-CFL | Ltg_Fixture | CFL_fixt |  | ILtg-CFLfix-Res |  |  |  | CFLratio0353 | CFLratio0353 | CFLfixt-48w(48w) | Standard |  | f | f | Disposition: MeasuresList-October312014.xlsx | RobNc |  |  |  | DEER1314 | 1/1/2013 |  |  | FALSE | FALSE |  |  | FALSE | FALSE | FALSE | FALSE | FALSE | FALSE | FALSE | FALSE | FALSE
4859 | R-In-CFLfixt-50w(50w)-dWP126 | Residential Indoor General Lighting: CFL Fixture replaces pre-existing standard lighting Wattage. Measure includes Code case. Impacts: CFL-based HOU (varies by BldgType) | DEER1314 | Lighting Disposition | 7/24/2014 00:00:00 | Res-Iltg-dWatt-CFL | Non-DEER | Scaled | BaseRatio |  |  | None |  | f |  | t | Res | Any | Lighting | InGen-CFL | Ltg_Fixture | CFL_fixt |  | ILtg-CFLfix-Res |  |  |  | CFLratio0353 | CFLratio0353 | CFLfixt-50w(50w) | Standard |  | f | f | Disposition: MeasuresList-October312014.xlsx | RobNc |  |  |  | DEER1314 | 1/1/2013 |  |  | FALSE | FALSE |  |  | FALSE | FALSE | FALSE | FALSE | FALSE | FALSE | FALSE | FALSE | FALSE
4860 | R-In-CFLfixt-52w(52w)-dWP131 | Residential Indoor General Lighting: CFL Fixture replaces pre-existing standard lighting Wattage. Measure includes Code case. Impacts: CFL-based HOU (varies by BldgType) | DEER1314 | Lighting Disposition | 7/24/2014 00:00:00 | Res-Iltg-dWatt-CFL | Non-DEER | Scaled | BaseRatio |  |  | None |  | f |  | t | Res | Any | Lighting | InGen-CFL | Ltg_Fixture | CFL_fixt |  | ILtg-CFLfix-Res |  |  |  | CFLratio0353 | CFLratio0353 | CFLfixt-52w(52w) | Standard |  | f | f | Disposition: MeasuresList-October312014.xlsx | RobNc |  |  |  | DEER1314 | 1/1/2013 |  |  | FALSE | FALSE |  |  | FALSE | FALSE | FALSE | FALSE | FALSE | FALSE | FALSE | FALSE | FALSE
4861 | R-In-CFLfixt-54w(54w)-dWP136 | Residential Indoor General Lighting: CFL Fixture replaces pre-existing standard lighting Wattage. Measure includes Code case. Impacts: CFL-based HOU (varies by BldgType) | DEER1314 | Lighting Disposition | 7/24/2014 00:00:00 | Res-Iltg-dWatt-CFL | Non-DEER | Scaled | BaseRatio |  |  | None |  | f |  | t | Res | Any | Lighting | InGen-CFL | Ltg_Fixture | CFL_fixt |  | ILtg-CFLfix-Res |  |  |  | CFLratio0353 | CFLratio0353 | CFLfixt-54w(54w) | Standard |  | f | f | Disposition: MeasuresList-October312014.xlsx | RobNc |  |  |  | DEER1314 | 1/1/2013 |  |  | FALSE | FALSE |  |  | FALSE | FALSE | FALSE | FALSE | FALSE | FALSE | FALSE | FALSE | FALSE
4862 | R-In-CFLfixt-55w(55w)-dWP139 | Residential Indoor General Lighting: CFL Fixture replaces pre-existing standard lighting Wattage. Measure includes Code case. Impacts: CFL-based HOU (varies by BldgType) | DEER1314 | Lighting Disposition | 7/24/2014 00:00:00 | Res-Iltg-dWatt-CFL | Non-DEER | Scaled | BaseRatio |  |  | None |  | f |  | t | Res | Any | Lighting | InGen-CFL | Ltg_Fixture | CFL_fixt |  | ILtg-CFLfix-Res |  |  |  | CFLratio0353 | CFLratio0353 | CFLfixt-55w(55w) | Standard |  | f | f | Disposition: MeasuresList-October312014.xlsx | RobNc |  |  | Res-Lighting-InGen_CFLratio0353_CFLfixt-55w | DEER1314 | 1/1/2013 |  |  | FALSE | FALSE |  |  | FALSE | FALSE | FALSE | FALSE | FALSE | FALSE | FALSE | FALSE | FALSE
4863 | R-In-CFLfixt-64w(64w)-dWP161 | Residential Indoor General Lighting: CFL Fixture replaces pre-existing standard lighting Wattage. Measure includes Code case. Impacts: CFL-based HOU (varies by BldgType) | DEER1314 | Lighting Disposition | 7/24/2014 00:00:00 | Res-Iltg-dWatt-CFL | Non-DEER | Scaled | BaseRatio |  |  | None |  | f |  | t | Res | Any | Lighting | InGen-CFL | Ltg_Fixture | CFL_fixt |  | ILtg-CFLfix-Res |  |  |  | CFLratio0353 | CFLratio0353 | CFLfixt-64w(64w) | Standard |  | f | f | Disposition: MeasuresList-October312014.xlsx | RobNc |  |  |  | DEER1314 | 1/1/2013 |  |  | FALSE | FALSE |  |  | FALSE | FALSE | FALSE | FALSE | FALSE | FALSE | FALSE | FALSE | FALSE
4864 | R-In-CFLfixt-65w(65w)-dWP164 | Residential Indoor General Lighting: CFL Fixture replaces pre-existing standard lighting Wattage. Measure includes Code case. Impacts: CFL-based HOU (varies by BldgType) | DEER1314 | Lighting Disposition | 7/24/2014 00:00:00 | Res-Iltg-dWatt-CFL | Non-DEER | Scaled | BaseRatio |  |  | None |  | f |  | t | Res | Any | Lighting | InGen-CFL | Ltg_Fixture | CFL_fixt |  | ILtg-CFLfix-Res |  |  |  | CFLratio0353 | CFLratio0353 | CFLfixt-65w(65w) | Standard |  | f | f | Disposition: MeasuresList-October312014.xlsx | RobNc |  |  |  | DEER1314 | 1/1/2013 |  |  | FALSE | FALSE |  |  | FALSE | FALSE | FALSE | FALSE | FALSE | FALSE | FALSE | FALSE | FALSE
4865 | R-In-CFLfixt-69w(69w)-dWP174 | Residential Indoor General Lighting: CFL Fixture replaces pre-existing standard lighting Wattage. Measure includes Code case. Impacts: CFL-based HOU (varies by BldgType) | DEER1314 | Lighting Disposition | 7/24/2014 00:00:00 | Res-Iltg-dWatt-CFL | Non-DEER | Scaled | BaseRatio |  |  | None |  | f |  | t | Res | Any | Lighting | InGen-CFL | Ltg_Fixture | CFL_fixt |  | ILtg-CFLfix-Res |  |  |  | CFLratio0353 | CFLratio0353 | CFLfixt-69w(69w) | Standard |  | f | f | Disposition: MeasuresList-October312014.xlsx | RobNc |  |  |  | DEER1314 | 1/1/2013 |  |  | FALSE | FALSE |  |  | FALSE | FALSE | FALSE | FALSE | FALSE | FALSE | FALSE | FALSE | FALSE
4866 | R-In-CFLfixt-70w(70w)-dWP177 | Residential Indoor General Lighting: CFL Fixture replaces pre-existing standard lighting Wattage. Measure includes Code case. Impacts: CFL-based HOU (varies by BldgType) | DEER1314 | Lighting Disposition | 7/24/2014 00:00:00 | Res-Iltg-dWatt-CFL | Non-DEER | Scaled | BaseRatio |  |  | None |  | f |  | t | Res | Any | Lighting | InGen-CFL | Ltg_Fixture | CFL_fixt |  | ILtg-CFLfix-Res |  |  |  | CFLratio0353 | CFLratio0353 | CFLfixt-70w(70w) | Standard |  | f | f | Disposition: MeasuresList-October312014.xlsx | RobNc |  |  |  | DEER1314 | 1/1/2013 |  |  | FALSE | FALSE |  |  | FALSE | FALSE | FALSE | FALSE | FALSE | FALSE | FALSE | FALSE | FALSE
4867 | R-In-CFLfixt-72w(72w)-dWP182 | Residential Indoor General Lighting: CFL Fixture replaces pre-existing standard lighting Wattage. Measure includes Code case. Impacts: CFL-based HOU (varies by BldgType) | DEER1314 | Lighting Disposition | 7/24/2014 00:00:00 | Res-Iltg-dWatt-CFL | Non-DEER | Scaled | BaseRatio |  |  | None |  | f |  | t | Res | Any | Lighting | InGen-CFL | Ltg_Fixture | CFL_fixt |  | ILtg-CFLfix-Res |  |  |  | CFLratio0353 | CFLratio0353 | CFLfixt-72w(72w) | Standard |  | f | f | Disposition: MeasuresList-October312014.xlsx | RobNc |  |  |  | DEER1314 | 1/1/2013 |  |  | FALSE | FALSE |  |  | FALSE | FALSE | FALSE | FALSE | FALSE | FALSE | FALSE | FALSE | FALSE
4868 | R-In-CFLfixt-78w(78w)-dWP197 | Residential Indoor General Lighting: CFL Fixture replaces pre-existing standard lighting Wattage. Measure includes Code case. Impacts: CFL-based HOU (varies by BldgType) | DEER1314 | Lighting Disposition | 7/24/2014 00:00:00 | Res-Iltg-dWatt-CFL | Non-DEER | Scaled | BaseRatio |  |  | None |  | f |  | t | Res | Any | Lighting | InGen-CFL | Ltg_Fixture | CFL_fixt |  | ILtg-CFLfix-Res |  |  |  | CFLratio0353 | CFLratio0353 | CFLfixt-78w(78w) | Standard |  | f | f | Disposition: MeasuresList-October312014.xlsx | RobNc |  |  |  | DEER1314 | 1/1/2013 |  |  | FALSE | FALSE |  |  | FALSE | FALSE | FALSE | FALSE | FALSE | FALSE | FALSE | FALSE | FALSE
4869 | R-In-CFLfixt-7w(7w)-dWP17 | Residential Indoor General Lighting: CFL Fixture replaces pre-existing standard lighting Wattage. Measure includes Code case. Impacts: CFL-based HOU (varies by BldgType) | DEER1314 | Lighting Disposition | 7/24/2014 00:00:00 | Res-Iltg-dWatt-CFL | DEER | Scaled | BaseRatio |  |  | None |  | f |  | t | Res | Any | Lighting | InGen-CFL | Ltg_Fixture | CFL_fixt |  | ILtg-CFLfix-Res |  |  |  | CFLratio0353 | CFLratio0353 | CFLfixt-7w(7w) | Standard |  | f | f | Disposition: MeasuresList-October312014.xlsx | RobNc |  |  |  | DEER1314 | 1/1/2013 |  |  | FALSE | FALSE |  |  | FALSE | FALSE | FALSE | FALSE | FALSE | FALSE | FALSE | FALSE | FALSE
4870 | R-In-CFLfixt-8w(8w)-dWP20 | Residential Indoor General Lighting: CFL Fixture replaces pre-existing standard lighting Wattage. Measure includes Code case. Impacts: CFL-based HOU (varies by BldgType) | DEER1314 | Lighting Disposition | 7/24/2014 00:00:00 | Res-Iltg-dWatt-CFL | DEER | Scaled | BaseRatio |  |  | None |  | f |  | t | Res | Any | Lighting | InGen-CFL | Ltg_Fixture | CFL_fixt |  | ILtg-CFLfix-Res |  |  |  | CFLratio0353 | CFLratio0353 | CFLfixt-8w(8w) | Standard |  | f | f | Disposition: MeasuresList-October312014.xlsx | RobNc |  |  |  | DEER1314 | 1/1/2013 |  |  | FALSE | FALSE |  |  | FALSE | FALSE | FALSE | FALSE | FALSE | FALSE | FALSE | FALSE | FALSE
4871 | R-In-CFLfixt-92w(92w)-dWP232 | Residential Indoor General Lighting: CFL Fixture replaces pre-existing standard lighting Wattage. Measure includes Code case. Impacts: CFL-based HOU (varies by BldgType) | DEER1314 | Lighting Disposition | 7/24/2014 00:00:00 | Res-Iltg-dWatt-CFL | Non-DEER | Scaled | BaseRatio |  |  | None |  | f |  | t | Res | Any | Lighting | InGen-CFL | Ltg_Fixture | CFL_fixt |  | ILtg-CFLfix-Res |  |  |  | CFLratio0353 | CFLratio0353 | CFLfixt-92w(92w) | Standard |  | f | f | Disposition: MeasuresList-October312014.xlsx | RobNc |  |  |  | DEER1314 | 1/1/2013 |  |  | FALSE | FALSE |  |  | FALSE | FALSE | FALSE | FALSE | FALSE | FALSE | FALSE | FALSE | FALSE
4872 | R-In-CFLfixt-96w(96w)-dWP242 | Residential Indoor General Lighting: CFL Fixture replaces pre-existing standard lighting Wattage. Measure includes Code case. Impacts: CFL-based HOU (varies by BldgType) | DEER1314 | Lighting Disposition | 7/24/2014 00:00:00 | Res-Iltg-dWatt-CFL | Non-DEER | Scaled | BaseRatio |  |  | None |  | f |  | t | Res | Any | Lighting | InGen-CFL | Ltg_Fixture | CFL_fixt |  | ILtg-CFLfix-Res |  |  |  | CFLratio0353 | CFLratio0353 | CFLfixt-96w(96w) | Standard |  | f | f | Disposition: MeasuresList-October312014.xlsx | RobNc |  |  |  | DEER1314 | 1/1/2013 |  |  | FALSE | FALSE |  |  | FALSE | FALSE | FALSE | FALSE | FALSE | FALSE | FALSE | FALSE | FALSE
4873 | R-In-CFLfixt-Circ-22w(22w)-dWP55 | Residential Indoor General Lighting: CFL Fixture replaces pre-existing standard lighting Wattage. Measure includes Code case. Impacts: CFL-based HOU (varies by BldgType) | DEER1314 | Lighting Disposition | 7/24/2014 00:00:00 | Res-Iltg-dWatt-CFL | DEER | Scaled | BaseRatio |  |  | None |  | f |  | t | Res | Any | Lighting | InGen-CFL | Ltg_Fixture | CFL_fixt |  | ILtg-CFLfix-Res |  |  |  | CFLratio0353 | CFLratio0353 | CFLfixt-Circ-22w(22w) | Standard |  | f | f | Disposition: MeasuresList-October312014.xlsx | RobNc |  |  |  | DEER1314 | 1/1/2013 |  |  | FALSE | FALSE |  |  | FALSE | FALSE | FALSE | FALSE | FALSE | FALSE | FALSE | FALSE | FALSE
4874 | R-In-CFLscw(100w)-dWP247 | Residential Indoor General Lighting: CFL Lamp with integated Ballast replaces pre-existing standard lighting Wattage. Measure includes Code case. Impacts: CFL-based HOU (varies by BldgType) | DEER1314 | Lighting Disposition | 5/18/2015 | Res-Iltg-dWatt-CFL | Non-DEER | Scaled | BaseRatio |  |  | None |  | f |  | t | Res | Any | Lighting | InGen-CFL | Ltg_Lamp | CFLint_lamp |  | ILtg-CFL-Res |  |  |  | CFLratio0347 | CFLratio0347 | CFLscw(100w) | Standard | Transition to new HOU begins 1/1/2016 as part of DEER2016 | f | f | Disposition: MeasuresList-October312014.xlsx | RobNc |  |  | Res-Lighting-InGen_CFLratio0347_CFLscw-100w | DEER1315end | 1/1/2013 | 2015-12-31 | DEER2016 Update (Msr Expires) | TRUE | FALSE | 100 | 0 | TRUE | FALSE | FALSE | FALSE | FALSE | FALSE | FALSE | TRUE | FALSE
4875 | R-In-CFLscw(10w)-dWP24 | Residential Indoor General Lighting: CFL Lamp with integated Ballast replaces pre-existing standard lighting Wattage. Measure includes Code case. Impacts: CFL-based HOU (varies by BldgType) | DEER1314 | Lighting Disposition | 5/18/2015 | Res-Iltg-dWatt-CFL | DEER | Scaled | BaseRatio |  |  | None |  | f |  | t | Res | Any | Lighting | InGen-CFL | Ltg_Lamp | CFLint_lamp |  | ILtg-CFL-Res |  |  |  | CFLratio0347 | CFLratio0347 | CFLscw(10w) | Standard |  | f | f | Disposition: MeasuresList-October312014.xlsx | RobNc |  |  |  | DEER1315-lt30wCFL | 1/1/2013 | 5/31/2015 | DEER2015 Uncertain Msr Update (Msr Expires) | TRUE | FALSE | 10 | 1 | TRUE | FALSE | FALSE | FALSE | FALSE | FALSE | TRUE | FALSE | FALSE
4876 | R-In-CFLscw(11w)-dWP27 | Residential Indoor General Lighting: CFL Lamp with integated Ballast replaces pre-existing standard lighting Wattage. Measure includes Code case. Impacts: CFL-based HOU (varies by BldgType) | DEER1314 | Lighting Disposition | 5/18/2015 | Res-Iltg-dWatt-CFL | DEER | Scaled | BaseRatio |  |  | None |  | f |  | t | Res | Any | Lighting | InGen-CFL | Ltg_Lamp | CFLint_lamp |  | ILtg-CFL-Res |  |  |  | CFLratio0347 | CFLratio0347 | CFLscw(11w) | Standard |  | f | f | Disposition: MeasuresList-October312014.xlsx | RobNc |  |  | Res-Lighting-InGen_CFLratio0347_CFLscw-11w | DEER1315-lt30wCFL | 1/1/2013 | 5/31/2015 | DEER2015 Uncertain Msr Update (Msr Expires) | TRUE | FALSE | 11 | 1 | TRUE | FALSE | FALSE | FALSE | FALSE | FALSE | TRUE | FALSE | FALSE
4877 | R-In-CFLscw(12w)-dWP29 | Residential Indoor General Lighting: CFL Lamp with integated Ballast replaces pre-existing standard lighting Wattage. Measure includes Code case. Impacts: CFL-based HOU (varies by BldgType) | DEER1314 | Lighting Disposition | 5/18/2015 | Res-Iltg-dWatt-CFL | DEER | Scaled | BaseRatio |  |  | None |  | f |  | t | Res | Any | Lighting | InGen-CFL | Ltg_Lamp | CFLint_lamp |  | ILtg-CFL-Res |  |  |  | CFLratio0347 | CFLratio0347 | CFLscw(12w) | Standard |  | f | f | Disposition: MeasuresList-October312014.xlsx | RobNc |  |  |  | DEER1315-lt30wCFL | 1/1/2013 | 5/31/2015 | DEER2015 Uncertain Msr Update (Msr Expires) | TRUE | FALSE | 12 | 1 | TRUE | FALSE | FALSE | FALSE | FALSE | FALSE | TRUE | FALSE | FALSE
4878 | R-In-CFLscw(13w)-dWP32 | Residential Indoor General Lighting: CFL Lamp with integated Ballast replaces pre-existing standard lighting Wattage. Measure includes Code case. Impacts: CFL-based HOU (varies by BldgType) | DEER1314 | Lighting Disposition | 5/18/2015 | Res-Iltg-dWatt-CFL | DEER | Scaled | BaseRatio |  |  | None |  | f |  | t | Res | Any | Lighting | InGen-CFL | Ltg_Lamp | CFLint_lamp |  | ILtg-CFL-Res |  |  |  | CFLratio0347 | CFLratio0347 | CFLscw(13w) | Standard |  | f | f | Disposition: MeasuresList-October312014.xlsx | RobNc |  |  |  | DEER1315-lt30wCFL | 1/1/2013 | 5/31/2015 | DEER2015 Uncertain Msr Update (Msr Expires) | TRUE | FALSE | 13 | 1 | TRUE | FALSE | FALSE | FALSE | FALSE | FALSE | TRUE | FALSE | FALSE
4879 | R-In-CFLscw(14w)-dWP34 | Residential Indoor General Lighting: CFL Lamp with integated Ballast replaces pre-existing standard lighting Wattage. Measure includes Code case. Impacts: CFL-based HOU (varies by BldgType) | DEER1314 | Lighting Disposition | 5/18/2015 | Res-Iltg-dWatt-CFL | DEER | Scaled | BaseRatio |  |  | None |  | f |  | t | Res | Any | Lighting | InGen-CFL | Ltg_Lamp | CFLint_lamp |  | ILtg-CFL-Res |  |  |  | CFLratio0347 | CFLratio0347 | CFLscw(14w) | Standard |  | f | f | Disposition: MeasuresList-October312014.xlsx | RobNc |  |  |  | DEER1315-lt30wCFL | 1/1/2013 | 5/31/2015 | DEER2015 Uncertain Msr Update (Msr Expires) | TRUE | FALSE | 14 | 1 | TRUE | FALSE | FALSE | FALSE | FALSE | FALSE | TRUE | FALSE | FALSE
4880 | R-In-CFLscw(150w)-dWP370 | Residential Indoor General Lighting: CFL Lamp with integated Ballast replaces pre-existing standard lighting Wattage. Measure includes Code case. Impacts: CFL-based HOU (varies by BldgType) | DEER1314 | Lighting Disposition | 5/18/2015 | Res-Iltg-dWatt-CFL | Non-DEER | Scaled | BaseRatio |  |  | None |  | f |  | t | Res | Any | Lighting | InGen-CFL | Ltg_Lamp | CFLint_lamp |  | ILtg-CFL-Res |  |  |  | CFLratio0347 | CFLratio0347 | CFLscw(150w) | Standard | Transition to new HOU begins 1/1/2016 as part of DEER2016 | f | f | Disposition: MeasuresList-October312014.xlsx | RobNc |  |  |  | DEER1315end | 1/1/2013 | 2015-12-31 | DEER2016 Update (Msr Expires) | TRUE | FALSE | 150 | 0 | TRUE | FALSE | FALSE | FALSE | FALSE | FALSE | FALSE | TRUE | FALSE
4881 | R-In-CFLscw(15w)-dWP37 | Residential Indoor General Lighting: CFL Lamp with integated Ballast replaces pre-existing standard lighting Wattage. Measure includes Code case. Impacts: CFL-based HOU (varies by BldgType) | DEER1314 | Lighting Disposition | 5/18/2015 | Res-Iltg-dWatt-CFL | DEER | Scaled | BaseRatio |  |  | None |  | f |  | t | Res | Any | Lighting | InGen-CFL | Ltg_Lamp | CFLint_lamp |  | ILtg-CFL-Res |  |  |  | CFLratio0347 | CFLratio0347 | CFLscw(15w) | Standard |  | f | f | Disposition: MeasuresList-October312014.xlsx | RobNc |  |  | Res-Lighting-InGen_CFLratio0347_CFLscw-15w | DEER1315-lt30wCFL | 1/1/2013 | 5/31/2015 | DEER2015 Uncertain Msr Update (Msr Expires) | TRUE | FALSE | 15 | 1 | TRUE | FALSE | FALSE | FALSE | FALSE | FALSE | TRUE | FALSE | FALSE
4882 | R-In-CFLscw(16w)-dWP39 | Residential Indoor General Lighting: CFL Lamp with integated Ballast replaces pre-existing standard lighting Wattage. Measure includes Code case. Impacts: CFL-based HOU (varies by BldgType) | DEER1314 | Lighting Disposition | 5/18/2015 | Res-Iltg-dWatt-CFL | DEER | Scaled | BaseRatio |  |  | None |  | f |  | t | Res | Any | Lighting | InGen-CFL | Ltg_Lamp | CFLint_lamp |  | ILtg-CFL-Res |  |  |  | CFLratio0347 | CFLratio0347 | CFLscw(16w) | Standard |  | f | f | Disposition: MeasuresList-October312014.xlsx | RobNc |  |  |  | DEER1315-lt30wCFL | 1/1/2013 | 5/31/2015 | DEER2015 Uncertain Msr Update (Msr Expires) | TRUE | FALSE | 16 | 1 | TRUE | FALSE | FALSE | FALSE | FALSE | FALSE | TRUE | FALSE | FALSE
4883 | R-In-CFLscw(17w)-dWP41 | Residential Indoor General Lighting: CFL Lamp with integated Ballast replaces pre-existing standard lighting Wattage. Measure includes Code case. Impacts: CFL-based HOU (varies by BldgType) | DEER1314 | Lighting Disposition | 5/18/2015 | Res-Iltg-dWatt-CFL | Non-DEER | Scaled | BaseRatio |  |  | None |  | f |  | t | Res | Any | Lighting | InGen-CFL | Ltg_Lamp | CFLint_lamp |  | ILtg-CFL-Res |  |  |  | CFLratio0347 | CFLratio0347 | CFLscw(17w) | Standard | Not used in 2013-14 Lighting Disposition | f | f | Disposition: MeasuresList-October312014.xlsx | RobNc |  |  |  | DEER1315-lt30wCFL | 1/1/2013 | 5/31/2015 | DEER2015 Uncertain Msr Update (Msr Expires) | TRUE | FALSE | 17 | 1 | TRUE | FALSE | FALSE | FALSE | FALSE | FALSE | TRUE | FALSE | FALSE
4884 | R-In-CFLscw(18w)-dWP44 | Residential Indoor General Lighting: CFL Lamp with integated Ballast replaces pre-existing standard lighting Wattage. Measure includes Code case. Impacts: CFL-based HOU (varies by BldgType) | DEER1314 | Lighting Disposition | 5/18/2015 | Res-Iltg-dWatt-CFL | DEER | Scaled | BaseRatio |  |  | None |  | f |  | t | Res | Any | Lighting | InGen-CFL | Ltg_Lamp | CFLint_lamp |  | ILtg-CFL-Res |  |  |  | CFLratio0347 | CFLratio0347 | CFLscw(18w) | Standard |  | f | f | Disposition: MeasuresList-October312014.xlsx | RobNc |  |  | Res-Lighting-InGen_CFLratio0347_CFLscw-18w | DEER1315-lt30wCFL | 1/1/2013 | 5/31/2015 | DEER2015 Uncertain Msr Update (Msr Expires) | TRUE | FALSE | 18 | 1 | TRUE | FALSE | FALSE | FALSE | FALSE | FALSE | TRUE | FALSE | FALSE
4885 | R-In-CFLscw(19w)-dWP46 | Residential Indoor General Lighting: CFL Lamp with integated Ballast replaces pre-existing standard lighting Wattage. Measure includes Code case. Impacts: CFL-based HOU (varies by BldgType) | DEER1314 | Lighting Disposition | 5/18/2015 | Res-Iltg-dWatt-CFL | DEER | Scaled | BaseRatio |  |  | None |  | f |  | t | Res | Any | Lighting | InGen-CFL | Ltg_Lamp | CFLint_lamp |  | ILtg-CFL-Res |  |  |  | CFLratio0347 | CFLratio0347 | CFLscw(19w) | Standard |  | f | f | Disposition: MeasuresList-October312014.xlsx | RobNc |  |  |  | DEER1315-lt30wCFL | 1/1/2013 | 5/31/2015 | DEER2015 Uncertain Msr Update (Msr Expires) | TRUE | FALSE | 19 | 1 | TRUE | FALSE | FALSE | FALSE | FALSE | FALSE | TRUE | FALSE | FALSE
4886 | R-In-CFLscw(200w)-dWP494 | Residential Indoor General Lighting: CFL Lamp with integated Ballast replaces pre-existing standard lighting Wattage. Measure includes Code case. Impacts: CFL-based HOU (varies by BldgType) | DEER1314 | Lighting Disposition | 5/18/2015 | Res-Iltg-dWatt-CFL | Non-DEER | Scaled | BaseRatio |  |  | None |  | f |  | t | Res | Any | Lighting | InGen-CFL | Ltg_Lamp | CFLint_lamp |  | ILtg-CFL-Res |  |  |  | CFLratio0347 | CFLratio0347 | CFLscw(200w) | Standard | Transition to new HOU begins 1/1/2016 as part of DEER2016 | f | f | Disposition: MeasuresList-October312014.xlsx | RobNc |  |  | Res-Lighting-InGen_CFLratio0347_CFLscw-200w | DEER1315end | 1/1/2013 | 2015-12-31 | DEER2016 Update (Msr Expires) | TRUE | FALSE | 200 | 0 | TRUE | FALSE | FALSE | FALSE | FALSE | FALSE | FALSE | TRUE | FALSE
4887 | R-In-CFLscw(20w)-dWP49 | Residential Indoor General Lighting: CFL Lamp with integated Ballast replaces pre-existing standard lighting Wattage. Measure includes Code case. Impacts: CFL-based HOU (varies by BldgType) | DEER1314 | Lighting Disposition | 5/18/2015 | Res-Iltg-dWatt-CFL | DEER | Scaled | BaseRatio |  |  | None |  | f |  | t | Res | Any | Lighting | InGen-CFL | Ltg_Lamp | CFLint_lamp |  | ILtg-CFL-Res |  |  |  | CFLratio0347 | CFLratio0347 | CFLscw(20w) | Standard |  | f | f | Disposition: MeasuresList-October312014.xlsx | RobNc |  |  | Res-Lighting-InGen_CFLratio0347_CFLscw-20w | DEER1315-lt30wCFL | 1/1/2013 | 5/31/2015 | DEER2015 Uncertain Msr Update (Msr Expires) | TRUE | FALSE | 20 | 1 | TRUE | FALSE | FALSE | FALSE | FALSE | FALSE | TRUE | FALSE | FALSE
4888 | R-In-CFLscw(22w)-dWP54 | Residential Indoor General Lighting: CFL Lamp with integated Ballast replaces pre-existing standard lighting Wattage. Measure includes Code case. Impacts: CFL-based HOU (varies by BldgType) | DEER1314 | Lighting Disposition | 5/18/2015 | Res-Iltg-dWatt-CFL | DEER | Scaled | BaseRatio |  |  | None |  | f |  | t | Res | Any | Lighting | InGen-CFL | Ltg_Lamp | CFLint_lamp |  | ILtg-CFL-Res |  |  |  | CFLratio0347 | CFLratio0347 | CFLscw(22w) | Standard |  | f | f | Disposition: MeasuresList-October312014.xlsx | RobNc |  |  | Res-Lighting-InGen_CFLratio0347_CFLscw-22w | DEER1315-lt30wCFL | 1/1/2013 | 5/31/2015 | DEER2015 Uncertain Msr Update (Msr Expires) | TRUE | FALSE | 22 | 1 | TRUE | FALSE | FALSE | FALSE | FALSE | FALSE | TRUE | FALSE | FALSE
4889 | R-In-CFLscw(23w)-dWP56 | Residential Indoor General Lighting: CFL Lamp with integated Ballast replaces pre-existing standard lighting Wattage. Measure includes Code case. Impacts: CFL-based HOU (varies by BldgType) | DEER1314 | Lighting Disposition | 5/18/2015 | Res-Iltg-dWatt-CFL | DEER | Scaled | BaseRatio |  |  | None |  | f |  | t | Res | Any | Lighting | InGen-CFL | Ltg_Lamp | CFLint_lamp |  | ILtg-CFL-Res |  |  |  | CFLratio0347 | CFLratio0347 | CFLscw(23w) | Standard |  | f | f | Disposition: MeasuresList-October312014.xlsx | RobNc |  |  |  | DEER1315-lt30wCFL | 1/1/2013 | 5/31/2015 | DEER2015 Uncertain Msr Update (Msr Expires) | TRUE | FALSE | 23 | 1 | TRUE | FALSE | FALSE | FALSE | FALSE | FALSE | TRUE | FALSE | FALSE
4890 | R-In-CFLscw(24w)-dWP59 | Residential Indoor General Lighting: CFL Lamp with integated Ballast replaces pre-existing standard lighting Wattage. Measure includes Code case. Impacts: CFL-based HOU (varies by BldgType) | DEER1314 | Lighting Disposition | 5/18/2015 | Res-Iltg-dWatt-CFL | DEER | Scaled | BaseRatio |  |  | None |  | f |  | t | Res | Any | Lighting | InGen-CFL | Ltg_Lamp | CFLint_lamp |  | ILtg-CFL-Res |  |  |  | CFLratio0347 | CFLratio0347 | CFLscw(24w) | Standard |  | f | f | Disposition: MeasuresList-October312014.xlsx | RobNc |  |  | Res-Lighting-InGen_CFLratio0347_CFLscw-24w | DEER1315-lt30wCFL | 1/1/2013 | 5/31/2015 | DEER2015 Uncertain Msr Update (Msr Expires) | TRUE | FALSE | 24 | 1 | TRUE | FALSE | FALSE | FALSE | FALSE | FALSE | TRUE | FALSE | FALSE
4891 | R-In-CFLscw(25w)-dWP61 | Residential Indoor General Lighting: CFL Lamp with integated Ballast replaces pre-existing standard lighting Wattage. Measure includes Code case. Impacts: CFL-based HOU (varies by BldgType) | DEER1314 | Lighting Disposition | 5/18/2015 | Res-Iltg-dWatt-CFL | DEER | Scaled | BaseRatio |  |  | None |  | f |  | t | Res | Any | Lighting | InGen-CFL | Ltg_Lamp | CFLint_lamp |  | ILtg-CFL-Res |  |  |  | CFLratio0347 | CFLratio0347 | CFLscw(25w) | Standard |  | f | f | Disposition: MeasuresList-October312014.xlsx | RobNc |  |  |  | DEER1315-lt30wCFL | 1/1/2013 | 5/31/2015 | DEER2015 Uncertain Msr Update (Msr Expires) | TRUE | FALSE | 25 | 1 | TRUE | FALSE | FALSE | FALSE | FALSE | FALSE | TRUE | FALSE | FALSE
4892 | R-In-CFLscw(26w)-dWP64 | Residential Indoor General Lighting: CFL Lamp with integated Ballast replaces pre-existing standard lighting Wattage. Measure includes Code case. Impacts: CFL-based HOU (varies by BldgType) | DEER1314 | Lighting Disposition | 5/18/2015 | Res-Iltg-dWatt-CFL | DEER | Scaled | BaseRatio |  |  | None |  | f |  | t | Res | Any | Lighting | InGen-CFL | Ltg_Lamp | CFLint_lamp |  | ILtg-CFL-Res |  |  |  | CFLratio0347 | CFLratio0347 | CFLscw(26w) | Standard |  | f | f | Disposition: MeasuresList-October312014.xlsx | RobNc |  |  | Res-Lighting-InGen_CFLratio0347_CFLscw-26w | DEER1315-lt30wCFL | 1/1/2013 | 5/31/2015 | DEER2015 Uncertain Msr Update (Msr Expires) | TRUE | FALSE | 26 | 1 | TRUE | FALSE | FALSE | FALSE | FALSE | FALSE | TRUE | FALSE | FALSE
4893 | R-In-CFLscw(27w)-dWP66 | Residential Indoor General Lighting: CFL Lamp with integated Ballast replaces pre-existing standard lighting Wattage. Measure includes Code case. Impacts: CFL-based HOU (varies by BldgType) | DEER1314 | Lighting Disposition | 5/18/2015 | Res-Iltg-dWatt-CFL | DEER | Scaled | BaseRatio |  |  | None |  | f |  | t | Res | Any | Lighting | InGen-CFL | Ltg_Lamp | CFLint_lamp |  | ILtg-CFL-Res |  |  |  | CFLratio0347 | CFLratio0347 | CFLscw(27w) | Standard |  | f | f | Disposition: MeasuresList-October312014.xlsx | RobNc |  |  |  | DEER1315-lt30wCFL | 1/1/2013 | 5/31/2015 | DEER2015 Uncertain Msr Update (Msr Expires) | TRUE | FALSE | 27 | 1 | TRUE | FALSE | FALSE | FALSE | FALSE | FALSE | TRUE | FALSE | FALSE
4894 | R-In-CFLscw(28w)-dWP69 | Residential Indoor General Lighting: CFL Lamp with integated Ballast replaces pre-existing standard lighting Wattage. Measure includes Code case. Impacts: CFL-based HOU (varies by BldgType) | DEER1314 | Lighting Disposition | 5/18/2015 | Res-Iltg-dWatt-CFL | DEER | Scaled | BaseRatio |  |  | None |  | f |  | t | Res | Any | Lighting | InGen-CFL | Ltg_Lamp | CFLint_lamp |  | ILtg-CFL-Res |  |  |  | CFLratio0347 | CFLratio0347 | CFLscw(28w) | Standard |  | f | f | Disposition: MeasuresList-October312014.xlsx | RobNc |  |  | Res-Lighting-InGen_CFLratio0347_CFLscw-28w | DEER1315-lt30wCFL | 1/1/2013 | 5/31/2015 | DEER2015 Uncertain Msr Update (Msr Expires) | TRUE | FALSE | 28 | 1 | TRUE | FALSE | FALSE | FALSE | FALSE | FALSE | TRUE | FALSE | FALSE
4895 | R-In-CFLscw(30w)-dWP74 | Residential Indoor General Lighting: CFL Lamp with integated Ballast replaces pre-existing standard lighting Wattage. Measure includes Code case. Impacts: CFL-based HOU (varies by BldgType) | DEER1314 | Lighting Disposition | 5/18/2015 | Res-Iltg-dWatt-CFL | DEER | Scaled | BaseRatio |  |  | None |  | f |  | t | Res | Any | Lighting | InGen-CFL | Ltg_Lamp | CFLint_lamp |  | ILtg-CFL-Res |  |  |  | CFLratio0347 | CFLratio0347 | CFLscw(30w) | Standard |  | f | f | Disposition: MeasuresList-October312014.xlsx | RobNc |  |  | Res-Lighting-InGen_CFLratio0347_CFLscw-30w | DEER1315-lt30wCFL | 1/1/2013 | 5/31/2015 | DEER2015 Uncertain Msr Update (Msr Expires) | TRUE | FALSE | 30 | 1 | TRUE | FALSE | FALSE | FALSE | FALSE | FALSE | TRUE | FALSE | FALSE
4896 | R-In-CFLscw(31w)-dWP76 | Residential Indoor General Lighting: CFL Lamp with integated Ballast replaces pre-existing standard lighting Wattage. Measure includes Code case. Impacts: CFL-based HOU (varies by BldgType) | DEER1314 | Lighting Disposition | 5/18/2015 | Res-Iltg-dWatt-CFL | Non-DEER | Scaled | BaseRatio |  |  | None |  | f |  | t | Res | Any | Lighting | InGen-CFL | Ltg_Lamp | CFLint_lamp |  | ILtg-CFL-Res |  |  |  | CFLratio0347 | CFLratio0347 | CFLscw(31w) | Standard | Transition to new HOU begins 1/1/2016 as part of DEER2016 | f | f | Disposition: MeasuresList-October312014.xlsx | RobNc |  |  |  | DEER1315end | 1/1/2013 | 2015-12-31 | DEER2016 Update (Msr Expires) | TRUE | FALSE | 31 | 0 | TRUE | FALSE | FALSE | FALSE | FALSE | FALSE | FALSE | TRUE | FALSE
4897 | R-In-CFLscw(32w)-dWP79 | Residential Indoor General Lighting: CFL Lamp with integated Ballast replaces pre-existing standard lighting Wattage. Measure includes Code case. Impacts: CFL-based HOU (varies by BldgType) | DEER1314 | Lighting Disposition | 5/18/2015 | Res-Iltg-dWatt-CFL | Non-DEER | Scaled | BaseRatio |  |  | None |  | f |  | t | Res | Any | Lighting | InGen-CFL | Ltg_Lamp | CFLint_lamp |  | ILtg-CFL-Res |  |  |  | CFLratio0347 | CFLratio0347 | CFLscw(32w) | Standard | Transition to new HOU begins 1/1/2016 as part of DEER2016 | f | f | Disposition: MeasuresList-October312014.xlsx | RobNc |  |  | Res-Lighting-InGen_CFLratio0347_CFLscw-32w | DEER1315end | 1/1/2013 | 2015-12-31 | DEER2016 Update (Msr Expires) | TRUE | FALSE | 32 | 0 | TRUE | FALSE | FALSE | FALSE | FALSE | FALSE | FALSE | TRUE | FALSE
4898 | R-In-CFLscw(36w)-dWP88 | Residential Indoor General Lighting: CFL Lamp with integated Ballast replaces pre-existing standard lighting Wattage. Measure includes Code case. Impacts: CFL-based HOU (varies by BldgType) | DEER1314 | Lighting Disposition | 5/18/2015 | Res-Iltg-dWatt-CFL | Non-DEER | Scaled | BaseRatio |  |  | None |  | f |  | t | Res | Any | Lighting | InGen-CFL | Ltg_Lamp | CFLint_lamp |  | ILtg-CFL-Res |  |  |  | CFLratio0347 | CFLratio0347 | CFLscw(36w) | Standard | Transition to new HOU begins 1/1/2016 as part of DEER2016 | f | f | Disposition: MeasuresList-October312014.xlsx | RobNc |  |  |  | DEER1315end | 1/1/2013 | 2015-12-31 | DEER2016 Update (Msr Expires) | TRUE | FALSE | 36 | 0 | TRUE | FALSE | FALSE | FALSE | FALSE | FALSE | FALSE | TRUE | FALSE
4899 | R-In-CFLscw(40w)-dWP98 | Residential Indoor General Lighting: CFL Lamp with integated Ballast replaces pre-existing standard lighting Wattage. Measure includes Code case. Impacts: CFL-based HOU (varies by BldgType) | DEER1314 | Lighting Disposition | 5/18/2015 | Res-Iltg-dWatt-CFL | Non-DEER | Scaled | BaseRatio |  |  | None |  | f |  | t | Res | Any | Lighting | InGen-CFL | Ltg_Lamp | CFLint_lamp |  | ILtg-CFL-Res |  |  |  | CFLratio0347 | CFLratio0347 | CFLscw(40w) | Standard | Transition to new HOU begins 1/1/2016 as part of DEER2016 | f | f | Disposition: MeasuresList-October312014.xlsx | RobNc |  |  |  | DEER1315end | 1/1/2013 | 2015-12-31 | DEER2016 Update (Msr Expires) | TRUE | FALSE | 40 | 0 | TRUE | FALSE | FALSE | FALSE | FALSE | FALSE | FALSE | TRUE | FALSE
4900 | R-In-CFLscw(42w)-dWP103 | Residential Indoor General Lighting: CFL Lamp with integated Ballast replaces pre-existing standard lighting Wattage. Measure includes Code case. Impacts: CFL-based HOU (varies by BldgType) | DEER1314 | Lighting Disposition | 5/18/2015 | Res-Iltg-dWatt-CFL | Non-DEER | Scaled | BaseRatio |  |  | None |  | f |  | t | Res | Any | Lighting | InGen-CFL | Ltg_Lamp | CFLint_lamp |  | ILtg-CFL-Res |  |  |  | CFLratio0347 | CFLratio0347 | CFLscw(42w) | Standard | Transition to new HOU begins 1/1/2016 as part of DEER2016 | f | f | Disposition: MeasuresList-October312014.xlsx | RobNc |  |  |  | DEER1315end | 1/1/2013 | 2015-12-31 | DEER2016 Update (Msr Expires) | TRUE | FALSE | 42 | 0 | TRUE | FALSE | FALSE | FALSE | FALSE | FALSE | FALSE | TRUE | FALSE
4901 | R-In-CFLscw(45w)-dWP111 | Residential Indoor General Lighting: CFL Lamp with integated Ballast replaces pre-existing standard lighting Wattage. Measure includes Code case. Impacts: CFL-based HOU (varies by BldgType) | DEER1314 | Lighting Disposition | 5/18/2015 | Res-Iltg-dWatt-CFL | Non-DEER | Scaled | BaseRatio |  |  | None |  | f |  | t | Res | Any | Lighting | InGen-CFL | Ltg_Lamp | CFLint_lamp |  | ILtg-CFL-Res |  |  |  | CFLratio0347 | CFLratio0347 | CFLscw(45w) | Standard | Transition to new HOU begins 1/1/2016 as part of DEER2016 | f | f | Disposition: MeasuresList-October312014.xlsx | RobNc |  |  |  | DEER1315end | 1/1/2013 | 2015-12-31 | DEER2016 Update (Msr Expires) | TRUE | FALSE | 45 | 0 | TRUE | FALSE | FALSE | FALSE | FALSE | FALSE | FALSE | TRUE | FALSE
4902 | R-In-CFLscw(4w)-dWP9 | Residential Indoor General Lighting: CFL Lamp with integated Ballast replaces pre-existing standard lighting Wattage. Measure includes Code case. Impacts: CFL-based HOU (varies by BldgType) | DEER1314 | Lighting Disposition | 5/18/2015 | Res-Iltg-dWatt-CFL | Non-DEER | Scaled | BaseRatio |  |  | None |  | f |  | t | Res | Any | Lighting | InGen-CFL | Ltg_Lamp | CFLint_lamp |  | ILtg-CFL-Res |  |  |  | CFLratio0347 | CFLratio0347 | CFLscw(4w) | Standard | Not used in 2013-14 Lighting Disposition | f | f | Disposition: MeasuresList-October312014.xlsx | RobNc |  |  |  | DEER1315-lt30wCFL | 1/1/2013 | 5/31/2015 | DEER2015 Uncertain Msr Update (Msr Expires) | TRUE | FALSE | 4 | 1 | TRUE | FALSE | FALSE | FALSE | FALSE | FALSE | TRUE | FALSE | FALSE
4903 | R-In-CFLscw(55w)-dWP135 | Residential Indoor General Lighting: CFL Lamp with integated Ballast replaces pre-existing standard lighting Wattage. Measure includes Code case. Impacts: CFL-based HOU (varies by BldgType) | DEER1314 | Lighting Disposition | 5/18/2015 | Res-Iltg-dWatt-CFL | Non-DEER | Scaled | BaseRatio |  |  | None |  | f |  | t | Res | Any | Lighting | InGen-CFL | Ltg_Lamp | CFLint_lamp |  | ILtg-CFL-Res |  |  |  | CFLratio0347 | CFLratio0347 | CFLscw(55w) | Standard | Transition to new HOU begins 1/1/2016 as part of DEER2016 | f | f | Disposition: MeasuresList-October312014.xlsx | RobNc |  |  |  | DEER1315end | 1/1/2013 | 2015-12-31 | DEER2016 Update (Msr Expires) | TRUE | FALSE | 55 | 0 | TRUE | FALSE | FALSE | FALSE | FALSE | FALSE | FALSE | TRUE | FALSE
4904 | R-In-CFLscw(60w)-dWP148 | Residential Indoor General Lighting: CFL Lamp with integated Ballast replaces pre-existing standard lighting Wattage. Measure includes Code case. Impacts: CFL-based HOU (varies by BldgType) | DEER1314 | Lighting Disposition | 5/18/2015 | Res-Iltg-dWatt-CFL | Non-DEER | Scaled | BaseRatio |  |  | None |  | f |  | t | Res | Any | Lighting | InGen-CFL | Ltg_Lamp | CFLint_lamp |  | ILtg-CFL-Res |  |  |  | CFLratio0347 | CFLratio0347 | CFLscw(60w) | Standard | Transition to new HOU begins 1/1/2016 as part of DEER2016 | f | f | Disposition: MeasuresList-October312014.xlsx | RobNc |  |  | Res-Lighting-InGen_CFLratio0347_CFLscw-60w | DEER1315end | 1/1/2013 | 2015-12-31 | DEER2016 Update (Msr Expires) | TRUE | FALSE | 60 | 0 | TRUE | FALSE | FALSE | FALSE | FALSE | FALSE | FALSE | TRUE | FALSE
4905 | R-In-CFLscw(7w)-dWP17 | Residential Indoor General Lighting: CFL Lamp with integated Ballast replaces pre-existing standard lighting Wattage. Measure includes Code case. Impacts: CFL-based HOU (varies by BldgType) | DEER1314 | Lighting Disposition | 5/18/2015 | Res-Iltg-dWatt-CFL | DEER | Scaled | BaseRatio |  |  | None |  | f |  | t | Res | Any | Lighting | InGen-CFL | Ltg_Lamp | CFLint_lamp |  | ILtg-CFL-Res |  |  |  | CFLratio0347 | CFLratio0347 | CFLscw(7w) | Standard |  | f | f | Disposition: MeasuresList-October312014.xlsx | RobNc |  |  | Res-Lighting-InGen_CFLratio0347_CFLscw-7w | DEER1315-lt30wCFL | 1/1/2013 | 5/31/2015 | DEER2015 Uncertain Msr Update (Msr Expires) | TRUE | FALSE | 7 | 1 | TRUE | FALSE | FALSE | FALSE | FALSE | FALSE | TRUE | FALSE | FALSE
4906 | R-In-CFLscw(80w)-dWP197 | Residential Indoor General Lighting: CFL Lamp with integated Ballast replaces pre-existing standard lighting Wattage. Measure includes Code case. Impacts: CFL-based HOU (varies by BldgType) | DEER1314 | Lighting Disposition | 5/18/2015 | Res-Iltg-dWatt-CFL | Non-DEER | Scaled | BaseRatio |  |  | None |  | f |  | t | Res | Any | Lighting | InGen-CFL | Ltg_Lamp | CFLint_lamp |  | ILtg-CFL-Res |  |  |  | CFLratio0347 | CFLratio0347 | CFLscw(80w) | Standard | Transition to new HOU begins 1/1/2016 as part of DEER2016 | f | f | Disposition: MeasuresList-October312014.xlsx | RobNc |  |  |  | DEER1315end | 1/1/2013 | 2015-12-31 | DEER2016 Update (Msr Expires) | TRUE | FALSE | 80 | 0 | TRUE | FALSE | FALSE | FALSE | FALSE | FALSE | FALSE | TRUE | FALSE
4907 | R-In-CFLscw(8w)-dWP19 | Residential Indoor General Lighting: CFL Lamp with integated Ballast replaces pre-existing standard lighting Wattage. Measure includes Code case. Impacts: CFL-based HOU (varies by BldgType) | DEER1314 | Lighting Disposition | 5/18/2015 | Res-Iltg-dWatt-CFL | DEER | Scaled | BaseRatio |  |  | None |  | f |  | t | Res | Any | Lighting | InGen-CFL | Ltg_Lamp | CFLint_lamp |  | ILtg-CFL-Res |  |  |  | CFLratio0347 | CFLratio0347 | CFLscw(8w) | Standard |  | f | f | Disposition: MeasuresList-October312014.xlsx | RobNc |  |  |  | DEER1315-lt30wCFL | 1/1/2013 | 5/31/2015 | DEER2015 Uncertain Msr Update (Msr Expires) | TRUE | FALSE | 8 | 1 | TRUE | FALSE | FALSE | FALSE | FALSE | FALSE | TRUE | FALSE | FALSE
4908 | R-In-CFLscw(9w)-dWP22 | Residential Indoor General Lighting: CFL Lamp with integated Ballast replaces pre-existing standard lighting Wattage. Measure includes Code case. Impacts: CFL-based HOU (varies by BldgType) | DEER1314 | Lighting Disposition | 5/18/2015 | Res-Iltg-dWatt-CFL | DEER | Scaled | BaseRatio |  |  | None |  | f |  | t | Res | Any | Lighting | InGen-CFL | Ltg_Lamp | CFLint_lamp |  | ILtg-CFL-Res |  |  |  | CFLratio0347 | CFLratio0347 | CFLscw(9w) | Standard |  | f | f | Disposition: MeasuresList-October312014.xlsx | RobNc |  |  | Res-Lighting-InGen_CFLratio0347_CFLscw-9w | DEER1315-lt30wCFL | 1/1/2013 | 5/31/2015 | DEER2015 Uncertain Msr Update (Msr Expires) | TRUE | FALSE | 9 | 1 | TRUE | FALSE | FALSE | FALSE | FALSE | FALSE | TRUE | FALSE | FALSE
4909 | R-In-CFLscw-A(10w)-dWP24 | Residential Indoor General Lighting: CFL Lamp with integated Ballast replaces pre-existing standard lighting Wattage. Measure includes Code case. Impacts: CFL-based HOU (varies by BldgType) | DEER1314 | Lighting Disposition | 5/18/2015 | Res-Iltg-dWatt-CFL | DEER | Scaled | BaseRatio |  |  | None |  | f |  | t | Res | Any | Lighting | InGen-CFL | Ltg_Lamp | CFLint_lamp |  | ILtg-CFL-Res |  |  |  | CFLratio0347 | CFLratio0347 | CFLscw-A(10w) | Standard |  | f | f | Disposition: MeasuresList-October312014.xlsx | RobNc |  |  |  | DEER1315-lt30wCFL | 1/1/2013 | 5/31/2015 | DEER2015 Uncertain Msr Update (Msr Expires) | TRUE | FALSE | 10 | 1 | TRUE | FALSE | FALSE | FALSE | FALSE | FALSE | TRUE | FALSE | FALSE
4910 | R-In-CFLscw-A(11w)-dWP27 | Residential Indoor General Lighting: CFL Lamp with integated Ballast replaces pre-existing standard lighting Wattage. Measure includes Code case. Impacts: CFL-based HOU (varies by BldgType) | DEER1314 | Lighting Disposition | 5/18/2015 | Res-Iltg-dWatt-CFL | DEER | Scaled | BaseRatio |  |  | None |  | f |  | t | Res | Any | Lighting | InGen-CFL | Ltg_Lamp | CFLint_lamp |  | ILtg-CFL-Res |  |  |  | CFLratio0347 | CFLratio0347 | CFLscw-A(11w) | Standard |  | f | f | Disposition: MeasuresList-October312014.xlsx | RobNc |  |  |  | DEER1315-lt30wCFL | 1/1/2013 | 5/31/2015 | DEER2015 Uncertain Msr Update (Msr Expires) | TRUE | FALSE | 11 | 1 | TRUE | FALSE | FALSE | FALSE | FALSE | FALSE | TRUE | FALSE | FALSE
4911 | R-In-CFLscw-A(12w)-dWP29 | Residential Indoor General Lighting: CFL Lamp with integated Ballast replaces pre-existing standard lighting Wattage. Measure includes Code case. Impacts: CFL-based HOU (varies by BldgType) | DEER1314 | Lighting Disposition | 5/18/2015 | Res-Iltg-dWatt-CFL | DEER | Scaled | BaseRatio |  |  | None |  | f |  | t | Res | Any | Lighting | InGen-CFL | Ltg_Lamp | CFLint_lamp |  | ILtg-CFL-Res |  |  |  | CFLratio0347 | CFLratio0347 | CFLscw-A(12w) | Standard |  | f | f | Disposition: MeasuresList-October312014.xlsx | RobNc |  |  |  | DEER1315-lt30wCFL | 1/1/2013 | 5/31/2015 | DEER2015 Uncertain Msr Update (Msr Expires) | TRUE | FALSE | 12 | 1 | TRUE | FALSE | FALSE | FALSE | FALSE | FALSE | TRUE | FALSE | FALSE
4912 | R-In-CFLscw-A(13w)-dWP32 | Residential Indoor General Lighting: CFL Lamp with integated Ballast replaces pre-existing standard lighting Wattage. Measure includes Code case. Impacts: CFL-based HOU (varies by BldgType) | DEER1314 | Lighting Disposition | 5/18/2015 | Res-Iltg-dWatt-CFL | DEER | Scaled | BaseRatio |  |  | None |  | f |  | t | Res | Any | Lighting | InGen-CFL | Ltg_Lamp | CFLint_lamp |  | ILtg-CFL-Res |  |  |  | CFLratio0347 | CFLratio0347 | CFLscw-A(13w) | Standard |  | f | f | Disposition: MeasuresList-October312014.xlsx | RobNc |  |  |  | DEER1315-lt30wCFL | 1/1/2013 | 5/31/2015 | DEER2015 Uncertain Msr Update (Msr Expires) | TRUE | FALSE | 13 | 1 | TRUE | FALSE | FALSE | FALSE | FALSE | FALSE | TRUE | FALSE | FALSE
4913 | R-In-CFLscw-A(14w)-dWP34 | Residential Indoor General Lighting: CFL Lamp with integated Ballast replaces pre-existing standard lighting Wattage. Measure includes Code case. Impacts: CFL-based HOU (varies by BldgType) | DEER1314 | Lighting Disposition | 5/18/2015 | Res-Iltg-dWatt-CFL | DEER | Scaled | BaseRatio |  |  | None |  | f |  | t | Res | Any | Lighting | InGen-CFL | Ltg_Lamp | CFLint_lamp |  | ILtg-CFL-Res |  |  |  | CFLratio0347 | CFLratio0347 | CFLscw-A(14w) | Standard |  | f | f | Disposition: MeasuresList-October312014.xlsx | RobNc |  |  |  | DEER1315-lt30wCFL | 1/1/2013 | 5/31/2015 | DEER2015 Uncertain Msr Update (Msr Expires) | TRUE | FALSE | 14 | 1 | TRUE | FALSE | FALSE | FALSE | FALSE | FALSE | TRUE | FALSE | FALSE
4914 | R-In-CFLscw-A(15w)-dWP37 | Residential Indoor General Lighting: CFL Lamp with integated Ballast replaces pre-existing standard lighting Wattage. Measure includes Code case. Impacts: CFL-based HOU (varies by BldgType) | DEER1314 | Lighting Disposition | 5/18/2015 | Res-Iltg-dWatt-CFL | DEER | Scaled | BaseRatio |  |  | None |  | f |  | t | Res | Any | Lighting | InGen-CFL | Ltg_Lamp | CFLint_lamp |  | ILtg-CFL-Res |  |  |  | CFLratio0347 | CFLratio0347 | CFLscw-A(15w) | Standard |  | f | f | Disposition: MeasuresList-October312014.xlsx | RobNc |  |  |  | DEER1315-lt30wCFL | 1/1/2013 | 5/31/2015 | DEER2015 Uncertain Msr Update (Msr Expires) | TRUE | FALSE | 15 | 1 | TRUE | FALSE | FALSE | FALSE | FALSE | FALSE | TRUE | FALSE | FALSE
4915 | R-In-CFLscw-A(16w)-dWP39 | Residential Indoor General Lighting: CFL Lamp with integated Ballast replaces pre-existing standard lighting Wattage. Measure includes Code case. Impacts: CFL-based HOU (varies by BldgType) | DEER1314 | Lighting Disposition | 5/18/2015 | Res-Iltg-dWatt-CFL | DEER | Scaled | BaseRatio |  |  | None |  | f |  | t | Res | Any | Lighting | InGen-CFL | Ltg_Lamp | CFLint_lamp |  | ILtg-CFL-Res |  |  |  | CFLratio0347 | CFLratio0347 | CFLscw-A(16w) | Standard |  | f | f | Disposition: MeasuresList-October312014.xlsx | RobNc |  |  |  | DEER1315-lt30wCFL | 1/1/2013 | 5/31/2015 | DEER2015 Uncertain Msr Update (Msr Expires) | TRUE | FALSE | 16 | 1 | TRUE | FALSE | FALSE | FALSE | FALSE | FALSE | TRUE | FALSE | FALSE
4916 | R-In-CFLscw-A(18w)-dWP44 | Residential Indoor General Lighting: CFL Lamp with integated Ballast replaces pre-existing standard lighting Wattage. Measure includes Code case. Impacts: CFL-based HOU (varies by BldgType) | DEER1314 | Lighting Disposition | 5/18/2015 | Res-Iltg-dWatt-CFL | DEER | Scaled | BaseRatio |  |  | None |  | f |  | t | Res | Any | Lighting | InGen-CFL | Ltg_Lamp | CFLint_lamp |  | ILtg-CFL-Res |  |  |  | CFLratio0347 | CFLratio0347 | CFLscw-A(18w) | Standard |  | f | f | Disposition: MeasuresList-October312014.xlsx | RobNc |  |  |  | DEER1315-lt30wCFL | 1/1/2013 | 5/31/2015 | DEER2015 Uncertain Msr Update (Msr Expires) | TRUE | FALSE | 18 | 1 | TRUE | FALSE | FALSE | FALSE | FALSE | FALSE | TRUE | FALSE | FALSE
4917 | R-In-CFLscw-A(19w)-dWP46 | Residential Indoor General Lighting: CFL Lamp with integated Ballast replaces pre-existing standard lighting Wattage. Measure includes Code case. Impacts: CFL-based HOU (varies by BldgType) | DEER1314 | Lighting Disposition | 5/18/2015 | Res-Iltg-dWatt-CFL | DEER | Scaled | BaseRatio |  |  | None |  | f |  | t | Res | Any | Lighting | InGen-CFL | Ltg_Lamp | CFLint_lamp |  | ILtg-CFL-Res |  |  |  | CFLratio0347 | CFLratio0347 | CFLscw-A(19w) | Standard |  | f | f | Disposition: MeasuresList-October312014.xlsx | RobNc |  |  |  | DEER1315-lt30wCFL | 1/1/2013 | 5/31/2015 | DEER2015 Uncertain Msr Update (Msr Expires) | TRUE | FALSE | 19 | 1 | TRUE | FALSE | FALSE | FALSE | FALSE | FALSE | TRUE | FALSE | FALSE
4918 | R-In-CFLscw-A(20w)-dWP49 | Residential Indoor General Lighting: CFL Lamp with integated Ballast replaces pre-existing standard lighting Wattage. Measure includes Code case. Impacts: CFL-based HOU (varies by BldgType) | DEER1314 | Lighting Disposition | 5/18/2015 | Res-Iltg-dWatt-CFL | DEER | Scaled | BaseRatio |  |  | None |  | f |  | t | Res | Any | Lighting | InGen-CFL | Ltg_Lamp | CFLint_lamp |  | ILtg-CFL-Res |  |  |  | CFLratio0347 | CFLratio0347 | CFLscw-A(20w) | Standard |  | f | f | Disposition: MeasuresList-October312014.xlsx | RobNc |  |  |  | DEER1315-lt30wCFL | 1/1/2013 | 5/31/2015 | DEER2015 Uncertain Msr Update (Msr Expires) | TRUE | FALSE | 20 | 1 | TRUE | FALSE | FALSE | FALSE | FALSE | FALSE | TRUE | FALSE | FALSE
4919 | R-In-CFLscw-A(22w)-dWP54 | Residential Indoor General Lighting: CFL Lamp with integated Ballast replaces pre-existing standard lighting Wattage. Measure includes Code case. Impacts: CFL-based HOU (varies by BldgType) | DEER1314 | Lighting Disposition | 5/18/2015 | Res-Iltg-dWatt-CFL | DEER | Scaled | BaseRatio |  |  | None |  | f |  | t | Res | Any | Lighting | InGen-CFL | Ltg_Lamp | CFLint_lamp |  | ILtg-CFL-Res |  |  |  | CFLratio0347 | CFLratio0347 | CFLscw-A(22w) | Standard |  | f | f | Disposition: MeasuresList-October312014.xlsx | RobNc |  |  |  | DEER1315-lt30wCFL | 1/1/2013 | 5/31/2015 | DEER2015 Uncertain Msr Update (Msr Expires) | TRUE | FALSE | 22 | 1 | TRUE | FALSE | FALSE | FALSE | FALSE | FALSE | TRUE | FALSE | FALSE
4920 | R-In-CFLscw-A(23w)-dWP56 | Residential Indoor General Lighting: CFL Lamp with integated Ballast replaces pre-existing standard lighting Wattage. Measure includes Code case. Impacts: CFL-based HOU (varies by BldgType) | DEER1314 | Lighting Disposition | 5/18/2015 | Res-Iltg-dWatt-CFL | DEER | Scaled | BaseRatio |  |  | None |  | f |  | t | Res | Any | Lighting | InGen-CFL | Ltg_Lamp | CFLint_lamp |  | ILtg-CFL-Res |  |  |  | CFLratio0347 | CFLratio0347 | CFLscw-A(23w) | Standard |  | f | f | Disposition: MeasuresList-October312014.xlsx | RobNc |  |  |  | DEER1315-lt30wCFL | 1/1/2013 | 5/31/2015 | DEER2015 Uncertain Msr Update (Msr Expires) | TRUE | FALSE | 23 | 1 | TRUE | FALSE | FALSE | FALSE | FALSE | FALSE | TRUE | FALSE | FALSE
4921 | R-In-CFLscw-A(24w)-dWP59 | Residential Indoor General Lighting: CFL Lamp with integated Ballast replaces pre-existing standard lighting Wattage. Measure includes Code case. Impacts: CFL-based HOU (varies by BldgType) | DEER1314 | Lighting Disposition | 5/18/2015 | Res-Iltg-dWatt-CFL | DEER | Scaled | BaseRatio |  |  | None |  | f |  | t | Res | Any | Lighting | InGen-CFL | Ltg_Lamp | CFLint_lamp |  | ILtg-CFL-Res |  |  |  | CFLratio0347 | CFLratio0347 | CFLscw-A(24w) | Standard |  | f | f | Disposition: MeasuresList-October312014.xlsx | RobNc |  |  |  | DEER1315-lt30wCFL | 1/1/2013 | 5/31/2015 | DEER2015 Uncertain Msr Update (Msr Expires) | TRUE | FALSE | 24 | 1 | TRUE | FALSE | FALSE | FALSE | FALSE | FALSE | TRUE | FALSE | FALSE
4922 | R-In-CFLscw-A(25w)-dWP61 | Residential Indoor General Lighting: CFL Lamp with integated Ballast replaces pre-existing standard lighting Wattage. Measure includes Code case. Impacts: CFL-based HOU (varies by BldgType) | DEER1314 | Lighting Disposition | 5/18/2015 | Res-Iltg-dWatt-CFL | DEER | Scaled | BaseRatio |  |  | None |  | f |  | t | Res | Any | Lighting | InGen-CFL | Ltg_Lamp | CFLint_lamp |  | ILtg-CFL-Res |  |  |  | CFLratio0347 | CFLratio0347 | CFLscw-A(25w) | Standard |  | f | f | Disposition: MeasuresList-October312014.xlsx | RobNc |  |  |  | DEER1315-lt30wCFL | 1/1/2013 | 5/31/2015 | DEER2015 Uncertain Msr Update (Msr Expires) | TRUE | FALSE | 25 | 1 | TRUE | FALSE | FALSE | FALSE | FALSE | FALSE | TRUE | FALSE | FALSE
4923 | R-In-CFLscw-A(26w)-dWP64 | Residential Indoor General Lighting: CFL Lamp with integated Ballast replaces pre-existing standard lighting Wattage. Measure includes Code case. Impacts: CFL-based HOU (varies by BldgType) | DEER1314 | Lighting Disposition | 5/18/2015 | Res-Iltg-dWatt-CFL | DEER | Scaled | BaseRatio |  |  | None |  | f |  | t | Res | Any | Lighting | InGen-CFL | Ltg_Lamp | CFLint_lamp |  | ILtg-CFL-Res |  |  |  | CFLratio0347 | CFLratio0347 | CFLscw-A(26w) | Standard |  | f | f | Disposition: MeasuresList-October312014.xlsx | RobNc |  |  |  | DEER1315-lt30wCFL | 1/1/2013 | 5/31/2015 | DEER2015 Uncertain Msr Update (Msr Expires) | TRUE | FALSE | 26 | 1 | TRUE | FALSE | FALSE | FALSE | FALSE | FALSE | TRUE | FALSE | FALSE
4924 | R-In-CFLscw-A(27w)-dWP66 | Residential Indoor General Lighting: CFL Lamp with integated Ballast replaces pre-existing standard lighting Wattage. Measure includes Code case. Impacts: CFL-based HOU (varies by BldgType) | DEER1314 | Lighting Disposition | 5/18/2015 | Res-Iltg-dWatt-CFL | DEER | Scaled | BaseRatio |  |  | None |  | f |  | t | Res | Any | Lighting | InGen-CFL | Ltg_Lamp | CFLint_lamp |  | ILtg-CFL-Res |  |  |  | CFLratio0347 | CFLratio0347 | CFLscw-A(27w) | Standard |  | f | f | Disposition: MeasuresList-October312014.xlsx | RobNc |  |  |  | DEER1315-lt30wCFL | 1/1/2013 | 5/31/2015 | DEER2015 Uncertain Msr Update (Msr Expires) | TRUE | FALSE | 27 | 1 | TRUE | FALSE | FALSE | FALSE | FALSE | FALSE | TRUE | FALSE | FALSE
4925 | R-In-CFLscw-A(28w)-dWP69 | Residential Indoor General Lighting: CFL Lamp with integated Ballast replaces pre-existing standard lighting Wattage. Measure includes Code case. Impacts: CFL-based HOU (varies by BldgType) | DEER1314 | Lighting Disposition | 5/18/2015 | Res-Iltg-dWatt-CFL | DEER | Scaled | BaseRatio |  |  | None |  | f |  | t | Res | Any | Lighting | InGen-CFL | Ltg_Lamp | CFLint_lamp |  | ILtg-CFL-Res |  |  |  | CFLratio0347 | CFLratio0347 | CFLscw-A(28w) | Standard |  | f | f | Disposition: MeasuresList-October312014.xlsx | RobNc |  |  |  | DEER1315-lt30wCFL | 1/1/2013 | 5/31/2015 | DEER2015 Uncertain Msr Update (Msr Expires) | TRUE | FALSE | 28 | 1 | TRUE | FALSE | FALSE | FALSE | FALSE | FALSE | TRUE | FALSE | FALSE
4926 | R-In-CFLscw-A(30w)-dWP74 | Residential Indoor General Lighting: CFL Lamp with integated Ballast replaces pre-existing standard lighting Wattage. Measure includes Code case. Impacts: CFL-based HOU (varies by BldgType) | DEER1314 | Lighting Disposition | 5/18/2015 | Res-Iltg-dWatt-CFL | DEER | Scaled | BaseRatio |  |  | None |  | f |  | t | Res | Any | Lighting | InGen-CFL | Ltg_Lamp | CFLint_lamp |  | ILtg-CFL-Res |  |  |  | CFLratio0347 | CFLratio0347 | CFLscw-A(30w) | Standard |  | f | f | Disposition: MeasuresList-October312014.xlsx | RobNc |  |  |  | DEER1315-lt30wCFL | 1/1/2013 | 5/31/2015 | DEER2015 Uncertain Msr Update (Msr Expires) | TRUE | FALSE | 30 | 1 | TRUE | FALSE | FALSE | FALSE | FALSE | FALSE | TRUE | FALSE | FALSE
4927 | R-In-CFLscw-A(32w)-dWP79 | Residential Indoor General Lighting: CFL Lamp with integated Ballast replaces pre-existing standard lighting Wattage. Measure includes Code case. Impacts: CFL-based HOU (varies by BldgType) | DEER1314 | Lighting Disposition | 5/18/2015 | Res-Iltg-dWatt-CFL | Non-DEER | Scaled | BaseRatio |  |  | None |  | f |  | t | Res | Any | Lighting | InGen-CFL | Ltg_Lamp | CFLint_lamp |  | ILtg-CFL-Res |  |  |  | CFLratio0347 | CFLratio0347 | CFLscw-A(32w) | Standard | Transition to new HOU begins 1/1/2016 as part of DEER2016 | f | f | Disposition: MeasuresList-October312014.xlsx | RobNc |  |  |  | DEER1315end | 1/1/2013 | 2015-12-31 | DEER2016 Update (Msr Expires) | TRUE | FALSE | 32 | 0 | TRUE | FALSE | FALSE | FALSE | FALSE | FALSE | FALSE | TRUE | FALSE
4928 | R-In-CFLscw-A(40w)-dWP98 | Residential Indoor General Lighting: CFL Lamp with integated Ballast replaces pre-existing standard lighting Wattage. Measure includes Code case. Impacts: CFL-based HOU (varies by BldgType) | DEER1314 | Lighting Disposition | 5/18/2015 | Res-Iltg-dWatt-CFL | Non-DEER | Scaled | BaseRatio |  |  | None |  | f |  | t | Res | Any | Lighting | InGen-CFL | Ltg_Lamp | CFLint_lamp |  | ILtg-CFL-Res |  |  |  | CFLratio0347 | CFLratio0347 | CFLscw-A(40w) | Standard | Transition to new HOU begins 1/1/2016 as part of DEER2016 | f | f | Disposition: MeasuresList-October312014.xlsx | RobNc |  |  |  | DEER1315end | 1/1/2013 | 2015-12-31 | DEER2016 Update (Msr Expires) | TRUE | FALSE | 40 | 0 | TRUE | FALSE | FALSE | FALSE | FALSE | FALSE | FALSE | TRUE | FALSE
4929 | R-In-CFLscw-A(42w)-dWP103 | Residential Indoor General Lighting: CFL Lamp with integated Ballast replaces pre-existing standard lighting Wattage. Measure includes Code case. Impacts: CFL-based HOU (varies by BldgType) | DEER1314 | Lighting Disposition | 5/18/2015 | Res-Iltg-dWatt-CFL | Non-DEER | Scaled | BaseRatio |  |  | None |  | f |  | t | Res | Any | Lighting | InGen-CFL | Ltg_Lamp | CFLint_lamp |  | ILtg-CFL-Res |  |  |  | CFLratio0347 | CFLratio0347 | CFLscw-A(42w) | Standard | Transition to new HOU begins 1/1/2016 as part of DEER2016 | f | f | Disposition: MeasuresList-October312014.xlsx | RobNc |  |  |  | DEER1315end | 1/1/2013 | 2015-12-31 | DEER2016 Update (Msr Expires) | TRUE | FALSE | 42 | 0 | TRUE | FALSE | FALSE | FALSE | FALSE | FALSE | FALSE | TRUE | FALSE
4930 | R-In-CFLscw-A(45w)-dWP111 | Residential Indoor General Lighting: CFL Lamp with integated Ballast replaces pre-existing standard lighting Wattage. Measure includes Code case. Impacts: CFL-based HOU (varies by BldgType) | DEER1314 | Lighting Disposition | 5/18/2015 | Res-Iltg-dWatt-CFL | Non-DEER | Scaled | BaseRatio |  |  | None |  | f |  | t | Res | Any | Lighting | InGen-CFL | Ltg_Lamp | CFLint_lamp |  | ILtg-CFL-Res |  |  |  | CFLratio0347 | CFLratio0347 | CFLscw-A(45w) | Standard | Transition to new HOU begins 1/1/2016 as part of DEER2016 | f | f | Disposition: MeasuresList-October312014.xlsx | RobNc |  |  |  | DEER1315end | 1/1/2013 | 2015-12-31 | DEER2016 Update (Msr Expires) | TRUE | FALSE | 45 | 0 | TRUE | FALSE | FALSE | FALSE | FALSE | FALSE | FALSE | TRUE | FALSE
4931 | R-In-CFLscw-A(55w)-dWP135 | Residential Indoor General Lighting: CFL Lamp with integated Ballast replaces pre-existing standard lighting Wattage. Measure includes Code case. Impacts: CFL-based HOU (varies by BldgType) | DEER1314 | Lighting Disposition | 5/18/2015 | Res-Iltg-dWatt-CFL | Non-DEER | Scaled | BaseRatio |  |  | None |  | f |  | t | Res | Any | Lighting | InGen-CFL | Ltg_Lamp | CFLint_lamp |  | ILtg-CFL-Res |  |  |  | CFLratio0347 | CFLratio0347 | CFLscw-A(55w) | Standard | Transition to new HOU begins 1/1/2016 as part of DEER2016 | f | f | Disposition: MeasuresList-October312014.xlsx | RobNc |  |  |  | DEER1315end | 1/1/2013 | 2015-12-31 | DEER2016 Update (Msr Expires) | TRUE | FALSE | 55 | 0 | TRUE | FALSE | FALSE | FALSE | FALSE | FALSE | FALSE | TRUE | FALSE
4932 | R-In-CFLscw-A(7w)-dWP17 | Residential Indoor General Lighting: CFL Lamp with integated Ballast replaces pre-existing standard lighting Wattage. Measure includes Code case. Impacts: CFL-based HOU (varies by BldgType) | DEER1314 | Lighting Disposition | 5/18/2015 | Res-Iltg-dWatt-CFL | DEER | Scaled | BaseRatio |  |  | None |  | f |  | t | Res | Any | Lighting | InGen-CFL | Ltg_Lamp | CFLint_lamp |  | ILtg-CFL-Res |  |  |  | CFLratio0347 | CFLratio0347 | CFLscw-A(7w) | Standard |  | f | f | Disposition: MeasuresList-October312014.xlsx | RobNc |  |  |  | DEER1315-lt30wCFL | 1/1/2013 | 5/31/2015 | DEER2015 Uncertain Msr Update (Msr Expires) | TRUE | FALSE | 7 | 1 | TRUE | FALSE | FALSE | FALSE | FALSE | FALSE | TRUE | FALSE | FALSE
4933 | R-In-CFLscw-A(8w)-dWP19 | Residential Indoor General Lighting: CFL Lamp with integated Ballast replaces pre-existing standard lighting Wattage. Measure includes Code case. Impacts: CFL-based HOU (varies by BldgType) | DEER1314 | Lighting Disposition | 5/18/2015 | Res-Iltg-dWatt-CFL | DEER | Scaled | BaseRatio |  |  | None |  | f |  | t | Res | Any | Lighting | InGen-CFL | Ltg_Lamp | CFLint_lamp |  | ILtg-CFL-Res |  |  |  | CFLratio0347 | CFLratio0347 | CFLscw-A(8w) | Standard |  | f | f | Disposition: MeasuresList-October312014.xlsx | RobNc |  |  |  | DEER1315-lt30wCFL | 1/1/2013 | 5/31/2015 | DEER2015 Uncertain Msr Update (Msr Expires) | TRUE | FALSE | 8 | 1 | TRUE | FALSE | FALSE | FALSE | FALSE | FALSE | TRUE | FALSE | FALSE
4934 | R-In-CFLscw-A(9w)-dWP22 | Residential Indoor General Lighting: CFL Lamp with integated Ballast replaces pre-existing standard lighting Wattage. Measure includes Code case. Impacts: CFL-based HOU (varies by BldgType) | DEER1314 | Lighting Disposition | 5/18/2015 | Res-Iltg-dWatt-CFL | DEER | Scaled | BaseRatio |  |  | None |  | f |  | t | Res | Any | Lighting | InGen-CFL | Ltg_Lamp | CFLint_lamp |  | ILtg-CFL-Res |  |  |  | CFLratio0347 | CFLratio0347 | CFLscw-A(9w) | Standard |  | f | f | Disposition: MeasuresList-October312014.xlsx | RobNc |  |  |  | DEER1315-lt30wCFL | 1/1/2013 | 5/31/2015 | DEER2015 Uncertain Msr Update (Msr Expires) | TRUE | FALSE | 9 | 1 | TRUE | FALSE | FALSE | FALSE | FALSE | FALSE | TRUE | FALSE | FALSE
4935 | R-In-CFLscw-Candle(10w)-dWP24 | Residential Indoor General Lighting: CFL Lamp with integated Ballast replaces pre-existing standard lighting Wattage. Measure includes Code case. Impacts: CFL-based HOU (varies by BldgType) | DEER1314 | Lighting Disposition | 5/18/2015 | Res-Iltg-dWatt-CFL | DEER | Scaled | BaseRatio |  |  | None |  | f |  | t | Res | Any | Lighting | InGen-CFL | Ltg_Lamp | CFLint_lamp |  | ILtg-CFL-Res |  |  |  | CFLratio0347 | CFLratio0347 | CFLscw-Candle(10w) | Standard |  | f | f | Disposition: MeasuresList-October312014.xlsx | RobNc |  |  |  | DEER1315-lt30wCFL | 1/1/2013 | 5/31/2015 | DEER2015 Uncertain Msr Update (Msr Expires) | TRUE | FALSE | 10 | 1 | TRUE | FALSE | FALSE | FALSE | FALSE | FALSE | TRUE | FALSE | FALSE
4936 | R-In-CFLscw-Candle(11w)-dWP27 | Residential Indoor General Lighting: CFL Lamp with integated Ballast replaces pre-existing standard lighting Wattage. Measure includes Code case. Impacts: CFL-based HOU (varies by BldgType) | DEER1314 | Lighting Disposition | 5/18/2015 | Res-Iltg-dWatt-CFL | DEER | Scaled | BaseRatio |  |  | None |  | f |  | t | Res | Any | Lighting | InGen-CFL | Ltg_Lamp | CFLint_lamp |  | ILtg-CFL-Res |  |  |  | CFLratio0347 | CFLratio0347 | CFLscw-Candle(11w) | Standard |  | f | f | Disposition: MeasuresList-October312014.xlsx | RobNc |  |  |  | DEER1315-lt30wCFL | 1/1/2013 | 5/31/2015 | DEER2015 Uncertain Msr Update (Msr Expires) | TRUE | FALSE | 11 | 1 | TRUE | FALSE | FALSE | FALSE | FALSE | FALSE | TRUE | FALSE | FALSE
4937 | R-In-CFLscw-Candle(12w)-dWP29 | Residential Indoor General Lighting: CFL Lamp with integated Ballast replaces pre-existing standard lighting Wattage. Measure includes Code case. Impacts: CFL-based HOU (varies by BldgType) | DEER1314 | Lighting Disposition | 5/18/2015 | Res-Iltg-dWatt-CFL | DEER | Scaled | BaseRatio |  |  | None |  | f |  | t | Res | Any | Lighting | InGen-CFL | Ltg_Lamp | CFLint_lamp |  | ILtg-CFL-Res |  |  |  | CFLratio0347 | CFLratio0347 | CFLscw-Candle(12w) | Standard |  | f | f | Disposition: MeasuresList-October312014.xlsx | RobNc |  |  |  | DEER1315-lt30wCFL | 1/1/2013 | 5/31/2015 | DEER2015 Uncertain Msr Update (Msr Expires) | TRUE | FALSE | 12 | 1 | TRUE | FALSE | FALSE | FALSE | FALSE | FALSE | TRUE | FALSE | FALSE
4938 | R-In-CFLscw-Candle(13w)-dWP32 | Residential Indoor General Lighting: CFL Lamp with integated Ballast replaces pre-existing standard lighting Wattage. Measure includes Code case. Impacts: CFL-based HOU (varies by BldgType) | DEER1314 | Lighting Disposition | 5/18/2015 | Res-Iltg-dWatt-CFL | DEER | Scaled | BaseRatio |  |  | None |  | f |  | t | Res | Any | Lighting | InGen-CFL | Ltg_Lamp | CFLint_lamp |  | ILtg-CFL-Res |  |  |  | CFLratio0347 | CFLratio0347 | CFLscw-Candle(13w) | Standard |  | f | f | Disposition: MeasuresList-October312014.xlsx | RobNc |  |  |  | DEER1315-lt30wCFL | 1/1/2013 | 5/31/2015 | DEER2015 Uncertain Msr Update (Msr Expires) | TRUE | FALSE | 13 | 1 | TRUE | FALSE | FALSE | FALSE | FALSE | FALSE | TRUE | FALSE | FALSE
4939 | R-In-CFLscw-Candle(14w)-dWP34 | Residential Indoor General Lighting: CFL Lamp with integated Ballast replaces pre-existing standard lighting Wattage. Measure includes Code case. Impacts: CFL-based HOU (varies by BldgType) | DEER1314 | Lighting Disposition | 5/18/2015 | Res-Iltg-dWatt-CFL | DEER | Scaled | BaseRatio |  |  | None |  | f |  | t | Res | Any | Lighting | InGen-CFL | Ltg_Lamp | CFLint_lamp |  | ILtg-CFL-Res |  |  |  | CFLratio0347 | CFLratio0347 | CFLscw-Candle(14w) | Standard |  | f | f | Disposition: MeasuresList-October312014.xlsx | RobNc |  |  |  | DEER1315-lt30wCFL | 1/1/2013 | 5/31/2015 | DEER2015 Uncertain Msr Update (Msr Expires) | TRUE | FALSE | 14 | 1 | TRUE | FALSE | FALSE | FALSE | FALSE | FALSE | TRUE | FALSE | FALSE
4940 | R-In-CFLscw-Candle(15w)-dWP37 | Residential Indoor General Lighting: CFL Lamp with integated Ballast replaces pre-existing standard lighting Wattage. Measure includes Code case. Impacts: CFL-based HOU (varies by BldgType) | DEER1314 | Lighting Disposition | 5/18/2015 | Res-Iltg-dWatt-CFL | DEER | Scaled | BaseRatio |  |  | None |  | f |  | t | Res | Any | Lighting | InGen-CFL | Ltg_Lamp | CFLint_lamp |  | ILtg-CFL-Res |  |  |  | CFLratio0347 | CFLratio0347 | CFLscw-Candle(15w) | Standard |  | f | f | Disposition: MeasuresList-October312014.xlsx | RobNc |  |  |  | DEER1315-lt30wCFL | 1/1/2013 | 5/31/2015 | DEER2015 Uncertain Msr Update (Msr Expires) | TRUE | FALSE | 15 | 1 | TRUE | FALSE | FALSE | FALSE | FALSE | FALSE | TRUE | FALSE | FALSE
4941 | R-In-CFLscw-Candle(16w)-dWP39 | Residential Indoor General Lighting: CFL Lamp with integated Ballast replaces pre-existing standard lighting Wattage. Measure includes Code case. Impacts: CFL-based HOU (varies by BldgType) | DEER1314 | Lighting Disposition | 5/18/2015 | Res-Iltg-dWatt-CFL | DEER | Scaled | BaseRatio |  |  | None |  | f |  | t | Res | Any | Lighting | InGen-CFL | Ltg_Lamp | CFLint_lamp |  | ILtg-CFL-Res |  |  |  | CFLratio0347 | CFLratio0347 | CFLscw-Candle(16w) | Standard |  | f | f | Disposition: MeasuresList-October312014.xlsx | RobNc |  |  |  | DEER1315-lt30wCFL | 1/1/2013 | 5/31/2015 | DEER2015 Uncertain Msr Update (Msr Expires) | TRUE | FALSE | 16 | 1 | TRUE | FALSE | FALSE | FALSE | FALSE | FALSE | TRUE | FALSE | FALSE
4942 | R-In-CFLscw-Candle(18w)-dWP44 | Residential Indoor General Lighting: CFL Lamp with integated Ballast replaces pre-existing standard lighting Wattage. Measure includes Code case. Impacts: CFL-based HOU (varies by BldgType) | DEER1314 | Lighting Disposition | 5/18/2015 | Res-Iltg-dWatt-CFL | DEER | Scaled | BaseRatio |  |  | None |  | f |  | t | Res | Any | Lighting | InGen-CFL | Ltg_Lamp | CFLint_lamp |  | ILtg-CFL-Res |  |  |  | CFLratio0347 | CFLratio0347 | CFLscw-Candle(18w) | Standard |  | f | f | Disposition: MeasuresList-October312014.xlsx | RobNc |  |  |  | DEER1315-lt30wCFL | 1/1/2013 | 5/31/2015 | DEER2015 Uncertain Msr Update (Msr Expires) | TRUE | FALSE | 18 | 1 | TRUE | FALSE | FALSE | FALSE | FALSE | FALSE | TRUE | FALSE | FALSE
4943 | R-In-CFLscw-Candle(19w)-dWP46 | Residential Indoor General Lighting: CFL Lamp with integated Ballast replaces pre-existing standard lighting Wattage. Measure includes Code case. Impacts: CFL-based HOU (varies by BldgType) | DEER1314 | Lighting Disposition | 5/18/2015 | Res-Iltg-dWatt-CFL | DEER | Scaled | BaseRatio |  |  | None |  | f |  | t | Res | Any | Lighting | InGen-CFL | Ltg_Lamp | CFLint_lamp |  | ILtg-CFL-Res |  |  |  | CFLratio0347 | CFLratio0347 | CFLscw-Candle(19w) | Standard |  | f | f | Disposition: MeasuresList-October312014.xlsx | RobNc |  |  |  | DEER1315-lt30wCFL | 1/1/2013 | 5/31/2015 | DEER2015 Uncertain Msr Update (Msr Expires) | TRUE | FALSE | 19 | 1 | TRUE | FALSE | FALSE | FALSE | FALSE | FALSE | TRUE | FALSE | FALSE
4944 | R-In-CFLscw-Candle(20w)-dWP49 | Residential Indoor General Lighting: CFL Lamp with integated Ballast replaces pre-existing standard lighting Wattage. Measure includes Code case. Impacts: CFL-based HOU (varies by BldgType) | DEER1314 | Lighting Disposition | 5/18/2015 | Res-Iltg-dWatt-CFL | DEER | Scaled | BaseRatio |  |  | None |  | f |  | t | Res | Any | Lighting | InGen-CFL | Ltg_Lamp | CFLint_lamp |  | ILtg-CFL-Res |  |  |  | CFLratio0347 | CFLratio0347 | CFLscw-Candle(20w) | Standard |  | f | f | Disposition: MeasuresList-October312014.xlsx | RobNc |  |  |  | DEER1315-lt30wCFL | 1/1/2013 | 5/31/2015 | DEER2015 Uncertain Msr Update (Msr Expires) | TRUE | FALSE | 20 | 1 | TRUE | FALSE | FALSE | FALSE | FALSE | FALSE | TRUE | FALSE | FALSE
4945 | R-In-CFLscw-Candle(22w)-dWP54 | Residential Indoor General Lighting: CFL Lamp with integated Ballast replaces pre-existing standard lighting Wattage. Measure includes Code case. Impacts: CFL-based HOU (varies by BldgType) | DEER1314 | Lighting Disposition | 5/18/2015 | Res-Iltg-dWatt-CFL | DEER | Scaled | BaseRatio |  |  | None |  | f |  | t | Res | Any | Lighting | InGen-CFL | Ltg_Lamp | CFLint_lamp |  | ILtg-CFL-Res |  |  |  | CFLratio0347 | CFLratio0347 | CFLscw-Candle(22w) | Standard |  | f | f | Disposition: MeasuresList-October312014.xlsx | RobNc |  |  |  | DEER1315-lt30wCFL | 1/1/2013 | 5/31/2015 | DEER2015 Uncertain Msr Update (Msr Expires) | TRUE | FALSE | 22 | 1 | TRUE | FALSE | FALSE | FALSE | FALSE | FALSE | TRUE | FALSE | FALSE
4946 | R-In-CFLscw-Candle(23w)-dWP56 | Residential Indoor General Lighting: CFL Lamp with integated Ballast replaces pre-existing standard lighting Wattage. Measure includes Code case. Impacts: CFL-based HOU (varies by BldgType) | DEER1314 | Lighting Disposition | 5/18/2015 | Res-Iltg-dWatt-CFL | DEER | Scaled | BaseRatio |  |  | None |  | f |  | t | Res | Any | Lighting | InGen-CFL | Ltg_Lamp | CFLint_lamp |  | ILtg-CFL-Res |  |  |  | CFLratio0347 | CFLratio0347 | CFLscw-Candle(23w) | Standard |  | f | f | Disposition: MeasuresList-October312014.xlsx | RobNc |  |  |  | DEER1315-lt30wCFL | 1/1/2013 | 5/31/2015 | DEER2015 Uncertain Msr Update (Msr Expires) | TRUE | FALSE | 23 | 1 | TRUE | FALSE | FALSE | FALSE | FALSE | FALSE | TRUE | FALSE | FALSE
4947 | R-In-CFLscw-Candle(24w)-dWP59 | Residential Indoor General Lighting: CFL Lamp with integated Ballast replaces pre-existing standard lighting Wattage. Measure includes Code case. Impacts: CFL-based HOU (varies by BldgType) | DEER1314 | Lighting Disposition | 5/18/2015 | Res-Iltg-dWatt-CFL | DEER | Scaled | BaseRatio |  |  | None |  | f |  | t | Res | Any | Lighting | InGen-CFL | Ltg_Lamp | CFLint_lamp |  | ILtg-CFL-Res |  |  |  | CFLratio0347 | CFLratio0347 | CFLscw-Candle(24w) | Standard |  | f | f | Disposition: MeasuresList-October312014.xlsx | RobNc |  |  |  | DEER1315-lt30wCFL | 1/1/2013 | 5/31/2015 | DEER2015 Uncertain Msr Update (Msr Expires) | TRUE | FALSE | 24 | 1 | TRUE | FALSE | FALSE | FALSE | FALSE | FALSE | TRUE | FALSE | FALSE
4948 | R-In-CFLscw-Candle(25w)-dWP61 | Residential Indoor General Lighting: CFL Lamp with integated Ballast replaces pre-existing standard lighting Wattage. Measure includes Code case. Impacts: CFL-based HOU (varies by BldgType) | DEER1314 | Lighting Disposition | 5/18/2015 | Res-Iltg-dWatt-CFL | DEER | Scaled | BaseRatio |  |  | None |  | f |  | t | Res | Any | Lighting | InGen-CFL | Ltg_Lamp | CFLint_lamp |  | ILtg-CFL-Res |  |  |  | CFLratio0347 | CFLratio0347 | CFLscw-Candle(25w) | Standard |  | f | f | Disposition: MeasuresList-October312014.xlsx | RobNc |  |  |  | DEER1315-lt30wCFL | 1/1/2013 | 5/31/2015 | DEER2015 Uncertain Msr Update (Msr Expires) | TRUE | FALSE | 25 | 1 | TRUE | FALSE | FALSE | FALSE | FALSE | FALSE | TRUE | FALSE | FALSE
4949 | R-In-CFLscw-Candle(26w)-dWP64 | Residential Indoor General Lighting: CFL Lamp with integated Ballast replaces pre-existing standard lighting Wattage. Measure includes Code case. Impacts: CFL-based HOU (varies by BldgType) | DEER1314 | Lighting Disposition | 5/18/2015 | Res-Iltg-dWatt-CFL | DEER | Scaled | BaseRatio |  |  | None |  | f |  | t | Res | Any | Lighting | InGen-CFL | Ltg_Lamp | CFLint_lamp |  | ILtg-CFL-Res |  |  |  | CFLratio0347 | CFLratio0347 | CFLscw-Candle(26w) | Standard |  | f | f | Disposition: MeasuresList-October312014.xlsx | RobNc |  |  |  | DEER1315-lt30wCFL | 1/1/2013 | 5/31/2015 | DEER2015 Uncertain Msr Update (Msr Expires) | TRUE | FALSE | 26 | 1 | TRUE | FALSE | FALSE | FALSE | FALSE | FALSE | TRUE | FALSE | FALSE
4950 | R-In-CFLscw-Candle(27w)-dWP66 | Residential Indoor General Lighting: CFL Lamp with integated Ballast replaces pre-existing standard lighting Wattage. Measure includes Code case. Impacts: CFL-based HOU (varies by BldgType) | DEER1314 | Lighting Disposition | 5/18/2015 | Res-Iltg-dWatt-CFL | DEER | Scaled | BaseRatio |  |  | None |  | f |  | t | Res | Any | Lighting | InGen-CFL | Ltg_Lamp | CFLint_lamp |  | ILtg-CFL-Res |  |  |  | CFLratio0347 | CFLratio0347 | CFLscw-Candle(27w) | Standard |  | f | f | Disposition: MeasuresList-October312014.xlsx | RobNc |  |  |  | DEER1315-lt30wCFL | 1/1/2013 | 5/31/2015 | DEER2015 Uncertain Msr Update (Msr Expires) | TRUE | FALSE | 27 | 1 | TRUE | FALSE | FALSE | FALSE | FALSE | FALSE | TRUE | FALSE | FALSE
4951 | R-In-CFLscw-Candle(28w)-dWP69 | Residential Indoor General Lighting: CFL Lamp with integated Ballast replaces pre-existing standard lighting Wattage. Measure includes Code case. Impacts: CFL-based HOU (varies by BldgType) | DEER1314 | Lighting Disposition | 5/18/2015 | Res-Iltg-dWatt-CFL | DEER | Scaled | BaseRatio |  |  | None |  | f |  | t | Res | Any | Lighting | InGen-CFL | Ltg_Lamp | CFLint_lamp |  | ILtg-CFL-Res |  |  |  | CFLratio0347 | CFLratio0347 | CFLscw-Candle(28w) | Standard |  | f | f | Disposition: MeasuresList-October312014.xlsx | RobNc |  |  |  | DEER1315-lt30wCFL | 1/1/2013 | 5/31/2015 | DEER2015 Uncertain Msr Update (Msr Expires) | TRUE | FALSE | 28 | 1 | TRUE | FALSE | FALSE | FALSE | FALSE | FALSE | TRUE | FALSE | FALSE
4952 | R-In-CFLscw-Candle(30w)-dWP74 | Residential Indoor General Lighting: CFL Lamp with integated Ballast replaces pre-existing standard lighting Wattage. Measure includes Code case. Impacts: CFL-based HOU (varies by BldgType) | DEER1314 | Lighting Disposition | 5/18/2015 | Res-Iltg-dWatt-CFL | DEER | Scaled | BaseRatio |  |  | None |  | f |  | t | Res | Any | Lighting | InGen-CFL | Ltg_Lamp | CFLint_lamp |  | ILtg-CFL-Res |  |  |  | CFLratio0347 | CFLratio0347 | CFLscw-Candle(30w) | Standard |  | f | f | Disposition: MeasuresList-October312014.xlsx | RobNc |  |  |  | DEER1315-lt30wCFL | 1/1/2013 | 5/31/2015 | DEER2015 Uncertain Msr Update (Msr Expires) | TRUE | FALSE | 30 | 1 | TRUE | FALSE | FALSE | FALSE | FALSE | FALSE | TRUE | FALSE | FALSE
4953 | R-In-CFLscw-Candle(32w)-dWP79 | Residential Indoor General Lighting: CFL Lamp with integated Ballast replaces pre-existing standard lighting Wattage. Measure includes Code case. Impacts: CFL-based HOU (varies by BldgType) | DEER1314 | Lighting Disposition | 5/18/2015 | Res-Iltg-dWatt-CFL | Non-DEER | Scaled | BaseRatio |  |  | None |  | f |  | t | Res | Any | Lighting | InGen-CFL | Ltg_Lamp | CFLint_lamp |  | ILtg-CFL-Res |  |  |  | CFLratio0347 | CFLratio0347 | CFLscw-Candle(32w) | Standard | Transition to new HOU begins 1/1/2016 as part of DEER2016 | f | f | Disposition: MeasuresList-October312014.xlsx | RobNc |  |  |  | DEER1315end | 1/1/2013 | 2015-12-31 | DEER2016 Update (Msr Expires) | TRUE | FALSE | 32 | 0 | TRUE | FALSE | FALSE | FALSE | FALSE | FALSE | FALSE | TRUE | FALSE
4954 | R-In-CFLscw-Candle(40w)-dWP98 | Residential Indoor General Lighting: CFL Lamp with integated Ballast replaces pre-existing standard lighting Wattage. Measure includes Code case. Impacts: CFL-based HOU (varies by BldgType) | DEER1314 | Lighting Disposition | 5/18/2015 | Res-Iltg-dWatt-CFL | Non-DEER | Scaled | BaseRatio |  |  | None |  | f |  | t | Res | Any | Lighting | InGen-CFL | Ltg_Lamp | CFLint_lamp |  | ILtg-CFL-Res |  |  |  | CFLratio0347 | CFLratio0347 | CFLscw-Candle(40w) | Standard | Transition to new HOU begins 1/1/2016 as part of DEER2016 | f | f | Disposition: MeasuresList-October312014.xlsx | RobNc |  |  |  | DEER1315end | 1/1/2013 | 2015-12-31 | DEER2016 Update (Msr Expires) | TRUE | FALSE | 40 | 0 | TRUE | FALSE | FALSE | FALSE | FALSE | FALSE | FALSE | TRUE | FALSE
4955 | R-In-CFLscw-Candle(42w)-dWP103 | Residential Indoor General Lighting: CFL Lamp with integated Ballast replaces pre-existing standard lighting Wattage. Measure includes Code case. Impacts: CFL-based HOU (varies by BldgType) | DEER1314 | Lighting Disposition | 5/18/2015 | Res-Iltg-dWatt-CFL | Non-DEER | Scaled | BaseRatio |  |  | None |  | f |  | t | Res | Any | Lighting | InGen-CFL | Ltg_Lamp | CFLint_lamp |  | ILtg-CFL-Res |  |  |  | CFLratio0347 | CFLratio0347 | CFLscw-Candle(42w) | Standard | Transition to new HOU begins 1/1/2016 as part of DEER2016 | f | f | Disposition: MeasuresList-October312014.xlsx | RobNc |  |  |  | DEER1315end | 1/1/2013 | 2015-12-31 | DEER2016 Update (Msr Expires) | TRUE | FALSE | 42 | 0 | TRUE | FALSE | FALSE | FALSE | FALSE | FALSE | FALSE | TRUE | FALSE
4956 | R-In-CFLscw-Candle(45w)-dWP111 | Residential Indoor General Lighting: CFL Lamp with integated Ballast replaces pre-existing standard lighting Wattage. Measure includes Code case. Impacts: CFL-based HOU (varies by BldgType) | DEER1314 | Lighting Disposition | 5/18/2015 | Res-Iltg-dWatt-CFL | Non-DEER | Scaled | BaseRatio |  |  | None |  | f |  | t | Res | Any | Lighting | InGen-CFL | Ltg_Lamp | CFLint_lamp |  | ILtg-CFL-Res |  |  |  | CFLratio0347 | CFLratio0347 | CFLscw-Candle(45w) | Standard | Transition to new HOU begins 1/1/2016 as part of DEER2016 | f | f | Disposition: MeasuresList-October312014.xlsx | RobNc |  |  |  | DEER1315end | 1/1/2013 | 2015-12-31 | DEER2016 Update (Msr Expires) | TRUE | FALSE | 45 | 0 | TRUE | FALSE | FALSE | FALSE | FALSE | FALSE | FALSE | TRUE | FALSE
4957 | R-In-CFLscw-Candle(55w)-dWP135 | Residential Indoor General Lighting: CFL Lamp with integated Ballast replaces pre-existing standard lighting Wattage. Measure includes Code case. Impacts: CFL-based HOU (varies by BldgType) | DEER1314 | Lighting Disposition | 5/18/2015 | Res-Iltg-dWatt-CFL | Non-DEER | Scaled | BaseRatio |  |  | None |  | f |  | t | Res | Any | Lighting | InGen-CFL | Ltg_Lamp | CFLint_lamp |  | ILtg-CFL-Res |  |  |  | CFLratio0347 | CFLratio0347 | CFLscw-Candle(55w) | Standard | Transition to new HOU begins 1/1/2016 as part of DEER2016 | f | f | Disposition: MeasuresList-October312014.xlsx | RobNc |  |  |  | DEER1315end | 1/1/2013 | 2015-12-31 | DEER2016 Update (Msr Expires) | TRUE | FALSE | 55 | 0 | TRUE | FALSE | FALSE | FALSE | FALSE | FALSE | FALSE | TRUE | FALSE
4958 | R-In-CFLscw-Candle(7w)-dWP17 | Residential Indoor General Lighting: CFL Lamp with integated Ballast replaces pre-existing standard lighting Wattage. Measure includes Code case. Impacts: CFL-based HOU (varies by BldgType) | DEER1314 | Lighting Disposition | 5/18/2015 | Res-Iltg-dWatt-CFL | DEER | Scaled | BaseRatio |  |  | None |  | f |  | t | Res | Any | Lighting | InGen-CFL | Ltg_Lamp | CFLint_lamp |  | ILtg-CFL-Res |  |  |  | CFLratio0347 | CFLratio0347 | CFLscw-Candle(7w) | Standard |  | f | f | Disposition: MeasuresList-October312014.xlsx | RobNc |  |  |  | DEER1315-lt30wCFL | 1/1/2013 | 5/31/2015 | DEER2015 Uncertain Msr Update (Msr Expires) | TRUE | FALSE | 7 | 1 | TRUE | FALSE | FALSE | FALSE | FALSE | FALSE | TRUE | FALSE | FALSE
4959 | R-In-CFLscw-Candle(8w)-dWP19 | Residential Indoor General Lighting: CFL Lamp with integated Ballast replaces pre-existing standard lighting Wattage. Measure includes Code case. Impacts: CFL-based HOU (varies by BldgType) | DEER1314 | Lighting Disposition | 5/18/2015 | Res-Iltg-dWatt-CFL | DEER | Scaled | BaseRatio |  |  | None |  | f |  | t | Res | Any | Lighting | InGen-CFL | Ltg_Lamp | CFLint_lamp |  | ILtg-CFL-Res |  |  |  | CFLratio0347 | CFLratio0347 | CFLscw-Candle(8w) | Standard |  | f | f | Disposition: MeasuresList-October312014.xlsx | RobNc |  |  |  | DEER1315-lt30wCFL | 1/1/2013 | 5/31/2015 | DEER2015 Uncertain Msr Update (Msr Expires) | TRUE | FALSE | 8 | 1 | TRUE | FALSE | FALSE | FALSE | FALSE | FALSE | TRUE | FALSE | FALSE
4960 | R-In-CFLscw-Candle(9w)-dWP22 | Residential Indoor General Lighting: CFL Lamp with integated Ballast replaces pre-existing standard lighting Wattage. Measure includes Code case. Impacts: CFL-based HOU (varies by BldgType) | DEER1314 | Lighting Disposition | 5/18/2015 | Res-Iltg-dWatt-CFL | DEER | Scaled | BaseRatio |  |  | None |  | f |  | t | Res | Any | Lighting | InGen-CFL | Ltg_Lamp | CFLint_lamp |  | ILtg-CFL-Res |  |  |  | CFLratio0347 | CFLratio0347 | CFLscw-Candle(9w) | Standard |  | f | f | Disposition: MeasuresList-October312014.xlsx | RobNc |  |  |  | DEER1315-lt30wCFL | 1/1/2013 | 5/31/2015 | DEER2015 Uncertain Msr Update (Msr Expires) | TRUE | FALSE | 9 | 1 | TRUE | FALSE | FALSE | FALSE | FALSE | FALSE | TRUE | FALSE | FALSE
4961 | R-In-CFLscw-Circ9(22w)-dWP103 | Residential Indoor General Lighting: CFL Lamp with integated Ballast replaces Incandescent Lamp. Measure includes Code case. Impacts: CFL-based HOU (varies by BldgType) | DEER2014 | Lighting Disposition | 7/24/2014 00:00:00 | Res-Iltg-dWatt-CFL | DEER | Scaled | Delta |  |  | None |  | f |  | t | Res | Any | Lighting | InGen-CFL | Ltg_Lamp | CFLint_lamp |  | ILtg-CFL-Res |  |  |  | Incan(125w) | Incan(125w) | CFLscw-Circ9(22w) | Standard | WP source e.g.: SCE13LG017r0; Old Measure ID = R-In-CFLscw-Circ9(22w)-dWP70 | f | f | Disposition: MeasuresList-October312014.xlsx | RobNc |  | ILtg-Incand-Res |  | None | 10/31/2014 |  |  | TRUE | FALSE | 22 | FALSE | TRUE | FALSE | FALSE | FALSE | FALSE | FALSE | FALSE | FALSE | FALSE
4962 | R-In-CFLscw-Circ9(22w)-dWP54 | Residential Indoor General Lighting: CFL Lamp with integated Ballast replaces pre-existing standard lighting Wattage. Measure includes Code case. Impacts: CFL-based HOU (varies by BldgType) | DEER1314 | Lighting Disposition | 5/18/2015 | Res-Iltg-dWatt-CFL | DEER | Scaled | BaseRatio |  |  | None |  | f |  | t | Res | Any | Lighting | InGen-CFL | Ltg_Lamp | CFLint_lamp |  | ILtg-CFL-Res |  |  |  | CFLratio0347 | CFLratio0347 | CFLscw-Circ9(22w) | Standard |  | f | f | Disposition: MeasuresList-October312014.xlsx | RobNc |  |  |  | DEER1315-lt30wCFL | 1/1/2013 | 5/31/2015 | DEER2015 Uncertain Msr Update (Msr Expires) | TRUE | FALSE | 22 | 1 | TRUE | FALSE | FALSE | FALSE | FALSE | FALSE | TRUE | FALSE | FALSE
4963 | R-In-CFLscw-Circ9(22w)-dWP70 | Residential Indoor General Lighting: CFL Lamp with integated Ballast replaces Incandescent Lamp. Measure includes Code case. Impacts: CFL-based HOU (varies by BldgType) | DEER2011 | Lighting Disposition | 5/30/2014 00:00:00 | Res-Iltg-dWatt-CFL | Non-DEER | Scaled | Delta |  |  | None |  | t |  | t | Res | Any | Lighting | InGen-CFL | Ltg_Lamp | CFLint_lamp |  | ILtg-CFL-Res |  |  |  | Incan(92w) | Incan(92w) | CFLscw-Circ9(22w) | Standard | Replaced in October disposition with Measure ID = R-In-CFLscw-Circ9(22w)-dWP103 | f | f | Disposition: MeasuresList-October312014.xlsx | RobNc |  | ILtg-Incand-Res |  | DEER1314 | 1/1/2013 | 10/30/2014 |  | TRUE | FALSE | 22 | FALSE | TRUE | FALSE | FALSE | FALSE | FALSE | FALSE | FALSE | FALSE | FALSE
4964 | R-In-CFLscw-Circ9(26w)-dWP64 | Residential Indoor General Lighting: CFL Lamp with integated Ballast replaces pre-existing standard lighting Wattage. Measure includes Code case. Impacts: CFL-based HOU (varies by BldgType) | DEER1314 | Lighting Disposition | 5/18/2015 | Res-Iltg-dWatt-CFL | DEER | Scaled | BaseRatio |  |  | None |  | f |  | t | Res | Any | Lighting | InGen-CFL | Ltg_Lamp | CFLint_lamp |  | ILtg-CFL-Res |  |  |  | CFLratio0347 | CFLratio0347 | CFLscw-Circ9(26w) | Standard |  | f | f | Disposition: MeasuresList-October312014.xlsx | RobNc |  |  |  | DEER1315-lt30wCFL | 1/1/2013 | 5/31/2015 | DEER2015 Uncertain Msr Update (Msr Expires) | TRUE | FALSE | 26 | 1 | TRUE | FALSE | FALSE | FALSE | FALSE | FALSE | TRUE | FALSE | FALSE
4965 | R-In-CFLscw-Circ9(32w)-dWP112 | Residential Indoor General Lighting: CFL Lamp with integated Ballast replaces Incandescent Lamp. Measure includes Code case. Impacts: CFL-based HOU (varies by BldgType) | DEER2014 | Lighting Disposition | 7/24/2014 00:00:00 | Res-Iltg-dWatt-CFL | Non-DEER | Scaled | Delta |  |  | None |  | f |  | t | Res | Any | Lighting | InGen-CFL | Ltg_Lamp | CFLint_lamp |  | ILtg-CFL-Res |  |  |  | Incan(144w) | Incan(144w) | CFLscw-Circ9(32w) | Standard | WP source e.g.: SCE13LG017r0; Old Measure ID = R-In-CFLscw-Circ9(32w)-dWP72 | f | f | Disposition: MeasuresList-October312014.xlsx | RobNc |  | ILtg-Incand-Res |  | None | 10/31/2014 |  |  | TRUE | FALSE | 32 | 0 | TRUE | FALSE | FALSE | FALSE | FALSE | FALSE | FALSE | FALSE | FALSE
4966 | R-In-CFLscw-Circ9(32w)-dWP72 | Residential Indoor General Lighting: CFL Lamp with integated Ballast replaces Incandescent Lamp. Measure includes Code case. Impacts: CFL-based HOU (varies by BldgType) | DEER2011 | Lighting Disposition | 5/30/2014 00:00:00 | Res-Iltg-dWatt-CFL | Non-DEER | Scaled | Delta |  |  | None |  | t |  | t | Res | Any | Lighting | InGen-CFL | Ltg_Lamp | CFLint_lamp |  | ILtg-CFL-Res |  |  |  | Incan(104w) | Incan(104w) | CFLscw-Circ9(32w) | Standard | Replaced in October disposition with Measure ID = R-In-CFLscw-Circ9(32w)-dWP112 | f | f | Disposition: MeasuresList-October312014.xlsx | RobNc |  | ILtg-Incand-Res |  | DEER1314 | 1/1/2013 | 10/30/2014 |  | TRUE | FALSE | 32 | 0 | TRUE | FALSE | FALSE | FALSE | FALSE | FALSE | FALSE | FALSE | FALSE
4967 | R-In-CFLscw-Circ9(32w)-dWP79 | Residential Indoor General Lighting: CFL Lamp with integated Ballast replaces pre-existing standard lighting Wattage. Measure includes Code case. Impacts: CFL-based HOU (varies by BldgType) | DEER1314 | Lighting Disposition | 5/18/2015 | Res-Iltg-dWatt-CFL | Non-DEER | Scaled | BaseRatio |  |  | None |  | f |  | t | Res | Any | Lighting | InGen-CFL | Ltg_Lamp | CFLint_lamp |  | ILtg-CFL-Res |  |  |  | CFLratio0347 | CFLratio0347 | CFLscw-Circ9(32w) | Standard | Transition to new HOU begins 1/1/2016 as part of DEER2016 | f | f | Disposition: MeasuresList-October312014.xlsx | RobNc |  |  |  | DEER1315end | 1/1/2013 | 2015-12-31 | DEER2016 Update (Msr Expires) | TRUE | FALSE | 32 | 0 | TRUE | FALSE | FALSE | FALSE | FALSE | FALSE | FALSE | TRUE | FALSE
4968 | R-In-CFLscw-Circ9(40w)-dWP98 | Residential Indoor General Lighting: CFL Lamp with integated Ballast replaces pre-existing standard lighting Wattage. Measure includes Code case. Impacts: CFL-based HOU (varies by BldgType) | DEER1314 | Lighting Disposition | 5/18/2015 | Res-Iltg-dWatt-CFL | Non-DEER | Scaled | BaseRatio |  |  | None |  | f |  | t | Res | Any | Lighting | InGen-CFL | Ltg_Lamp | CFLint_lamp |  | ILtg-CFL-Res |  |  |  | CFLratio0347 | CFLratio0347 | CFLscw-Circ9(40w) | Standard | Transition to new HOU begins 1/1/2016 as part of DEER2016 | f | f | Disposition: MeasuresList-October312014.xlsx | RobNc |  |  |  | DEER1315end | 1/1/2013 | 2015-12-31 | DEER2016 Update (Msr Expires) | TRUE | FALSE | 40 | 0 | TRUE | FALSE | FALSE | FALSE | FALSE | FALSE | FALSE | TRUE | FALSE
4969 | R-In-CFLscw-Circ9(55w)-dWP135 | Residential Indoor General Lighting: CFL Lamp with integated Ballast replaces pre-existing standard lighting Wattage. Measure includes Code case. Impacts: CFL-based HOU (varies by BldgType) | DEER1314 | Lighting Disposition | 5/18/2015 | Res-Iltg-dWatt-CFL | Non-DEER | Scaled | BaseRatio |  |  | None |  | f |  | t | Res | Any | Lighting | InGen-CFL | Ltg_Lamp | CFLint_lamp |  | ILtg-CFL-Res |  |  |  | CFLratio0347 | CFLratio0347 | CFLscw-Circ9(55w) | Standard | Transition to new HOU begins 1/1/2016 as part of DEER2016 | f | f | Disposition: MeasuresList-October312014.xlsx | RobNc |  |  |  | DEER1315end | 1/1/2013 | 2015-12-31 | DEER2016 Update (Msr Expires) | TRUE | FALSE | 55 | 0 | TRUE | FALSE | FALSE | FALSE | FALSE | FALSE | FALSE | TRUE | FALSE
4970 | R-In-CFLscw-Glb(10w)-dWP24 | Residential Indoor General Lighting: CFL Lamp with integated Ballast replaces pre-existing standard lighting Wattage. Measure includes Code case. Impacts: CFL-based HOU (varies by BldgType) | DEER1314 | Lighting Disposition | 5/18/2015 | Res-Iltg-dWatt-CFL | DEER | Scaled | BaseRatio |  |  | None |  | f |  | t | Res | Any | Lighting | InGen-CFL | Ltg_Lamp | CFLint_lamp |  | ILtg-CFL-Res |  |  |  | CFLratio0347 | CFLratio0347 | CFLscw-Glb(10w) | Standard |  | f | f | Disposition: MeasuresList-October312014.xlsx | RobNc |  |  |  | DEER1315-lt30wCFL | 1/1/2013 | 5/31/2015 | DEER2015 Uncertain Msr Update (Msr Expires) | TRUE | FALSE | 10 | 1 | TRUE | FALSE | FALSE | FALSE | FALSE | FALSE | TRUE | FALSE | FALSE
4971 | R-In-CFLscw-Glb(11w)-dWP27 | Residential Indoor General Lighting: CFL Lamp with integated Ballast replaces pre-existing standard lighting Wattage. Measure includes Code case. Impacts: CFL-based HOU (varies by BldgType) | DEER1314 | Lighting Disposition | 5/18/2015 | Res-Iltg-dWatt-CFL | DEER | Scaled | BaseRatio |  |  | None |  | f |  | t | Res | Any | Lighting | InGen-CFL | Ltg_Lamp | CFLint_lamp |  | ILtg-CFL-Res |  |  |  | CFLratio0347 | CFLratio0347 | CFLscw-Glb(11w) | Standard |  | f | f | Disposition: MeasuresList-October312014.xlsx | RobNc |  |  |  | DEER1315-lt30wCFL | 1/1/2013 | 5/31/2015 | DEER2015 Uncertain Msr Update (Msr Expires) | TRUE | FALSE | 11 | 1 | TRUE | FALSE | FALSE | FALSE | FALSE | FALSE | TRUE | FALSE | FALSE
4972 | R-In-CFLscw-Glb(12w)-dWP29 | Residential Indoor General Lighting: CFL Lamp with integated Ballast replaces pre-existing standard lighting Wattage. Measure includes Code case. Impacts: CFL-based HOU (varies by BldgType) | DEER1314 | Lighting Disposition | 5/18/2015 | Res-Iltg-dWatt-CFL | DEER | Scaled | BaseRatio |  |  | None |  | f |  | t | Res | Any | Lighting | InGen-CFL | Ltg_Lamp | CFLint_lamp |  | ILtg-CFL-Res |  |  |  | CFLratio0347 | CFLratio0347 | CFLscw-Glb(12w) | Standard |  | f | f | Disposition: MeasuresList-October312014.xlsx | RobNc |  |  |  | DEER1315-lt30wCFL | 1/1/2013 | 5/31/2015 | DEER2015 Uncertain Msr Update (Msr Expires) | TRUE | FALSE | 12 | 1 | TRUE | FALSE | FALSE | FALSE | FALSE | FALSE | TRUE | FALSE | FALSE
4973 | R-In-CFLscw-Glb(13w)-dWP32 | Residential Indoor General Lighting: CFL Lamp with integated Ballast replaces pre-existing standard lighting Wattage. Measure includes Code case. Impacts: CFL-based HOU (varies by BldgType) | DEER1314 | Lighting Disposition | 5/18/2015 | Res-Iltg-dWatt-CFL | DEER | Scaled | BaseRatio |  |  | None |  | f |  | t | Res | Any | Lighting | InGen-CFL | Ltg_Lamp | CFLint_lamp |  | ILtg-CFL-Res |  |  |  | CFLratio0347 | CFLratio0347 | CFLscw-Glb(13w) | Standard |  | f | f | Disposition: MeasuresList-October312014.xlsx | RobNc |  |  |  | DEER1315-lt30wCFL | 1/1/2013 | 5/31/2015 | DEER2015 Uncertain Msr Update (Msr Expires) | TRUE | FALSE | 13 | 1 | TRUE | FALSE | FALSE | FALSE | FALSE | FALSE | TRUE | FALSE | FALSE
4974 | R-In-CFLscw-Glb(14w)-dWP34 | Residential Indoor General Lighting: CFL Lamp with integated Ballast replaces pre-existing standard lighting Wattage. Measure includes Code case. Impacts: CFL-based HOU (varies by BldgType) | DEER1314 | Lighting Disposition | 5/18/2015 | Res-Iltg-dWatt-CFL | DEER | Scaled | BaseRatio |  |  | None |  | f |  | t | Res | Any | Lighting | InGen-CFL | Ltg_Lamp | CFLint_lamp |  | ILtg-CFL-Res |  |  |  | CFLratio0347 | CFLratio0347 | CFLscw-Glb(14w) | Standard |  | f | f | Disposition: MeasuresList-October312014.xlsx | RobNc |  |  |  | DEER1315-lt30wCFL | 1/1/2013 | 5/31/2015 | DEER2015 Uncertain Msr Update (Msr Expires) | TRUE | FALSE | 14 | 1 | TRUE | FALSE | FALSE | FALSE | FALSE | FALSE | TRUE | FALSE | FALSE
4975 | R-In-CFLscw-Glb(15w)-dWP37 | Residential Indoor General Lighting: CFL Lamp with integated Ballast replaces pre-existing standard lighting Wattage. Measure includes Code case. Impacts: CFL-based HOU (varies by BldgType) | DEER1314 | Lighting Disposition | 5/18/2015 | Res-Iltg-dWatt-CFL | DEER | Scaled | BaseRatio |  |  | None |  | f |  | t | Res | Any | Lighting | InGen-CFL | Ltg_Lamp | CFLint_lamp |  | ILtg-CFL-Res |  |  |  | CFLratio0347 | CFLratio0347 | CFLscw-Glb(15w) | Standard |  | f | f | Disposition: MeasuresList-October312014.xlsx | RobNc |  |  |  | DEER1315-lt30wCFL | 1/1/2013 | 5/31/2015 | DEER2015 Uncertain Msr Update (Msr Expires) | TRUE | FALSE | 15 | 1 | TRUE | FALSE | FALSE | FALSE | FALSE | FALSE | TRUE | FALSE | FALSE
4976 | R-In-CFLscw-Glb(16w)-dWP39 | Residential Indoor General Lighting: CFL Lamp with integated Ballast replaces pre-existing standard lighting Wattage. Measure includes Code case. Impacts: CFL-based HOU (varies by BldgType) | DEER1314 | Lighting Disposition | 5/18/2015 | Res-Iltg-dWatt-CFL | DEER | Scaled | BaseRatio |  |  | None |  | f |  | t | Res | Any | Lighting | InGen-CFL | Ltg_Lamp | CFLint_lamp |  | ILtg-CFL-Res |  |  |  | CFLratio0347 | CFLratio0347 | CFLscw-Glb(16w) | Standard |  | f | f | Disposition: MeasuresList-October312014.xlsx | RobNc |  |  |  | DEER1315-lt30wCFL | 1/1/2013 | 5/31/2015 | DEER2015 Uncertain Msr Update (Msr Expires) | TRUE | FALSE | 16 | 1 | TRUE | FALSE | FALSE | FALSE | FALSE | FALSE | TRUE | FALSE | FALSE
4977 | R-In-CFLscw-Glb(18w)-dWP44 | Residential Indoor General Lighting: CFL Lamp with integated Ballast replaces pre-existing standard lighting Wattage. Measure includes Code case. Impacts: CFL-based HOU (varies by BldgType) | DEER1314 | Lighting Disposition | 5/18/2015 | Res-Iltg-dWatt-CFL | DEER | Scaled | BaseRatio |  |  | None |  | f |  | t | Res | Any | Lighting | InGen-CFL | Ltg_Lamp | CFLint_lamp |  | ILtg-CFL-Res |  |  |  | CFLratio0347 | CFLratio0347 | CFLscw-Glb(18w) | Standard |  | f | f | Disposition: MeasuresList-October312014.xlsx | RobNc |  |  |  | DEER1315-lt30wCFL | 1/1/2013 | 5/31/2015 | DEER2015 Uncertain Msr Update (Msr Expires) | TRUE | FALSE | 18 | 1 | TRUE | FALSE | FALSE | FALSE | FALSE | FALSE | TRUE | FALSE | FALSE
4978 | R-In-CFLscw-Glb(19w)-dWP46 | Residential Indoor General Lighting: CFL Lamp with integated Ballast replaces pre-existing standard lighting Wattage. Measure includes Code case. Impacts: CFL-based HOU (varies by BldgType) | DEER1314 | Lighting Disposition | 5/18/2015 | Res-Iltg-dWatt-CFL | DEER | Scaled | BaseRatio |  |  | None |  | f |  | t | Res | Any | Lighting | InGen-CFL | Ltg_Lamp | CFLint_lamp |  | ILtg-CFL-Res |  |  |  | CFLratio0347 | CFLratio0347 | CFLscw-Glb(19w) | Standard |  | f | f | Disposition: MeasuresList-October312014.xlsx | RobNc |  |  |  | DEER1315-lt30wCFL | 1/1/2013 | 5/31/2015 | DEER2015 Uncertain Msr Update (Msr Expires) | TRUE | FALSE | 19 | 1 | TRUE | FALSE | FALSE | FALSE | FALSE | FALSE | TRUE | FALSE | FALSE
4979 | R-In-CFLscw-Glb(20w)-dWP49 | Residential Indoor General Lighting: CFL Lamp with integated Ballast replaces pre-existing standard lighting Wattage. Measure includes Code case. Impacts: CFL-based HOU (varies by BldgType) | DEER1314 | Lighting Disposition | 5/18/2015 | Res-Iltg-dWatt-CFL | DEER | Scaled | BaseRatio |  |  | None |  | f |  | t | Res | Any | Lighting | InGen-CFL | Ltg_Lamp | CFLint_lamp |  | ILtg-CFL-Res |  |  |  | CFLratio0347 | CFLratio0347 | CFLscw-Glb(20w) | Standard |  | f | f | Disposition: MeasuresList-October312014.xlsx | RobNc |  |  |  | DEER1315-lt30wCFL | 1/1/2013 | 5/31/2015 | DEER2015 Uncertain Msr Update (Msr Expires) | TRUE | FALSE | 20 | 1 | TRUE | FALSE | FALSE | FALSE | FALSE | FALSE | TRUE | FALSE | FALSE
4980 | R-In-CFLscw-Glb(22w)-dWP54 | Residential Indoor General Lighting: CFL Lamp with integated Ballast replaces pre-existing standard lighting Wattage. Measure includes Code case. Impacts: CFL-based HOU (varies by BldgType) | DEER1314 | Lighting Disposition | 5/18/2015 | Res-Iltg-dWatt-CFL | DEER | Scaled | BaseRatio |  |  | None |  | f |  | t | Res | Any | Lighting | InGen-CFL | Ltg_Lamp | CFLint_lamp |  | ILtg-CFL-Res |  |  |  | CFLratio0347 | CFLratio0347 | CFLscw-Glb(22w) | Standard |  | f | f | Disposition: MeasuresList-October312014.xlsx | RobNc |  |  |  | DEER1315-lt30wCFL | 1/1/2013 | 5/31/2015 | DEER2015 Uncertain Msr Update (Msr Expires) | TRUE | FALSE | 22 | 1 | TRUE | FALSE | FALSE | FALSE | FALSE | FALSE | TRUE | FALSE | FALSE
4981 | R-In-CFLscw-Glb(23w)-dWP56 | Residential Indoor General Lighting: CFL Lamp with integated Ballast replaces pre-existing standard lighting Wattage. Measure includes Code case. Impacts: CFL-based HOU (varies by BldgType) | DEER1314 | Lighting Disposition | 5/18/2015 | Res-Iltg-dWatt-CFL | DEER | Scaled | BaseRatio |  |  | None |  | f |  | t | Res | Any | Lighting | InGen-CFL | Ltg_Lamp | CFLint_lamp |  | ILtg-CFL-Res |  |  |  | CFLratio0347 | CFLratio0347 | CFLscw-Glb(23w) | Standard |  | f | f | Disposition: MeasuresList-October312014.xlsx | RobNc |  |  |  | DEER1315-lt30wCFL | 1/1/2013 | 5/31/2015 | DEER2015 Uncertain Msr Update (Msr Expires) | TRUE | FALSE | 23 | 1 | TRUE | FALSE | FALSE | FALSE | FALSE | FALSE | TRUE | FALSE | FALSE
4982 | R-In-CFLscw-Glb(24w)-dWP59 | Residential Indoor General Lighting: CFL Lamp with integated Ballast replaces pre-existing standard lighting Wattage. Measure includes Code case. Impacts: CFL-based HOU (varies by BldgType) | DEER1314 | Lighting Disposition | 5/18/2015 | Res-Iltg-dWatt-CFL | DEER | Scaled | BaseRatio |  |  | None |  | f |  | t | Res | Any | Lighting | InGen-CFL | Ltg_Lamp | CFLint_lamp |  | ILtg-CFL-Res |  |  |  | CFLratio0347 | CFLratio0347 | CFLscw-Glb(24w) | Standard |  | f | f | Disposition: MeasuresList-October312014.xlsx | RobNc |  |  |  | DEER1315-lt30wCFL | 1/1/2013 | 5/31/2015 | DEER2015 Uncertain Msr Update (Msr Expires) | TRUE | FALSE | 24 | 1 | TRUE | FALSE | FALSE | FALSE | FALSE | FALSE | TRUE | FALSE | FALSE
4983 | R-In-CFLscw-Glb(25w)-dWP61 | Residential Indoor General Lighting: CFL Lamp with integated Ballast replaces pre-existing standard lighting Wattage. Measure includes Code case. Impacts: CFL-based HOU (varies by BldgType) | DEER1314 | Lighting Disposition | 5/18/2015 | Res-Iltg-dWatt-CFL | DEER | Scaled | BaseRatio |  |  | None |  | f |  | t | Res | Any | Lighting | InGen-CFL | Ltg_Lamp | CFLint_lamp |  | ILtg-CFL-Res |  |  |  | CFLratio0347 | CFLratio0347 | CFLscw-Glb(25w) | Standard |  | f | f | Disposition: MeasuresList-October312014.xlsx | RobNc |  |  |  | DEER1315-lt30wCFL | 1/1/2013 | 5/31/2015 | DEER2015 Uncertain Msr Update (Msr Expires) | TRUE | FALSE | 25 | 1 | TRUE | FALSE | FALSE | FALSE | FALSE | FALSE | TRUE | FALSE | FALSE
4984 | R-In-CFLscw-Glb(26w)-dWP64 | Residential Indoor General Lighting: CFL Lamp with integated Ballast replaces pre-existing standard lighting Wattage. Measure includes Code case. Impacts: CFL-based HOU (varies by BldgType) | DEER1314 | Lighting Disposition | 5/18/2015 | Res-Iltg-dWatt-CFL | DEER | Scaled | BaseRatio |  |  | None |  | f |  | t | Res | Any | Lighting | InGen-CFL | Ltg_Lamp | CFLint_lamp |  | ILtg-CFL-Res |  |  |  | CFLratio0347 | CFLratio0347 | CFLscw-Glb(26w) | Standard |  | f | f | Disposition: MeasuresList-October312014.xlsx | RobNc |  |  |  | DEER1315-lt30wCFL | 1/1/2013 | 5/31/2015 | DEER2015 Uncertain Msr Update (Msr Expires) | TRUE | FALSE | 26 | 1 | TRUE | FALSE | FALSE | FALSE | FALSE | FALSE | TRUE | FALSE | FALSE
4985 | R-In-CFLscw-Glb(27w)-dWP66 | Residential Indoor General Lighting: CFL Lamp with integated Ballast replaces pre-existing standard lighting Wattage. Measure includes Code case. Impacts: CFL-based HOU (varies by BldgType) | DEER1314 | Lighting Disposition | 5/18/2015 | Res-Iltg-dWatt-CFL | DEER | Scaled | BaseRatio |  |  | None |  | f |  | t | Res | Any | Lighting | InGen-CFL | Ltg_Lamp | CFLint_lamp |  | ILtg-CFL-Res |  |  |  | CFLratio0347 | CFLratio0347 | CFLscw-Glb(27w) | Standard |  | f | f | Disposition: MeasuresList-October312014.xlsx | RobNc |  |  |  | DEER1315-lt30wCFL | 1/1/2013 | 5/31/2015 | DEER2015 Uncertain Msr Update (Msr Expires) | TRUE | FALSE | 27 | 1 | TRUE | FALSE | FALSE | FALSE | FALSE | FALSE | TRUE | FALSE | FALSE
4986 | R-In-CFLscw-Glb(28w)-dWP69 | Residential Indoor General Lighting: CFL Lamp with integated Ballast replaces pre-existing standard lighting Wattage. Measure includes Code case. Impacts: CFL-based HOU (varies by BldgType) | DEER1314 | Lighting Disposition | 5/18/2015 | Res-Iltg-dWatt-CFL | DEER | Scaled | BaseRatio |  |  | None |  | f |  | t | Res | Any | Lighting | InGen-CFL | Ltg_Lamp | CFLint_lamp |  | ILtg-CFL-Res |  |  |  | CFLratio0347 | CFLratio0347 | CFLscw-Glb(28w) | Standard |  | f | f | Disposition: MeasuresList-October312014.xlsx | RobNc |  |  |  | DEER1315-lt30wCFL | 1/1/2013 | 5/31/2015 | DEER2015 Uncertain Msr Update (Msr Expires) | TRUE | FALSE | 28 | 1 | TRUE | FALSE | FALSE | FALSE | FALSE | FALSE | TRUE | FALSE | FALSE
4987 | R-In-CFLscw-Glb(30w)-dWP74 | Residential Indoor General Lighting: CFL Lamp with integated Ballast replaces pre-existing standard lighting Wattage. Measure includes Code case. Impacts: CFL-based HOU (varies by BldgType) | DEER1314 | Lighting Disposition | 5/18/2015 | Res-Iltg-dWatt-CFL | DEER | Scaled | BaseRatio |  |  | None |  | f |  | t | Res | Any | Lighting | InGen-CFL | Ltg_Lamp | CFLint_lamp |  | ILtg-CFL-Res |  |  |  | CFLratio0347 | CFLratio0347 | CFLscw-Glb(30w) | Standard |  | f | f | Disposition: MeasuresList-October312014.xlsx | RobNc |  |  |  | DEER1315-lt30wCFL | 1/1/2013 | 5/31/2015 | DEER2015 Uncertain Msr Update (Msr Expires) | TRUE | FALSE | 30 | 1 | TRUE | FALSE | FALSE | FALSE | FALSE | FALSE | TRUE | FALSE | FALSE
4988 | R-In-CFLscw-Glb(32w)-dWP79 | Residential Indoor General Lighting: CFL Lamp with integated Ballast replaces pre-existing standard lighting Wattage. Measure includes Code case. Impacts: CFL-based HOU (varies by BldgType) | DEER1314 | Lighting Disposition | 5/18/2015 | Res-Iltg-dWatt-CFL | Non-DEER | Scaled | BaseRatio |  |  | None |  | f |  | t | Res | Any | Lighting | InGen-CFL | Ltg_Lamp | CFLint_lamp |  | ILtg-CFL-Res |  |  |  | CFLratio0347 | CFLratio0347 | CFLscw-Glb(32w) | Standard | Transition to new HOU begins 1/1/2016 as part of DEER2016 | f | f | Disposition: MeasuresList-October312014.xlsx | RobNc |  |  |  | DEER1315end | 1/1/2013 | 2015-12-31 | DEER2016 Update (Msr Expires) | TRUE | FALSE | 32 | 0 | TRUE | FALSE | FALSE | FALSE | FALSE | FALSE | FALSE | TRUE | FALSE
4989 | R-In-CFLscw-Glb(40w)-dWP98 | Residential Indoor General Lighting: CFL Lamp with integated Ballast replaces pre-existing standard lighting Wattage. Measure includes Code case. Impacts: CFL-based HOU (varies by BldgType) | DEER1314 | Lighting Disposition | 5/18/2015 | Res-Iltg-dWatt-CFL | Non-DEER | Scaled | BaseRatio |  |  | None |  | f |  | t | Res | Any | Lighting | InGen-CFL | Ltg_Lamp | CFLint_lamp |  | ILtg-CFL-Res |  |  |  | CFLratio0347 | CFLratio0347 | CFLscw-Glb(40w) | Standard | Transition to new HOU begins 1/1/2016 as part of DEER2016 | f | f | Disposition: MeasuresList-October312014.xlsx | RobNc |  |  |  | DEER1315end | 1/1/2013 | 2015-12-31 | DEER2016 Update (Msr Expires) | TRUE | FALSE | 40 | 0 | TRUE | FALSE | FALSE | FALSE | FALSE | FALSE | FALSE | TRUE | FALSE
4990 | R-In-CFLscw-Glb(42w)-dWP103 | Residential Indoor General Lighting: CFL Lamp with integated Ballast replaces pre-existing standard lighting Wattage. Measure includes Code case. Impacts: CFL-based HOU (varies by BldgType) | DEER1314 | Lighting Disposition | 5/18/2015 | Res-Iltg-dWatt-CFL | Non-DEER | Scaled | BaseRatio |  |  | None |  | f |  | t | Res | Any | Lighting | InGen-CFL | Ltg_Lamp | CFLint_lamp |  | ILtg-CFL-Res |  |  |  | CFLratio0347 | CFLratio0347 | CFLscw-Glb(42w) | Standard | Transition to new HOU begins 1/1/2016 as part of DEER2016 | f | f | Disposition: MeasuresList-October312014.xlsx | RobNc |  |  |  | DEER1315end | 1/1/2013 | 2015-12-31 | DEER2016 Update (Msr Expires) | TRUE | FALSE | 42 | 0 | TRUE | FALSE | FALSE | FALSE | FALSE | FALSE | FALSE | TRUE | FALSE
4991 | R-In-CFLscw-Glb(45w)-dWP111 | Residential Indoor General Lighting: CFL Lamp with integated Ballast replaces pre-existing standard lighting Wattage. Measure includes Code case. Impacts: CFL-based HOU (varies by BldgType) | DEER1314 | Lighting Disposition | 5/18/2015 | Res-Iltg-dWatt-CFL | Non-DEER | Scaled | BaseRatio |  |  | None |  | f |  | t | Res | Any | Lighting | InGen-CFL | Ltg_Lamp | CFLint_lamp |  | ILtg-CFL-Res |  |  |  | CFLratio0347 | CFLratio0347 | CFLscw-Glb(45w) | Standard | Transition to new HOU begins 1/1/2016 as part of DEER2016 | f | f | Disposition: MeasuresList-October312014.xlsx | RobNc |  |  |  | DEER1315end | 1/1/2013 | 2015-12-31 | DEER2016 Update (Msr Expires) | TRUE | FALSE | 45 | 0 | TRUE | FALSE | FALSE | FALSE | FALSE | FALSE | FALSE | TRUE | FALSE
4992 | R-In-CFLscw-Glb(55w)-dWP135 | Residential Indoor General Lighting: CFL Lamp with integated Ballast replaces pre-existing standard lighting Wattage. Measure includes Code case. Impacts: CFL-based HOU (varies by BldgType) | DEER1314 | Lighting Disposition | 5/18/2015 | Res-Iltg-dWatt-CFL | Non-DEER | Scaled | BaseRatio |  |  | None |  | f |  | t | Res | Any | Lighting | InGen-CFL | Ltg_Lamp | CFLint_lamp |  | ILtg-CFL-Res |  |  |  | CFLratio0347 | CFLratio0347 | CFLscw-Glb(55w) | Standard | Transition to new HOU begins 1/1/2016 as part of DEER2016 | f | f | Disposition: MeasuresList-October312014.xlsx | RobNc |  |  |  | DEER1315end | 1/1/2013 | 2015-12-31 | DEER2016 Update (Msr Expires) | TRUE | FALSE | 55 | 0 | TRUE | FALSE | FALSE | FALSE | FALSE | FALSE | FALSE | TRUE | FALSE
4993 | R-In-CFLscw-Glb(7w)-dWP17 | Residential Indoor General Lighting: CFL Lamp with integated Ballast replaces pre-existing standard lighting Wattage. Measure includes Code case. Impacts: CFL-based HOU (varies by BldgType) | DEER1314 | Lighting Disposition | 5/18/2015 | Res-Iltg-dWatt-CFL | DEER | Scaled | BaseRatio |  |  | None |  | f |  | t | Res | Any | Lighting | InGen-CFL | Ltg_Lamp | CFLint_lamp |  | ILtg-CFL-Res |  |  |  | CFLratio0347 | CFLratio0347 | CFLscw-Glb(7w) | Standard |  | f | f | Disposition: MeasuresList-October312014.xlsx | RobNc |  |  |  | DEER1315-lt30wCFL | 1/1/2013 | 5/31/2015 | DEER2015 Uncertain Msr Update (Msr Expires) | TRUE | FALSE | 7 | 1 | TRUE | FALSE | FALSE | FALSE | FALSE | FALSE | TRUE | FALSE | FALSE
4994 | R-In-CFLscw-Glb(8w)-dWP19 | Residential Indoor General Lighting: CFL Lamp with integated Ballast replaces pre-existing standard lighting Wattage. Measure includes Code case. Impacts: CFL-based HOU (varies by BldgType) | DEER1314 | Lighting Disposition | 5/18/2015 | Res-Iltg-dWatt-CFL | DEER | Scaled | BaseRatio |  |  | None |  | f |  | t | Res | Any | Lighting | InGen-CFL | Ltg_Lamp | CFLint_lamp |  | ILtg-CFL-Res |  |  |  | CFLratio0347 | CFLratio0347 | CFLscw-Glb(8w) | Standard |  | f | f | Disposition: MeasuresList-October312014.xlsx | RobNc |  |  |  | DEER1315-lt30wCFL | 1/1/2013 | 5/31/2015 | DEER2015 Uncertain Msr Update (Msr Expires) | TRUE | FALSE | 8 | 1 | TRUE | FALSE | FALSE | FALSE | FALSE | FALSE | TRUE | FALSE | FALSE
4995 | R-In-CFLscw-Glb(9w)-dWP22 | Residential Indoor General Lighting: CFL Lamp with integated Ballast replaces pre-existing standard lighting Wattage. Measure includes Code case. Impacts: CFL-based HOU (varies by BldgType) | DEER1314 | Lighting Disposition | 5/18/2015 | Res-Iltg-dWatt-CFL | DEER | Scaled | BaseRatio |  |  | None |  | f |  | t | Res | Any | Lighting | InGen-CFL | Ltg_Lamp | CFLint_lamp |  | ILtg-CFL-Res |  |  |  | CFLratio0347 | CFLratio0347 | CFLscw-Glb(9w) | Standard |  | f | f | Disposition: MeasuresList-October312014.xlsx | RobNc |  |  |  | DEER1315-lt30wCFL | 1/1/2013 | 5/31/2015 | DEER2015 Uncertain Msr Update (Msr Expires) | TRUE | FALSE | 9 | 1 | TRUE | FALSE | FALSE | FALSE | FALSE | FALSE | TRUE | FALSE | FALSE
4996 | R-In-CFLscw-Refl(10w)-dWP30 | Residential Indoor General Lighting: CFL Lamp with integated Ballast replaces pre-existing standard lighting Wattage. Measure includes Code case. Impacts: CFL-based HOU (varies by BldgType) | DEER1314 | Lighting Disposition | 5/18/2015 | Res-Iltg-dWatt-CFL | DEER | Scaled | BaseRatio |  |  | None |  | f |  | t | Res | Any | Lighting | InGen-CFL | Ltg_Lamp | CFLint_lamp |  | ILtg-CFL-Res |  |  |  | CFLratio0409 | CFLratio0409 | CFLscw-Refl(10w) | Standard |  | f | f | Disposition: MeasuresList-October312014.xlsx | RobNc |  |  |  | DEER1315-lt30wCFL | 1/1/2013 | 5/31/2015 | DEER2015 Uncertain Msr Update (Msr Expires) | TRUE | FALSE | 10 | 1 | TRUE | TRUE | FALSE | FALSE | FALSE | FALSE | TRUE | FALSE | FALSE
4997 | R-In-CFLscw-Refl(11w)-dWP33 | Residential Indoor General Lighting: CFL Lamp with integated Ballast replaces pre-existing standard lighting Wattage. Measure includes Code case. Impacts: CFL-based HOU (varies by BldgType) | DEER1314 | Lighting Disposition | 5/18/2015 | Res-Iltg-dWatt-CFL | DEER | Scaled | BaseRatio |  |  | None |  | f |  | t | Res | Any | Lighting | InGen-CFL | Ltg_Lamp | CFLint_lamp |  | ILtg-CFL-Res |  |  |  | CFLratio0409 | CFLratio0409 | CFLscw-Refl(11w) | Standard |  | f | f | Disposition: MeasuresList-October312014.xlsx | RobNc |  |  |  | DEER1315-lt30wCFL | 1/1/2013 | 5/31/2015 | DEER2015 Uncertain Msr Update (Msr Expires) | TRUE | FALSE | 11 | 1 | TRUE | TRUE | FALSE | FALSE | FALSE | FALSE | TRUE | FALSE | FALSE
4998 | R-In-CFLscw-Refl(12w)-dWP37 | Residential Indoor General Lighting: CFL Lamp with integated Ballast replaces pre-existing standard lighting Wattage. Measure includes Code case. Impacts: CFL-based HOU (varies by BldgType) | DEER1314 | Lighting Disposition | 5/18/2015 | Res-Iltg-dWatt-CFL | DEER | Scaled | BaseRatio |  |  | None |  | f |  | t | Res | Any | Lighting | InGen-CFL | Ltg_Lamp | CFLint_lamp |  | ILtg-CFL-Res |  |  |  | CFLratio0409 | CFLratio0409 | CFLscw-Refl(12w) | Standard |  | f | f | Disposition: MeasuresList-October312014.xlsx | RobNc |  |  | Res-Lighting-InGen_CFLratio0409_CFLscw-Refl-12w | DEER1315-lt30wCFL | 1/1/2013 | 5/31/2015 | DEER2015 Uncertain Msr Update (Msr Expires) | TRUE | FALSE | 12 | 1 | TRUE | TRUE | FALSE | FALSE | FALSE | FALSE | TRUE | FALSE | FALSE
4999 | R-In-CFLscw-Refl(13w)-dWP40 | Residential Indoor General Lighting: CFL Lamp with integated Ballast replaces pre-existing standard lighting Wattage. Measure includes Code case. Impacts: CFL-based HOU (varies by BldgType) | DEER1314 | Lighting Disposition | 5/18/2015 | Res-Iltg-dWatt-CFL | DEER | Scaled | BaseRatio |  |  | None |  | t |  | t | Res | Any | Lighting | InGen-CFL | Ltg_Lamp | CFLint_lamp |  | ILtg-CFL-Res |  |  |  | CFLratio0409 | CFLratio0409 | CFLscw-Refl(13w) | Standard |  | f | f | Disposition: MeasuresList-October312014.xlsx | RobNc |  |  | Res-Lighting-InGen_CFLratio0409_CFLscw-Refl-13w | DEER1315-lt30wCFL | 1/1/2013 | 5/31/2015 | DEER2015 Uncertain Msr Update (Msr Expires) | TRUE | FALSE | 13 | 1 | TRUE | TRUE | FALSE | FALSE | FALSE | FALSE | TRUE | FALSE | FALSE
5000 | R-In-CFLscw-Refl(14w)-dWP43 | Residential Indoor General Lighting: CFL Lamp with integated Ballast replaces pre-existing standard lighting Wattage. Measure includes Code case. Impacts: CFL-based HOU (varies by BldgType) | DEER1314 | Lighting Disposition | 5/18/2015 | Res-Iltg-dWatt-CFL | DEER | Scaled | BaseRatio |  |  | None |  | f |  | t | Res | Any | Lighting | InGen-CFL | Ltg_Lamp | CFLint_lamp |  | ILtg-CFL-Res |  |  |  | CFLratio0409 | CFLratio0409 | CFLscw-Refl(14w) | Standard |  | f | f | Disposition: MeasuresList-October312014.xlsx | RobNc |  |  | Res-Lighting-InGen_CFLratio0409_CFLscw-Refl-14w | DEER1315-lt30wCFL | 1/1/2013 | 5/31/2015 | DEER2015 Uncertain Msr Update (Msr Expires) | TRUE | FALSE | 14 | 1 | TRUE | TRUE | FALSE | FALSE | FALSE | FALSE | TRUE | FALSE | FALSE
5001 | R-In-CFLscw-Refl(16w)-dWP49 | Residential Indoor General Lighting: CFL Lamp with integated Ballast replaces pre-existing standard lighting Wattage. Measure includes Code case. Impacts: CFL-based HOU (varies by BldgType) | DEER1314 | Lighting Disposition | 5/18/2015 | Res-Iltg-dWatt-CFL | DEER | Scaled | BaseRatio |  |  | None |  | f |  | t | Res | Any | Lighting | InGen-CFL | Ltg_Lamp | CFLint_lamp |  | ILtg-CFL-Res |  |  |  | CFLratio0409 | CFLratio0409 | CFLscw-Refl(16w) | Standard |  | f | f | Disposition: MeasuresList-October312014.xlsx | RobNc |  |  | Res-Lighting-InGen_CFLratio0409_CFLscw-Refl-16w | DEER1315-lt30wCFL | 1/1/2013 | 5/31/2015 | DEER2015 Uncertain Msr Update (Msr Expires) | TRUE | FALSE | 16 | 1 | TRUE | TRUE | FALSE | FALSE | FALSE | FALSE | TRUE | FALSE | FALSE
5002 | R-In-CFLscw-Refl(18w)-dWP55 | Residential Indoor General Lighting: CFL Lamp with integated Ballast replaces pre-existing standard lighting Wattage. Measure includes Code case. Impacts: CFL-based HOU (varies by BldgType) | DEER1314 | Lighting Disposition | 5/18/2015 | Res-Iltg-dWatt-CFL | DEER | Scaled | BaseRatio |  |  | None |  | f |  | t | Res | Any | Lighting | InGen-CFL | Ltg_Lamp | CFLint_lamp |  | ILtg-CFL-Res |  |  |  | CFLratio0409 | CFLratio0409 | CFLscw-Refl(18w) | Standard |  | f | f | Disposition: MeasuresList-October312014.xlsx | RobNc |  |  |  | DEER1315-lt30wCFL | 1/1/2013 | 5/31/2015 | DEER2015 Uncertain Msr Update (Msr Expires) | TRUE | FALSE | 18 | 1 | TRUE | TRUE | FALSE | FALSE | FALSE | FALSE | TRUE | FALSE | FALSE
5003 | R-In-CFLscw-Refl(19w)-dWP58 | Residential Indoor General Lighting: CFL Lamp with integated Ballast replaces pre-existing standard lighting Wattage. Measure includes Code case. Impacts: CFL-based HOU (varies by BldgType) | DEER1314 | Lighting Disposition | 5/18/2015 | Res-Iltg-dWatt-CFL | DEER | Scaled | BaseRatio |  |  | None |  | f |  | t | Res | Any | Lighting | InGen-CFL | Ltg_Lamp | CFLint_lamp |  | ILtg-CFL-Res |  |  |  | CFLratio0409 | CFLratio0409 | CFLscw-Refl(19w) | Standard |  | f | f | Disposition: MeasuresList-October312014.xlsx | RobNc |  |  |  | DEER1315-lt30wCFL | 1/1/2013 | 5/31/2015 | DEER2015 Uncertain Msr Update (Msr Expires) | TRUE | FALSE | 19 | 1 | TRUE | TRUE | FALSE | FALSE | FALSE | FALSE | TRUE | FALSE | FALSE
5004 | R-In-CFLscw-Refl(20w)-dWP61 | Residential Indoor General Lighting: CFL Lamp with integated Ballast replaces pre-existing standard lighting Wattage. Measure includes Code case. Impacts: CFL-based HOU (varies by BldgType) | DEER1314 | Lighting Disposition | 5/18/2015 | Res-Iltg-dWatt-CFL | DEER | Scaled | BaseRatio |  |  | None |  | f |  | t | Res | Any | Lighting | InGen-CFL | Ltg_Lamp | CFLint_lamp |  | ILtg-CFL-Res |  |  |  | CFLratio0409 | CFLratio0409 | CFLscw-Refl(20w) | Standard |  | f | f | Disposition: MeasuresList-October312014.xlsx | RobNc |  |  |  | DEER1315-lt30wCFL | 1/1/2013 | 5/31/2015 | DEER2015 Uncertain Msr Update (Msr Expires) | TRUE | FALSE | 20 | 1 | TRUE | TRUE | FALSE | FALSE | FALSE | FALSE | TRUE | FALSE | FALSE
5005 | R-In-CFLscw-Refl(22w)-dWP67 | Residential Indoor General Lighting: CFL Lamp with integated Ballast replaces pre-existing standard lighting Wattage. Measure includes Code case. Impacts: CFL-based HOU (varies by BldgType) | DEER1314 | Lighting Disposition | 5/18/2015 | Res-Iltg-dWatt-CFL | DEER | Scaled | BaseRatio |  |  | None |  | f |  | t | Res | Any | Lighting | InGen-CFL | Ltg_Lamp | CFLint_lamp |  | ILtg-CFL-Res |  |  |  | CFLratio0409 | CFLratio0409 | CFLscw-Refl(22w) | Standard |  | f | f | Disposition: MeasuresList-October312014.xlsx | RobNc |  |  |  | DEER1315-lt30wCFL | 1/1/2013 | 5/31/2015 | DEER2015 Uncertain Msr Update (Msr Expires) | TRUE | FALSE | 22 | 1 | TRUE | TRUE | FALSE | FALSE | FALSE | FALSE | TRUE | FALSE | FALSE
5006 | R-In-CFLscw-Refl(24w)-dWP74 | Residential Indoor General Lighting: CFL Lamp with integated Ballast replaces pre-existing standard lighting Wattage. Measure includes Code case. Impacts: CFL-based HOU (varies by BldgType) | DEER1314 | Lighting Disposition | 5/18/2015 | Res-Iltg-dWatt-CFL | DEER | Scaled | BaseRatio |  |  | None |  | f |  | t | Res | Any | Lighting | InGen-CFL | Ltg_Lamp | CFLint_lamp |  | ILtg-CFL-Res |  |  |  | CFLratio0409 | CFLratio0409 | CFLscw-Refl(24w) | Standard |  | f | f | Disposition: MeasuresList-October312014.xlsx | RobNc |  |  | Res-Lighting-InGen_CFLratio0409_CFLscw-Refl-24w | DEER1315-lt30wCFL | 1/1/2013 | 5/31/2015 | DEER2015 Uncertain Msr Update (Msr Expires) | TRUE | FALSE | 24 | 1 | TRUE | TRUE | FALSE | FALSE | FALSE | FALSE | TRUE | FALSE | FALSE
5007 | R-In-CFLscw-Refl(25w)-dWP77 | Residential Indoor General Lighting: CFL Lamp with integated Ballast replaces pre-existing standard lighting Wattage. Measure includes Code case. Impacts: CFL-based HOU (varies by BldgType) | DEER1314 | Lighting Disposition | 5/18/2015 | Res-Iltg-dWatt-CFL | DEER | Scaled | BaseRatio |  |  | None |  | f |  | t | Res | Any | Lighting | InGen-CFL | Ltg_Lamp | CFLint_lamp |  | ILtg-CFL-Res |  |  |  | CFLratio0409 | CFLratio0409 | CFLscw-Refl(25w) | Standard |  | f | f | Disposition: MeasuresList-October312014.xlsx | RobNc |  |  | Res-Lighting-InGen_CFLratio0409_CFLscw-Refl-25w | DEER1315-lt30wCFL | 1/1/2013 | 5/31/2015 | DEER2015 Uncertain Msr Update (Msr Expires) | TRUE | FALSE | 25 | 1 | TRUE | TRUE | FALSE | FALSE | FALSE | FALSE | TRUE | FALSE | FALSE
5008 | R-In-CFLscw-Refl(26w)-dWP80 | Residential Indoor General Lighting: CFL Lamp with integated Ballast replaces pre-existing standard lighting Wattage. Measure includes Code case. Impacts: CFL-based HOU (varies by BldgType) | DEER1314 | Lighting Disposition | 5/18/2015 | Res-Iltg-dWatt-CFL | DEER | Scaled | BaseRatio |  |  | None |  | f |  | t | Res | Any | Lighting | InGen-CFL | Ltg_Lamp | CFLint_lamp |  | ILtg-CFL-Res |  |  |  | CFLratio0409 | CFLratio0409 | CFLscw-Refl(26w) | Standard |  | f | f | Disposition: MeasuresList-October312014.xlsx | RobNc |  |  | Res-Lighting-InGen_CFLratio0409_CFLscw-Refl-26w | DEER1315-lt30wCFL | 1/1/2013 | 5/31/2015 | DEER2015 Uncertain Msr Update (Msr Expires) | TRUE | FALSE | 26 | 1 | TRUE | TRUE | FALSE | FALSE | FALSE | FALSE | TRUE | FALSE | FALSE
5009 | R-In-CFLscw-Refl(27w)-dWP83 | Residential Indoor General Lighting: CFL Lamp with integated Ballast replaces pre-existing standard lighting Wattage. Measure includes Code case. Impacts: CFL-based HOU (varies by BldgType) | DEER1314 | Lighting Disposition | 5/18/2015 | Res-Iltg-dWatt-CFL | DEER | Scaled | BaseRatio |  |  | None |  | f |  | t | Res | Any | Lighting | InGen-CFL | Ltg_Lamp | CFLint_lamp |  | ILtg-CFL-Res |  |  |  | CFLratio0409 | CFLratio0409 | CFLscw-Refl(27w) | Standard |  | f | f | Disposition: MeasuresList-October312014.xlsx | RobNc |  |  | Res-Lighting-InGen_CFLratio0409_CFLscw-Refl-27w | DEER1315-lt30wCFL | 1/1/2013 | 5/31/2015 | DEER2015 Uncertain Msr Update (Msr Expires) | TRUE | FALSE | 27 | 1 | TRUE | TRUE | FALSE | FALSE | FALSE | FALSE | TRUE | FALSE | FALSE
5010 | R-In-CFLscw-Refl(28w)-dWP86 | Residential Indoor General Lighting: CFL Lamp with integated Ballast replaces pre-existing standard lighting Wattage. Measure includes Code case. Impacts: CFL-based HOU (varies by BldgType) | DEER1314 | Lighting Disposition | 5/18/2015 | Res-Iltg-dWatt-CFL | DEER | Scaled | BaseRatio |  |  | None |  | f |  | t | Res | Any | Lighting | InGen-CFL | Ltg_Lamp | CFLint_lamp |  | ILtg-CFL-Res |  |  |  | CFLratio0409 | CFLratio0409 | CFLscw-Refl(28w) | Standard |  | f | f | Disposition: MeasuresList-October312014.xlsx | RobNc |  |  |  | DEER1315-lt30wCFL | 1/1/2013 | 5/31/2015 | DEER2015 Uncertain Msr Update (Msr Expires) | TRUE | FALSE | 28 | 1 | TRUE | TRUE | FALSE | FALSE | FALSE | FALSE | TRUE | FALSE | FALSE
5011 | R-In-CFLscw-Refl(30w)-dWP92 | Residential Indoor General Lighting: CFL Lamp with integated Ballast replaces pre-existing standard lighting Wattage. Measure includes Code case. Impacts: CFL-based HOU (varies by BldgType) | DEER1314 | Lighting Disposition | 5/18/2015 | Res-Iltg-dWatt-CFL | DEER | Scaled | BaseRatio |  |  | None |  | f |  | t | Res | Any | Lighting | InGen-CFL | Ltg_Lamp | CFLint_lamp |  | ILtg-CFL-Res |  |  |  | CFLratio0409 | CFLratio0409 | CFLscw-Refl(30w) | Standard |  | f | f | Disposition: MeasuresList-October312014.xlsx | RobNc |  |  |  | DEER1315-lt30wCFL | 1/1/2013 | 5/31/2015 | DEER2015 Uncertain Msr Update (Msr Expires) | TRUE | FALSE | 30 | 1 | TRUE | TRUE | FALSE | FALSE | FALSE | FALSE | TRUE | FALSE | FALSE
5012 | R-In-CFLscw-Refl(32w)-dWP98 | Residential Indoor General Lighting: CFL Lamp with integated Ballast replaces pre-existing standard lighting Wattage. Measure includes Code case. Impacts: CFL-based HOU (varies by BldgType) | DEER1314 | Lighting Disposition | 5/18/2015 | Res-Iltg-dWatt-CFL | Non-DEER | Scaled | BaseRatio |  |  | None |  | f |  | t | Res | Any | Lighting | InGen-CFL | Ltg_Lamp | CFLint_lamp |  | ILtg-CFL-Res |  |  |  | CFLratio0409 | CFLratio0409 | CFLscw-Refl(32w) | Standard | Transition to new HOU begins 1/1/2016 as part of DEER2016 | f | f | Disposition: MeasuresList-October312014.xlsx | RobNc |  |  |  | DEER1315end | 1/1/2013 | 2015-12-31 | DEER2016 Update (Msr Expires) | TRUE | FALSE | 32 | 0 | TRUE | TRUE | FALSE | FALSE | FALSE | FALSE | FALSE | TRUE | FALSE
5013 | R-In-CFLscw-Refl(40w)-dWP123 | Residential Indoor General Lighting: CFL Lamp with integated Ballast replaces pre-existing standard lighting Wattage. Measure includes Code case. Impacts: CFL-based HOU (varies by BldgType) | DEER1314 | Lighting Disposition | 5/18/2015 | Res-Iltg-dWatt-CFL | Non-DEER | Scaled | BaseRatio |  |  | None |  | f |  | t | Res | Any | Lighting | InGen-CFL | Ltg_Lamp | CFLint_lamp |  | ILtg-CFL-Res |  |  |  | CFLratio0409 | CFLratio0409 | CFLscw-Refl(40w) | Standard | Transition to new HOU begins 1/1/2016 as part of DEER2016 | f | f | Disposition: MeasuresList-October312014.xlsx | RobNc |  |  |  | DEER1315end | 1/1/2013 | 2015-12-31 | DEER2016 Update (Msr Expires) | TRUE | FALSE | 40 | 0 | TRUE | TRUE | FALSE | FALSE | FALSE | FALSE | FALSE | TRUE | FALSE
5014 | R-In-CFLscw-Refl(42w)-dWP129 | Residential Indoor General Lighting: CFL Lamp with integated Ballast replaces pre-existing standard lighting Wattage. Measure includes Code case. Impacts: CFL-based HOU (varies by BldgType) | DEER1314 | Lighting Disposition | 5/18/2015 | Res-Iltg-dWatt-CFL | Non-DEER | Scaled | BaseRatio |  |  | None |  | f |  | t | Res | Any | Lighting | InGen-CFL | Ltg_Lamp | CFLint_lamp |  | ILtg-CFL-Res |  |  |  | CFLratio0409 | CFLratio0409 | CFLscw-Refl(42w) | Standard | Transition to new HOU begins 1/1/2016 as part of DEER2016 | f | f | Disposition: MeasuresList-October312014.xlsx | RobNc |  |  |  | DEER1315end | 1/1/2013 | 2015-12-31 | DEER2016 Update (Msr Expires) | TRUE | FALSE | 42 | 0 | TRUE | TRUE | FALSE | FALSE | FALSE | FALSE | FALSE | TRUE | FALSE
5015 | R-In-CFLscw-Refl(45w)-dWP139 | Residential Indoor General Lighting: CFL Lamp with integated Ballast replaces pre-existing standard lighting Wattage. Measure includes Code case. Impacts: CFL-based HOU (varies by BldgType) | DEER1314 | Lighting Disposition | 5/18/2015 | Res-Iltg-dWatt-CFL | Non-DEER | Scaled | BaseRatio |  |  | None |  | f |  | t | Res | Any | Lighting | InGen-CFL | Ltg_Lamp | CFLint_lamp |  | ILtg-CFL-Res |  |  |  | CFLratio0409 | CFLratio0409 | CFLscw-Refl(45w) | Standard | Transition to new HOU begins 1/1/2016 as part of DEER2016 | f | f | Disposition: MeasuresList-October312014.xlsx | RobNc |  |  |  | DEER1315end | 1/1/2013 | 2015-12-31 | DEER2016 Update (Msr Expires) | TRUE | FALSE | 45 | 0 | TRUE | TRUE | FALSE | FALSE | FALSE | FALSE | FALSE | TRUE | FALSE
5016 | R-In-CFLscw-Refl(55w)-dWP169 | Residential Indoor General Lighting: CFL Lamp with integated Ballast replaces pre-existing standard lighting Wattage. Measure includes Code case. Impacts: CFL-based HOU (varies by BldgType) | DEER1314 | Lighting Disposition | 5/18/2015 | Res-Iltg-dWatt-CFL | Non-DEER | Scaled | BaseRatio |  |  | None |  | f |  | t | Res | Any | Lighting | InGen-CFL | Ltg_Lamp | CFLint_lamp |  | ILtg-CFL-Res |  |  |  | CFLratio0409 | CFLratio0409 | CFLscw-Refl(55w) | Standard | Transition to new HOU begins 1/1/2016 as part of DEER2016 | f | f | Disposition: MeasuresList-October312014.xlsx | RobNc |  |  |  | DEER1315end | 1/1/2013 | 2015-12-31 | DEER2016 Update (Msr Expires) | TRUE | FALSE | 55 | 0 | TRUE | TRUE | FALSE | FALSE | FALSE | FALSE | FALSE | TRUE | FALSE
5017 | R-In-CFLscw-Refl(7w)-dWP21 | Residential Indoor General Lighting: CFL Lamp with integated Ballast replaces pre-existing standard lighting Wattage. Measure includes Code case. Impacts: CFL-based HOU (varies by BldgType) | DEER1314 | Lighting Disposition | 5/18/2015 | Res-Iltg-dWatt-CFL | DEER | Scaled | BaseRatio |  |  | None |  | f |  | t | Res | Any | Lighting | InGen-CFL | Ltg_Lamp | CFLint_lamp |  | ILtg-CFL-Res |  |  |  | CFLratio0409 | CFLratio0409 | CFLscw-Refl(7w) | Standard |  | f | f | Disposition: MeasuresList-October312014.xlsx | RobNc |  |  |  | DEER1315-lt30wCFL | 1/1/2013 | 5/31/2015 | DEER2015 Uncertain Msr Update (Msr Expires) | TRUE | FALSE | 7 | 1 | TRUE | TRUE | FALSE | FALSE | FALSE | FALSE | TRUE | FALSE | FALSE
5018 | R-In-CFLscw-Refl(8w)-dWP24 | Residential Indoor General Lighting: CFL Lamp with integated Ballast replaces pre-existing standard lighting Wattage. Measure includes Code case. Impacts: CFL-based HOU (varies by BldgType) | DEER1314 | Lighting Disposition | 5/18/2015 | Res-Iltg-dWatt-CFL | DEER | Scaled | BaseRatio |  |  | None |  | f |  | t | Res | Any | Lighting | InGen-CFL | Ltg_Lamp | CFLint_lamp |  | ILtg-CFL-Res |  |  |  | CFLratio0409 | CFLratio0409 | CFLscw-Refl(8w) | Standard |  | f | f | Disposition: MeasuresList-October312014.xlsx | RobNc |  |  |  | DEER1315-lt30wCFL | 1/1/2013 | 5/31/2015 | DEER2015 Uncertain Msr Update (Msr Expires) | TRUE | FALSE | 8 | 1 | TRUE | TRUE | FALSE | FALSE | FALSE | FALSE | TRUE | FALSE | FALSE
5019 | R-In-CFLscw-Refl(9w)-dWP27 | Residential Indoor General Lighting: CFL Lamp with integated Ballast replaces pre-existing standard lighting Wattage. Measure includes Code case. Impacts: CFL-based HOU (varies by BldgType) | DEER1314 | Lighting Disposition | 5/18/2015 | Res-Iltg-dWatt-CFL | DEER | Scaled | BaseRatio |  |  | None |  | f |  | t | Res | Any | Lighting | InGen-CFL | Ltg_Lamp | CFLint_lamp |  | ILtg-CFL-Res |  |  |  | CFLratio0409 | CFLratio0409 | CFLscw-Refl(9w) | Standard |  | f | f | Disposition: MeasuresList-October312014.xlsx | RobNc |  |  |  | DEER1315-lt30wCFL | 1/1/2013 | 5/31/2015 | DEER2015 Uncertain Msr Update (Msr Expires) | TRUE | FALSE | 9 | 1 | TRUE | TRUE | FALSE | FALSE | FALSE | FALSE | TRUE | FALSE | FALSE
5020 | R-In-CFLscw-Refl-1(15w)-dWP46 | Residential Indoor General Lighting: CFL Lamp with integated Ballast replaces pre-existing standard lighting Wattage. Measure includes Code case. Impacts: CFL-based HOU (varies by BldgType) | DEER1314 | Lighting Disposition | 5/18/2015 | Res-Iltg-dWatt-CFL | DEER | Scaled | BaseRatio |  |  | None |  | f |  | t | Res | Any | Lighting | InGen-CFL | Ltg_Lamp | CFLint_lamp |  | ILtg-CFL-Res |  |  |  | CFLratio0409 | CFLratio0409 | CFLscw-Refl-1(15w) | Standard |  | f | f | Disposition: MeasuresList-October312014.xlsx | RobNc |  |  |  | DEER1315-lt30wCFL | 1/1/2013 | 5/31/2015 | DEER2015 Uncertain Msr Update (Msr Expires) | TRUE | FALSE | 15 | 1 | TRUE | TRUE | FALSE | FALSE | FALSE | FALSE | TRUE | FALSE | FALSE
5021 | R-In-CFLscw-Refl-1(23w)-dWP71 | Residential Indoor General Lighting: CFL Lamp with integated Ballast replaces pre-existing standard lighting Wattage. Measure includes Code case. Impacts: CFL-based HOU (varies by BldgType) | DEER1314 | Lighting Disposition | 5/18/2015 | Res-Iltg-dWatt-CFL | DEER | Scaled | BaseRatio |  |  | None |  | f |  | t | Res | Any | Lighting | InGen-CFL | Ltg_Lamp | CFLint_lamp |  | ILtg-CFL-Res |  |  |  | CFLratio0409 | CFLratio0409 | CFLscw-Refl-1(23w) | Standard |  | f | f | Disposition: MeasuresList-October312014.xlsx | RobNc |  |  |  | DEER1315-lt30wCFL | 1/1/2013 | 5/31/2015 | DEER2015 Uncertain Msr Update (Msr Expires) | TRUE | FALSE | 23 | 1 | TRUE | TRUE | FALSE | FALSE | FALSE | FALSE | TRUE | FALSE | FALSE
5022 | R-In-CFLscw-Refl-2(23w)-dWP71 | Residential Indoor General Lighting: CFL Lamp with integated Ballast replaces pre-existing standard lighting Wattage. Measure includes Code case. Impacts: CFL-based HOU (varies by BldgType) | DEER1314 | Lighting Disposition | 5/18/2015 | Res-Iltg-dWatt-CFL | DEER | Scaled | BaseRatio |  |  | None |  | f |  | t | Res | Any | Lighting | InGen-CFL | Ltg_Lamp | CFLint_lamp |  | ILtg-CFL-Res |  |  |  | CFLratio0409 | CFLratio0409 | CFLscw-Refl-2(23w) | Standard | WP source: PGE3PLTG173r2; This measure replaces measure ID = R-In-CFLscw-Refl(40w)-dWP123 | f | f | Disposition: MeasuresList-October312014.xlsx | RobNc |  |  |  | DEER1315-lt30wCFL | 1/1/2013 | 5/31/2015 | DEER2015 Uncertain Msr Update (Msr Expires) | TRUE | FALSE | 23 | 1 | TRUE | TRUE | FALSE | FALSE | FALSE | FALSE | TRUE | FALSE | FALSE
5023 | R-InCmn-CFLfixt-16w(16w)-dWP40 | Residential Indoor Common-Area Lighting: CFL Fixture replaces pre-existing standard lighting Wattage. Measure includes Code case. Impacts: HOU = 6142; CDF = 0.70 | DEER1314 | Lighting Disposition | 7/24/2014 00:00:00 | Res-Iltg-Cmn-dWatt-CFL | Non-DEER | Scaled | BaseRatio |  |  | None |  | f |  | t | Res | Any | Lighting | InCommon | Ltg_Fixture | CFL_fixt |  | ILtg-CFLfix-ResCmnArea |  |  |  | CFLratio0353 | CFLratio0353 | CFLfixt-16w(16w) | Standard |  | f | f | Disposition: MeasuresList-October312014.xlsx | RobNc |  |  |  | DEER1314 | 1/1/2013 |  |  | FALSE | FALSE |  |  | FALSE | FALSE | FALSE | FALSE | FALSE | FALSE | FALSE | FALSE | FALSE
5024 | R-InCmn-CFLfixt-22w(22w)-dWP55 | Residential Indoor Common-Area Lighting: CFL Fixture replaces pre-existing standard lighting Wattage. Measure includes Code case. Impacts: HOU = 6142; CDF = 0.70 | DEER1314 | Lighting Disposition | 7/24/2014 00:00:00 | Res-Iltg-Cmn-dWatt-CFL | Non-DEER | Scaled | BaseRatio |  |  | None |  | f |  | t | Res | Any | Lighting | InCommon | Ltg_Fixture | CFL_fixt |  | ILtg-CFLfix-ResCmnArea |  |  |  | CFLratio0353 | CFLratio0353 | CFLfixt-22w(22w) | Standard |  | f | f | Disposition: MeasuresList-October312014.xlsx | RobNc |  |  |  | DEER1314 | 1/1/2013 |  |  | FALSE | FALSE |  |  | FALSE | FALSE | FALSE | FALSE | FALSE | FALSE | FALSE | FALSE | FALSE
5025 | R-InCmn-CFLfixt-23w(23w)-dWP58 | Residential Indoor Common-Area Lighting: CFL Fixture replaces pre-existing standard lighting Wattage. Measure includes Code case. Impacts: HOU = 6142; CDF = 0.70 | DEER1314 | Lighting Disposition | 7/24/2014 00:00:00 | Res-Iltg-Cmn-dWatt-CFL | Non-DEER | Scaled | BaseRatio |  |  | None |  | f |  | t | Res | Any | Lighting | InCommon | Ltg_Fixture | CFL_fixt |  | ILtg-CFLfix-ResCmnArea |  |  |  | CFLratio0353 | CFLratio0353 | CFLfixt-23w(23w) | Standard |  | f | f | Disposition: MeasuresList-October312014.xlsx | RobNc |  |  |  | DEER1314 | 1/1/2013 |  |  | FALSE | FALSE |  |  | FALSE | FALSE | FALSE | FALSE | FALSE | FALSE | FALSE | FALSE | FALSE
5026 | R-InCmn-CFLfixt-25w(25w)-dWP63 | Residential Indoor Common-Area Lighting: CFL Fixture replaces pre-existing standard lighting Wattage. Measure includes Code case. Impacts: HOU = 6142; CDF = 0.70 | DEER1314 | Lighting Disposition | 7/24/2014 00:00:00 | Res-Iltg-Cmn-dWatt-CFL | Non-DEER | Scaled | BaseRatio |  |  | None |  | f |  | t | Res | Any | Lighting | InCommon | Ltg_Fixture | CFL_fixt |  | ILtg-CFLfix-ResCmnArea |  |  |  | CFLratio0353 | CFLratio0353 | CFLfixt-25w(25w) | Standard |  | f | f | Disposition: MeasuresList-October312014.xlsx | RobNc |  |  |  | DEER1314 | 1/1/2013 |  |  | FALSE | FALSE |  |  | FALSE | FALSE | FALSE | FALSE | FALSE | FALSE | FALSE | FALSE | FALSE
5027 | R-InCmn-CFLfixt-26w(26w)-dWP65 | Residential Indoor Common-Area Lighting: CFL Fixture replaces pre-existing standard lighting Wattage. Measure includes Code case. Impacts: HOU = 6142; CDF = 0.70 | DEER1314 | Lighting Disposition | 7/24/2014 00:00:00 | Res-Iltg-Cmn-dWatt-CFL | Non-DEER | Scaled | BaseRatio |  |  | None |  | f |  | t | Res | Any | Lighting | InCommon | Ltg_Fixture | CFL_fixt |  | ILtg-CFLfix-ResCmnArea |  |  |  | CFLratio0353 | CFLratio0353 | CFLfixt-26w(26w) | Standard |  | f | f | Disposition: MeasuresList-October312014.xlsx | RobNc |  |  |  | DEER1314 | 1/1/2013 |  |  | FALSE | FALSE |  |  | FALSE | FALSE | FALSE | FALSE | FALSE | FALSE | FALSE | FALSE | FALSE
5028 | R-InCmn-CFLfixt-27w(27w)-dWP68 | Residential Indoor Common-Area Lighting: CFL Fixture replaces pre-existing standard lighting Wattage. Measure includes Code case. Impacts: HOU = 6142; CDF = 0.70 | DEER1314 | Lighting Disposition | 7/24/2014 00:00:00 | Res-Iltg-Cmn-dWatt-CFL | Non-DEER | Scaled | BaseRatio |  |  | None |  | f |  | t | Res | Any | Lighting | InCommon | Ltg_Fixture | CFL_fixt |  | ILtg-CFLfix-ResCmnArea |  |  |  | CFLratio0353 | CFLratio0353 | CFLfixt-27w(27w) | Standard |  | f | f | Disposition: MeasuresList-October312014.xlsx | RobNc |  |  |  | DEER1314 | 1/1/2013 |  |  | FALSE | FALSE |  |  | FALSE | FALSE | FALSE | FALSE | FALSE | FALSE | FALSE | FALSE | FALSE
5029 | R-InCmn-CFLfixt-28.33w(28.33w)-dWP71 | Residential Indoor Common-Area Lighting: CFL Fixture replaces pre-existing standard lighting Wattage. Measure includes Code case. Impacts: HOU = 6142; CDF = 0.70 | DEER1314 | Lighting Disposition | 7/24/2014 00:00:00 | Res-Iltg-Cmn-dWatt-CFL | Non-DEER | Scaled | BaseRatio |  |  | None |  | f |  | t | Res | Any | Lighting | InCommon | Ltg_Fixture | CFL_fixt |  | ILtg-CFLfix-ResCmnArea |  |  |  | CFLratio0353 | CFLratio0353 | CFLfixt-28.33w(28.33w) | Standard |  | f | f | Disposition: MeasuresList-October312014.xlsx | RobNc |  |  |  | DEER1314 | 1/1/2013 |  |  | FALSE | FALSE |  |  | FALSE | FALSE | FALSE | FALSE | FALSE | FALSE | FALSE | FALSE | FALSE
5030 | R-InCmn-CFLfixt-28w(28w)-dWP70 | Residential Indoor Common-Area Lighting: CFL Fixture replaces pre-existing standard lighting Wattage. Measure includes Code case. Impacts: HOU = 6142; CDF = 0.70 | DEER1314 | Lighting Disposition | 7/24/2014 00:00:00 | Res-Iltg-Cmn-dWatt-CFL | Non-DEER | Scaled | BaseRatio |  |  | None |  | f |  | t | Res | Any | Lighting | InCommon | Ltg_Fixture | CFL_fixt |  | ILtg-CFLfix-ResCmnArea |  |  |  | CFLratio0353 | CFLratio0353 | CFLfixt-28w(28w) | Standard |  | f | f | Disposition: MeasuresList-October312014.xlsx | RobNc |  |  |  | DEER1314 | 1/1/2013 |  |  | FALSE | FALSE |  |  | FALSE | FALSE | FALSE | FALSE | FALSE | FALSE | FALSE | FALSE | FALSE
5031 | R-InCmn-CFLfixt-29w(29w)-dWP73 | Residential Indoor Common-Area Lighting: CFL Fixture replaces pre-existing standard lighting Wattage. Measure includes Code case. Impacts: HOU = 6142; CDF = 0.70 | DEER1314 | Lighting Disposition | 7/24/2014 00:00:00 | Res-Iltg-Cmn-dWatt-CFL | Non-DEER | Scaled | BaseRatio |  |  | None |  | f |  | t | Res | Any | Lighting | InCommon | Ltg_Fixture | CFL_fixt |  | ILtg-CFLfix-ResCmnArea |  |  |  | CFLratio0353 | CFLratio0353 | CFLfixt-29w(29w) | Standard |  | f | f | Disposition: MeasuresList-October312014.xlsx | RobNc |  |  |  | DEER1314 | 1/1/2013 |  |  | FALSE | FALSE |  |  | FALSE | FALSE | FALSE | FALSE | FALSE | FALSE | FALSE | FALSE | FALSE
5032 | R-InCmn-CFLfixt-30w(30w)-dWP75 | Residential Indoor Common-Area Lighting: CFL Fixture replaces pre-existing standard lighting Wattage. Measure includes Code case. Impacts: HOU = 6142; CDF = 0.70 | DEER1314 | Lighting Disposition | 7/24/2014 00:00:00 | Res-Iltg-Cmn-dWatt-CFL | Non-DEER | Scaled | BaseRatio |  |  | None |  | f |  | t | Res | Any | Lighting | InCommon | Ltg_Fixture | CFL_fixt |  | ILtg-CFLfix-ResCmnArea |  |  |  | CFLratio0353 | CFLratio0353 | CFLfixt-30w(30w) | Standard |  | f | f | Disposition: MeasuresList-October312014.xlsx | RobNc |  |  |  | DEER1314 | 1/1/2013 |  |  | FALSE | FALSE |  |  | FALSE | FALSE | FALSE | FALSE | FALSE | FALSE | FALSE | FALSE | FALSE
5033 | R-InCmn-CFLfixt-32w(32w)-dWP80 | Residential Indoor Common-Area Lighting: CFL Fixture replaces pre-existing standard lighting Wattage. Measure includes Code case. Impacts: HOU = 6142; CDF = 0.70 | DEER1314 | Lighting Disposition | 7/24/2014 00:00:00 | Res-Iltg-Cmn-dWatt-CFL | Non-DEER | Scaled | BaseRatio |  |  | None |  | f |  | t | Res | Any | Lighting | InCommon | Ltg_Fixture | CFL_fixt |  | ILtg-CFLfix-ResCmnArea |  |  |  | CFLratio0353 | CFLratio0353 | CFLfixt-32w(32w) | Standard |  | f | f | Disposition: MeasuresList-October312014.xlsx | RobNc |  |  |  | DEER1314 | 1/1/2013 |  |  | FALSE | FALSE |  |  | FALSE | FALSE | FALSE | FALSE | FALSE | FALSE | FALSE | FALSE | FALSE
5034 | R-InCmn-CFLfixt-36w(36w)-dWP91 | Residential Indoor Common-Area Lighting: CFL Fixture replaces pre-existing standard lighting Wattage. Measure includes Code case. Impacts: HOU = 6142; CDF = 0.70 | DEER1314 | Lighting Disposition | 7/24/2014 00:00:00 | Res-Iltg-Cmn-dWatt-CFL | Non-DEER | Scaled | BaseRatio |  |  | None |  | f |  | t | Res | Any | Lighting | InCommon | Ltg_Fixture | CFL_fixt |  | ILtg-CFLfix-ResCmnArea |  |  |  | CFLratio0353 | CFLratio0353 | CFLfixt-36w(36w) | Standard |  | f | f | Disposition: MeasuresList-October312014.xlsx | RobNc |  |  |  | DEER1314 | 1/1/2013 |  |  | FALSE | FALSE |  |  | FALSE | FALSE | FALSE | FALSE | FALSE | FALSE | FALSE | FALSE | FALSE
5035 | R-InCmn-CFLfixt-39w(39w)-dWP98 | Residential Indoor Common-Area Lighting: CFL Fixture replaces pre-existing standard lighting Wattage. Measure includes Code case. Impacts: HOU = 6142; CDF = 0.70 | DEER1314 | Lighting Disposition | 7/24/2014 00:00:00 | Res-Iltg-Cmn-dWatt-CFL | Non-DEER | Scaled | BaseRatio |  |  | None |  | f |  | t | Res | Any | Lighting | InCommon | Ltg_Fixture | CFL_fixt |  | ILtg-CFLfix-ResCmnArea |  |  |  | CFLratio0353 | CFLratio0353 | CFLfixt-39w(39w) | Standard |  | f | f | Disposition: MeasuresList-October312014.xlsx | RobNc |  |  |  | DEER1314 | 1/1/2013 |  |  | FALSE | FALSE |  |  | FALSE | FALSE | FALSE | FALSE | FALSE | FALSE | FALSE | FALSE | FALSE
5036 | R-InCmn-CFLfixt-40w(40w)-dWP101 | Residential Indoor Common-Area Lighting: CFL Fixture replaces pre-existing standard lighting Wattage. Measure includes Code case. Impacts: HOU = 6142; CDF = 0.70 | DEER1314 | Lighting Disposition | 7/24/2014 00:00:00 | Res-Iltg-Cmn-dWatt-CFL | Non-DEER | Scaled | BaseRatio |  |  | None |  | f |  | t | Res | Any | Lighting | InCommon | Ltg_Fixture | CFL_fixt |  | ILtg-CFLfix-ResCmnArea |  |  |  | CFLratio0353 | CFLratio0353 | CFLfixt-40w(40w) | Standard |  | f | f | Disposition: MeasuresList-October312014.xlsx | RobNc |  |  |  | DEER1314 | 1/1/2013 |  |  | FALSE | FALSE |  |  | FALSE | FALSE | FALSE | FALSE | FALSE | FALSE | FALSE | FALSE | FALSE
5037 | R-InCmn-CFLfixt-44w(44w)-dWP111 | Residential Indoor Common-Area Lighting: CFL Fixture replaces pre-existing standard lighting Wattage. Measure includes Code case. Impacts: HOU = 6142; CDF = 0.70 | DEER1314 | Lighting Disposition | 7/24/2014 00:00:00 | Res-Iltg-Cmn-dWatt-CFL | Non-DEER | Scaled | BaseRatio |  |  | None |  | f |  | t | Res | Any | Lighting | InCommon | Ltg_Fixture | CFL_fixt |  | ILtg-CFLfix-ResCmnArea |  |  |  | CFLratio0353 | CFLratio0353 | CFLfixt-44w(44w) | Standard |  | f | f | Disposition: MeasuresList-October312014.xlsx | RobNc |  |  |  | DEER1314 | 1/1/2013 |  |  | FALSE | FALSE |  |  | FALSE | FALSE | FALSE | FALSE | FALSE | FALSE | FALSE | FALSE | FALSE
5038 | R-InCmn-CFLfixt-46w(46w)-dWP116 | Residential Indoor Common-Area Lighting: CFL Fixture replaces pre-existing standard lighting Wattage. Measure includes Code case. Impacts: HOU = 6142; CDF = 0.70 | DEER1314 | Lighting Disposition | 7/24/2014 00:00:00 | Res-Iltg-Cmn-dWatt-CFL | Non-DEER | Scaled | BaseRatio |  |  | None |  | f |  | t | Res | Any | Lighting | InCommon | Ltg_Fixture | CFL_fixt |  | ILtg-CFLfix-ResCmnArea |  |  |  | CFLratio0353 | CFLratio0353 | CFLfixt-46w(46w) | Standard |  | f | f | Disposition: MeasuresList-October312014.xlsx | RobNc |  |  |  | DEER1314 | 1/1/2013 |  |  | FALSE | FALSE |  |  | FALSE | FALSE | FALSE | FALSE | FALSE | FALSE | FALSE | FALSE | FALSE
5039 | R-InCmn-CFLfixt-52w(52w)-dWP131 | Residential Indoor Common-Area Lighting: CFL Fixture replaces pre-existing standard lighting Wattage. Measure includes Code case. Impacts: HOU = 6142; CDF = 0.70 | DEER1314 | Lighting Disposition | 7/24/2014 00:00:00 | Res-Iltg-Cmn-dWatt-CFL | Non-DEER | Scaled | BaseRatio |  |  | None |  | f |  | t | Res | Any | Lighting | InCommon | Ltg_Fixture | CFL_fixt |  | ILtg-CFLfix-ResCmnArea |  |  |  | CFLratio0353 | CFLratio0353 | CFLfixt-52w(52w) | Standard |  | f | f | Disposition: MeasuresList-October312014.xlsx | RobNc |  |  |  | DEER1314 | 1/1/2013 |  |  | FALSE | FALSE |  |  | FALSE | FALSE | FALSE | FALSE | FALSE | FALSE | FALSE | FALSE | FALSE
5040 | R-InCmn-CFLfixt-54w(54w)-dWP136 | Residential Indoor Common-Area Lighting: CFL Fixture replaces pre-existing standard lighting Wattage. Measure includes Code case. Impacts: HOU = 6142; CDF = 0.70 | DEER1314 | Lighting Disposition | 7/24/2014 00:00:00 | Res-Iltg-Cmn-dWatt-CFL | Non-DEER | Scaled | BaseRatio |  |  | None |  | f |  | t | Res | Any | Lighting | InCommon | Ltg_Fixture | CFL_fixt |  | ILtg-CFLfix-ResCmnArea |  |  |  | CFLratio0353 | CFLratio0353 | CFLfixt-54w(54w) | Standard |  | f | f | Disposition: MeasuresList-October312014.xlsx | RobNc |  |  |  | DEER1314 | 1/1/2013 |  |  | FALSE | FALSE |  |  | FALSE | FALSE | FALSE | FALSE | FALSE | FALSE | FALSE | FALSE | FALSE
5041 | R-InCmn-CFLfixt-55w(55w)-dWP139 | Residential Indoor Common-Area Lighting: CFL Fixture replaces pre-existing standard lighting Wattage. Measure includes Code case. Impacts: HOU = 6142; CDF = 0.70 | DEER1314 | Lighting Disposition | 7/24/2014 00:00:00 | Res-Iltg-Cmn-dWatt-CFL | Non-DEER | Scaled | BaseRatio |  |  | None |  | f |  | t | Res | Any | Lighting | InCommon | Ltg_Fixture | CFL_fixt |  | ILtg-CFLfix-ResCmnArea |  |  |  | CFLratio0353 | CFLratio0353 | CFLfixt-55w(55w) | Standard |  | f | f | Disposition: MeasuresList-October312014.xlsx | RobNc |  |  |  | DEER1314 | 1/1/2013 |  |  | FALSE | FALSE |  |  | FALSE | FALSE | FALSE | FALSE | FALSE | FALSE | FALSE | FALSE | FALSE
5042 | R-InCmn-CFLfixt-64w(64w)-dWP161 | Residential Indoor Common-Area Lighting: CFL Fixture replaces pre-existing standard lighting Wattage. Measure includes Code case. Impacts: HOU = 6142; CDF = 0.70 | DEER1314 | Lighting Disposition | 7/24/2014 00:00:00 | Res-Iltg-Cmn-dWatt-CFL | Non-DEER | Scaled | BaseRatio |  |  | None |  | f |  | t | Res | Any | Lighting | InCommon | Ltg_Fixture | CFL_fixt |  | ILtg-CFLfix-ResCmnArea |  |  |  | CFLratio0353 | CFLratio0353 | CFLfixt-64w(64w) | Standard |  | f | f | Disposition: MeasuresList-October312014.xlsx | RobNc |  |  |  | DEER1314 | 1/1/2013 |  |  | FALSE | FALSE |  |  | FALSE | FALSE | FALSE | FALSE | FALSE | FALSE | FALSE | FALSE | FALSE
5043 | R-InCmn-CFLfixt-69w(69w)-dWP174 | Residential Indoor Common-Area Lighting: CFL Fixture replaces pre-existing standard lighting Wattage. Measure includes Code case. Impacts: HOU = 6142; CDF = 0.70 | DEER1314 | Lighting Disposition | 7/24/2014 00:00:00 | Res-Iltg-Cmn-dWatt-CFL | Non-DEER | Scaled | BaseRatio |  |  | None |  | f |  | t | Res | Any | Lighting | InCommon | Ltg_Fixture | CFL_fixt |  | ILtg-CFLfix-ResCmnArea |  |  |  | CFLratio0353 | CFLratio0353 | CFLfixt-69w(69w) | Standard |  | f | f | Disposition: MeasuresList-October312014.xlsx | RobNc |  |  |  | DEER1314 | 1/1/2013 |  |  | FALSE | FALSE |  |  | FALSE | FALSE | FALSE | FALSE | FALSE | FALSE | FALSE | FALSE | FALSE
5044 | R-InCmn-CFLfixt-72w(72w)-dWP182 | Residential Indoor Common-Area Lighting: CFL Fixture replaces pre-existing standard lighting Wattage. Measure includes Code case. Impacts: HOU = 6142; CDF = 0.70 | DEER1314 | Lighting Disposition | 7/24/2014 00:00:00 | Res-Iltg-Cmn-dWatt-CFL | Non-DEER | Scaled | BaseRatio |  |  | None |  | f |  | t | Res | Any | Lighting | InCommon | Ltg_Fixture | CFL_fixt |  | ILtg-CFLfix-ResCmnArea |  |  |  | CFLratio0353 | CFLratio0353 | CFLfixt-72w(72w) | Standard |  | f | f | Disposition: MeasuresList-October312014.xlsx | RobNc |  |  |  | DEER1314 | 1/1/2013 |  |  | FALSE | FALSE |  |  | FALSE | FALSE | FALSE | FALSE | FALSE | FALSE | FALSE | FALSE | FALSE
5045 | R-InCmn-CFLfixt-92w(92w)-dWP232 | Residential Indoor Common-Area Lighting: CFL Fixture replaces pre-existing standard lighting Wattage. Measure includes Code case. Impacts: HOU = 6142; CDF = 0.70 | DEER1314 | Lighting Disposition | 7/24/2014 00:00:00 | Res-Iltg-Cmn-dWatt-CFL | Non-DEER | Scaled | BaseRatio |  |  | None |  | f |  | t | Res | Any | Lighting | InCommon | Ltg_Fixture | CFL_fixt |  | ILtg-CFLfix-ResCmnArea |  |  |  | CFLratio0353 | CFLratio0353 | CFLfixt-92w(92w) | Standard |  | f | f | Disposition: MeasuresList-October312014.xlsx | RobNc |  |  |  | DEER1314 | 1/1/2013 |  |  | FALSE | FALSE |  |  | FALSE | FALSE | FALSE | FALSE | FALSE | FALSE | FALSE | FALSE | FALSE
5046 | R-InCmn-CFLfixt-Circ-22w(22w)-dWP55 | Residential Indoor Common-Area Lighting: CFL Fixture replaces pre-existing standard lighting Wattage. Measure includes Code case. Impacts: HOU = 6142; CDF = 0.70 | DEER1314 | Lighting Disposition | 7/24/2014 00:00:00 | Res-Iltg-Cmn-dWatt-CFL | Non-DEER | Scaled | BaseRatio |  |  | None |  | f |  | t | Res | Any | Lighting | InCommon | Ltg_Fixture | CFL_fixt |  | ILtg-CFLfix-ResCmnArea |  |  |  | CFLratio0353 | CFLratio0353 | CFLfixt-Circ-22w(22w) | Standard |  | f | f | Disposition: MeasuresList-October312014.xlsx | RobNc |  |  |  | DEER1314 | 1/1/2013 |  |  | FALSE | FALSE |  |  | FALSE | FALSE | FALSE | FALSE | FALSE | FALSE | FALSE | FALSE | FALSE
5047 | R-InCmn-CFLscw(11w)-dWP27 | Residential Indoor Common-Area Lighting: CFL Lamp with integated Ballast replaces pre-existing standard lighting Wattage. Measure includes Code case. Impacts: HOU = 6142; CDF = 0.70 | DEER1314 | Lighting Disposition | 5/18/2015 | Res-Iltg-Cmn-dWatt-CFL | Non-DEER | Scaled | BaseRatio |  |  | None |  | f |  | t | Res | Any | Lighting | InCommon | Ltg_Lamp | CFLint_lamp |  | ILtg-CFL-ResCmn |  |  |  | CFLratio0347 | CFLratio0347 | CFLscw(11w) | Standard |  | f | f | Disposition: MeasuresList-October312014.xlsx | RobNc |  |  |  | DEER1315-lt30wCFL | 1/1/2013 | 5/31/2015 | DEER2015 Uncertain Msr Update (Msr Expires) | TRUE | FALSE | 11 | 1 | TRUE | FALSE | FALSE | FALSE | FALSE | FALSE | TRUE | FALSE | FALSE
5048 | R-InCmn-CFLscw(13w)-dWP32 | Residential Indoor Common-Area Lighting: CFL Lamp with integated Ballast replaces pre-existing standard lighting Wattage. Measure includes Code case. Impacts: HOU = 6142; CDF = 0.70 | DEER1314 | Lighting Disposition | 5/18/2015 | Res-Iltg-Cmn-dWatt-CFL | Non-DEER | Scaled | BaseRatio |  |  | None |  | f |  | t | Res | Any | Lighting | InCommon | Ltg_Lamp | CFLint_lamp |  | ILtg-CFL-ResCmn |  |  |  | CFLratio0347 | CFLratio0347 | CFLscw(13w) | Standard |  | f | f | Disposition: MeasuresList-October312014.xlsx | RobNc |  |  |  | DEER1315-lt30wCFL | 1/1/2013 | 5/31/2015 | DEER2015 Uncertain Msr Update (Msr Expires) | TRUE | FALSE | 13 | 1 | TRUE | FALSE | FALSE | FALSE | FALSE | FALSE | TRUE | FALSE | FALSE
5049 | R-InCmn-CFLscw(14w)-dWP34 | Residential Indoor Common-Area Lighting: CFL Lamp with integated Ballast replaces pre-existing standard lighting Wattage. Measure includes Code case. Impacts: HOU = 6142; CDF = 0.70 | DEER1314 | Lighting Disposition | 5/18/2015 | Res-Iltg-Cmn-dWatt-CFL | Non-DEER | Scaled | BaseRatio |  |  | None |  | f |  | t | Res | Any | Lighting | InCommon | Ltg_Lamp | CFLint_lamp |  | ILtg-CFL-ResCmn |  |  |  | CFLratio0347 | CFLratio0347 | CFLscw(14w) | Standard |  | f | f | Disposition: MeasuresList-October312014.xlsx | RobNc |  |  |  | DEER1315-lt30wCFL | 1/1/2013 | 5/31/2015 | DEER2015 Uncertain Msr Update (Msr Expires) | TRUE | FALSE | 14 | 1 | TRUE | FALSE | FALSE | FALSE | FALSE | FALSE | TRUE | FALSE | FALSE
5050 | R-InCmn-CFLscw(15w)-dWP37 | Residential Indoor Common-Area Lighting: CFL Lamp with integated Ballast replaces pre-existing standard lighting Wattage. Measure includes Code case. Impacts: HOU = 6142; CDF = 0.70 | DEER1314 | Lighting Disposition | 5/18/2015 | Res-Iltg-Cmn-dWatt-CFL | Non-DEER | Scaled | BaseRatio |  |  | None |  | f |  | t | Res | Any | Lighting | InCommon | Ltg_Lamp | CFLint_lamp |  | ILtg-CFL-ResCmn |  |  |  | CFLratio0347 | CFLratio0347 | CFLscw(15w) | Standard |  | f | f | Disposition: MeasuresList-October312014.xlsx | RobNc |  |  |  | DEER1315-lt30wCFL | 1/1/2013 | 5/31/2015 | DEER2015 Uncertain Msr Update (Msr Expires) | TRUE | FALSE | 15 | 1 | TRUE | FALSE | FALSE | FALSE | FALSE | FALSE | TRUE | FALSE | FALSE
5051 | R-InCmn-CFLscw(18w)-dWP44 | Residential Indoor Common-Area Lighting: CFL Lamp with integated Ballast replaces pre-existing standard lighting Wattage. Measure includes Code case. Impacts: HOU = 6142; CDF = 0.70 | DEER1314 | Lighting Disposition | 5/18/2015 | Res-Iltg-Cmn-dWatt-CFL | Non-DEER | Scaled | BaseRatio |  |  | None |  | f |  | t | Res | Any | Lighting | InCommon | Ltg_Lamp | CFLint_lamp |  | ILtg-CFL-ResCmn |  |  |  | CFLratio0347 | CFLratio0347 | CFLscw(18w) | Standard |  | f | f | Disposition: MeasuresList-October312014.xlsx | RobNc |  |  |  | DEER1315-lt30wCFL | 1/1/2013 | 5/31/2015 | DEER2015 Uncertain Msr Update (Msr Expires) | TRUE | FALSE | 18 | 1 | TRUE | FALSE | FALSE | FALSE | FALSE | FALSE | TRUE | FALSE | FALSE
5052 | R-InCmn-CFLscw(19w)-dWP46 | Residential Indoor Common-Area Lighting: CFL Lamp with integated Ballast replaces pre-existing standard lighting Wattage. Measure includes Code case. Impacts: HOU = 6142; CDF = 0.70 | DEER1314 | Lighting Disposition | 5/18/2015 | Res-Iltg-Cmn-dWatt-CFL | Non-DEER | Scaled | BaseRatio |  |  | None |  | f |  | t | Res | Any | Lighting | InCommon | Ltg_Lamp | CFLint_lamp |  | ILtg-CFL-ResCmn |  |  |  | CFLratio0347 | CFLratio0347 | CFLscw(19w) | Standard |  | f | f | Disposition: MeasuresList-October312014.xlsx | RobNc |  |  |  | DEER1315-lt30wCFL | 1/1/2013 | 5/31/2015 | DEER2015 Uncertain Msr Update (Msr Expires) | TRUE | FALSE | 19 | 1 | TRUE | FALSE | FALSE | FALSE | FALSE | FALSE | TRUE | FALSE | FALSE
5053 | R-InCmn-CFLscw(20w)-dWP49 | Residential Indoor Common-Area Lighting: CFL Lamp with integated Ballast replaces pre-existing standard lighting Wattage. Measure includes Code case. Impacts: HOU = 6142; CDF = 0.70 | DEER1314 | Lighting Disposition | 5/18/2015 | Res-Iltg-Cmn-dWatt-CFL | Non-DEER | Scaled | BaseRatio |  |  | None |  | f |  | t | Res | Any | Lighting | InCommon | Ltg_Lamp | CFLint_lamp |  | ILtg-CFL-ResCmn |  |  |  | CFLratio0347 | CFLratio0347 | CFLscw(20w) | Standard |  | f | f | Disposition: MeasuresList-October312014.xlsx | RobNc |  |  |  | DEER1315-lt30wCFL | 1/1/2013 | 5/31/2015 | DEER2015 Uncertain Msr Update (Msr Expires) | TRUE | FALSE | 20 | 1 | TRUE | FALSE | FALSE | FALSE | FALSE | FALSE | TRUE | FALSE | FALSE
5054 | R-InCmn-CFLscw(23w)-dWP56 | Residential Indoor Common-Area Lighting: CFL Lamp with integated Ballast replaces pre-existing standard lighting Wattage. Measure includes Code case. Impacts: HOU = 6142; CDF = 0.70 | DEER1314 | Lighting Disposition | 5/18/2015 | Res-Iltg-Cmn-dWatt-CFL | Non-DEER | Scaled | BaseRatio |  |  | None |  | f |  | t | Res | Any | Lighting | InCommon | Ltg_Lamp | CFLint_lamp |  | ILtg-CFL-ResCmn |  |  |  | CFLratio0347 | CFLratio0347 | CFLscw(23w) | Standard |  | f | f | Disposition: MeasuresList-October312014.xlsx | RobNc |  |  |  | DEER1315-lt30wCFL | 1/1/2013 | 5/31/2015 | DEER2015 Uncertain Msr Update (Msr Expires) | TRUE | FALSE | 23 | 1 | TRUE | FALSE | FALSE | FALSE | FALSE | FALSE | TRUE | FALSE | FALSE
5055 | R-InCmn-CFLscw(25w)-dWP61 | Residential Indoor Common-Area Lighting: CFL Lamp with integated Ballast replaces pre-existing standard lighting Wattage. Measure includes Code case. Impacts: HOU = 6142; CDF = 0.70 | DEER1314 | Lighting Disposition | 5/18/2015 | Res-Iltg-Cmn-dWatt-CFL | Non-DEER | Scaled | BaseRatio |  |  | None |  | f |  | t | Res | Any | Lighting | InCommon | Ltg_Lamp | CFLint_lamp |  | ILtg-CFL-ResCmn |  |  |  | CFLratio0347 | CFLratio0347 | CFLscw(25w) | Standard |  | f | f | Disposition: MeasuresList-October312014.xlsx | RobNc |  |  |  | DEER1315-lt30wCFL | 1/1/2013 | 5/31/2015 | DEER2015 Uncertain Msr Update (Msr Expires) | TRUE | FALSE | 25 | 1 | TRUE | FALSE | FALSE | FALSE | FALSE | FALSE | TRUE | FALSE | FALSE
5056 | R-InCmn-CFLscw(26w)-dWP64 | Residential Indoor Common-Area Lighting: CFL Lamp with integated Ballast replaces pre-existing standard lighting Wattage. Measure includes Code case. Impacts: HOU = 6142; CDF = 0.70 | DEER1314 | Lighting Disposition | 5/18/2015 | Res-Iltg-Cmn-dWatt-CFL | Non-DEER | Scaled | BaseRatio |  |  | None |  | f |  | t | Res | Any | Lighting | InCommon | Ltg_Lamp | CFLint_lamp |  | ILtg-CFL-ResCmn |  |  |  | CFLratio0347 | CFLratio0347 | CFLscw(26w) | Standard |  | f | f | Disposition: MeasuresList-October312014.xlsx | RobNc |  |  |  | DEER1315-lt30wCFL | 1/1/2013 | 5/31/2015 | DEER2015 Uncertain Msr Update (Msr Expires) | TRUE | FALSE | 26 | 1 | TRUE | FALSE | FALSE | FALSE | FALSE | FALSE | TRUE | FALSE | FALSE
5057 | R-InCmn-CFLscw(27w)-dWP66 | Residential Indoor Common-Area Lighting: CFL Lamp with integated Ballast replaces pre-existing standard lighting Wattage. Measure includes Code case. Impacts: HOU = 6142; CDF = 0.70 | DEER1314 | Lighting Disposition | 5/18/2015 | Res-Iltg-Cmn-dWatt-CFL | Non-DEER | Scaled | BaseRatio |  |  | None |  | f |  | t | Res | Any | Lighting | InCommon | Ltg_Lamp | CFLint_lamp |  | ILtg-CFL-ResCmn |  |  |  | CFLratio0347 | CFLratio0347 | CFLscw(27w) | Standard |  | f | f | Disposition: MeasuresList-October312014.xlsx | RobNc |  |  |  | DEER1315-lt30wCFL | 1/1/2013 | 5/31/2015 | DEER2015 Uncertain Msr Update (Msr Expires) | TRUE | FALSE | 27 | 1 | TRUE | FALSE | FALSE | FALSE | FALSE | FALSE | TRUE | FALSE | FALSE
5058 | R-InCmn-CFLscw(28w)-dWP69 | Residential Indoor Common-Area Lighting: CFL Lamp with integated Ballast replaces pre-existing standard lighting Wattage. Measure includes Code case. Impacts: HOU = 6142; CDF = 0.70 | DEER1314 | Lighting Disposition | 5/18/2015 | Res-Iltg-Cmn-dWatt-CFL | Non-DEER | Scaled | BaseRatio |  |  | None |  | f |  | t | Res | Any | Lighting | InCommon | Ltg_Lamp | CFLint_lamp |  | ILtg-CFL-ResCmn |  |  |  | CFLratio0347 | CFLratio0347 | CFLscw(28w) | Standard |  | f | f | Disposition: MeasuresList-October312014.xlsx | RobNc |  |  |  | DEER1315-lt30wCFL | 1/1/2013 | 5/31/2015 | DEER2015 Uncertain Msr Update (Msr Expires) | TRUE | FALSE | 28 | 1 | TRUE | FALSE | FALSE | FALSE | FALSE | FALSE | TRUE | FALSE | FALSE
5059 | R-InCmn-CFLscw(32w)-dWP79 | Residential Indoor Common-Area Lighting: CFL Lamp with integated Ballast replaces pre-existing standard lighting Wattage. Measure includes Code case. Impacts: HOU = 6142; CDF = 0.70 | DEER1314 | Lighting Disposition | 5/18/2015 | Res-Iltg-Cmn-dWatt-CFL | Non-DEER | Scaled | BaseRatio |  |  | None |  | f |  | t | Res | Any | Lighting | InCommon | Ltg_Lamp | CFLint_lamp |  | ILtg-CFL-ResCmn |  |  |  | CFLratio0347 | CFLratio0347 | CFLscw(32w) | Standard | Transition to new HOU begins 1/1/2016 as part of DEER2016 | f | f | Disposition: MeasuresList-October312014.xlsx | RobNc |  |  |  | DEER1315end | 1/1/2013 | 2015-12-31 | DEER2016 Update (Msr Expires) | TRUE | FALSE | 32 | 0 | TRUE | FALSE | FALSE | FALSE | FALSE | FALSE | FALSE | TRUE | FALSE
5060 | R-InCmn-CFLscw(36w)-dWP88 | Residential Indoor Common-Area Lighting: CFL Lamp with integated Ballast replaces pre-existing standard lighting Wattage. Measure includes Code case. Impacts: HOU = 6142; CDF = 0.70 | DEER1314 | Lighting Disposition | 5/18/2015 | Res-Iltg-Cmn-dWatt-CFL | Non-DEER | Scaled | BaseRatio |  |  | None |  | f |  | t | Res | Any | Lighting | InCommon | Ltg_Lamp | CFLint_lamp |  | ILtg-CFL-ResCmn |  |  |  | CFLratio0347 | CFLratio0347 | CFLscw(36w) | Standard | Transition to new HOU begins 1/1/2016 as part of DEER2016 | f | f | Disposition: MeasuresList-October312014.xlsx | RobNc |  |  |  | DEER1315end | 1/1/2013 | 2015-12-31 | DEER2016 Update (Msr Expires) | TRUE | FALSE | 36 | 0 | TRUE | FALSE | FALSE | FALSE | FALSE | FALSE | FALSE | TRUE | FALSE
5061 | R-InCmn-CFLscw(42w)-dWP103 | Residential Indoor Common-Area Lighting: CFL Lamp with integated Ballast replaces pre-existing standard lighting Wattage. Measure includes Code case. Impacts: HOU = 6142; CDF = 0.70 | DEER1314 | Lighting Disposition | 5/18/2015 | Res-Iltg-Cmn-dWatt-CFL | Non-DEER | Scaled | BaseRatio |  |  | None |  | f |  | t | Res | Any | Lighting | InCommon | Ltg_Lamp | CFLint_lamp |  | ILtg-CFL-ResCmn |  |  |  | CFLratio0347 | CFLratio0347 | CFLscw(42w) | Standard | Transition to new HOU begins 1/1/2016 as part of DEER2016 | f | f | Disposition: MeasuresList-October312014.xlsx | RobNc |  |  |  | DEER1315end | 1/1/2013 | 2015-12-31 | DEER2016 Update (Msr Expires) | TRUE | FALSE | 42 | 0 | TRUE | FALSE | FALSE | FALSE | FALSE | FALSE | FALSE | TRUE | FALSE
5062 | R-InCmn-CFLscw(55w)-dWP135 | Residential Indoor Common-Area Lighting: CFL Lamp with integated Ballast replaces pre-existing standard lighting Wattage. Measure includes Code case. Impacts: HOU = 6142; CDF = 0.70 | DEER1314 | Lighting Disposition | 5/18/2015 | Res-Iltg-Cmn-dWatt-CFL | Non-DEER | Scaled | BaseRatio |  |  | None |  | f |  | t | Res | Any | Lighting | InCommon | Ltg_Lamp | CFLint_lamp |  | ILtg-CFL-ResCmn |  |  |  | CFLratio0347 | CFLratio0347 | CFLscw(55w) | Standard | Transition to new HOU begins 1/1/2016 as part of DEER2016 | f | f | Disposition: MeasuresList-October312014.xlsx | RobNc |  |  |  | DEER1315end | 1/1/2013 | 2015-12-31 | DEER2016 Update (Msr Expires) | TRUE | FALSE | 55 | 0 | TRUE | FALSE | FALSE | FALSE | FALSE | FALSE | FALSE | TRUE | FALSE
5063 | R-InCmn-CFLscw(9w)-dWP22 | Residential Indoor Common-Area Lighting: CFL Lamp with integated Ballast replaces pre-existing standard lighting Wattage. Measure includes Code case. Impacts: HOU = 6142; CDF = 0.70 | DEER1314 | Lighting Disposition | 5/18/2015 | Res-Iltg-Cmn-dWatt-CFL | Non-DEER | Scaled | BaseRatio |  |  | None |  | f |  | t | Res | Any | Lighting | InCommon | Ltg_Lamp | CFLint_lamp |  | ILtg-CFL-ResCmn |  |  |  | CFLratio0347 | CFLratio0347 | CFLscw(9w) | Standard |  | f | f | Disposition: MeasuresList-October312014.xlsx | RobNc |  |  |  | DEER1315-lt30wCFL | 1/1/2013 | 5/31/2015 | DEER2015 Uncertain Msr Update (Msr Expires) | TRUE | FALSE | 9 | 1 | TRUE | FALSE | FALSE | FALSE | FALSE | FALSE | TRUE | FALSE | FALSE
5064 | R-InCmn-CFLscw-Refl(13w)-dWP40 | Residential Indoor Common-Area Lighting: CFL Lamp with integated Ballast replaces pre-existing standard lighting Wattage. Measure includes Code case. Impacts: HOU = 6142; CDF = 0.70 | DEER1314 | Lighting Disposition | 5/18/2015 | Res-Iltg-Cmn-dWatt-CFL | Non-DEER | Scaled | BaseRatio |  |  | None |  | f |  | t | Res | Any | Lighting | InCommon | Ltg_Lamp | CFLint_lamp |  | ILtg-CFL-ResCmn |  |  |  | CFLratio0409 | CFLratio0409 | CFLscw-Refl(13w) | Standard |  | f | f | Disposition: MeasuresList-October312014.xlsx | RobNc |  |  |  | DEER1315-lt30wCFL | 1/1/2013 | 5/31/2015 | DEER2015 Uncertain Msr Update (Msr Expires) | TRUE | FALSE | 13 | 1 | TRUE | TRUE | FALSE | FALSE | FALSE | FALSE | TRUE | FALSE | FALSE
5065 | R-InCmn-CFLscw-Refl(14w)-dWP43 | Residential Indoor Common-Area Lighting: CFL Lamp with integated Ballast replaces pre-existing standard lighting Wattage. Measure includes Code case. Impacts: HOU = 6142; CDF = 0.70 | DEER1314 | Lighting Disposition | 5/18/2015 | Res-Iltg-Cmn-dWatt-CFL | Non-DEER | Scaled | BaseRatio |  |  | None |  | f |  | t | Res | Any | Lighting | InCommon | Ltg_Lamp | CFLint_lamp |  | ILtg-CFL-ResCmn |  |  |  | CFLratio0409 | CFLratio0409 | CFLscw-Refl(14w) | Standard |  | f | f | Disposition: MeasuresList-October312014.xlsx | RobNc |  |  |  | DEER1315-lt30wCFL | 1/1/2013 | 5/31/2015 | DEER2015 Uncertain Msr Update (Msr Expires) | TRUE | FALSE | 14 | 1 | TRUE | TRUE | FALSE | FALSE | FALSE | FALSE | TRUE | FALSE | FALSE
5066 | R-InCmn-CFLscw-Refl(16w)-dWP49 | Residential Indoor Common-Area Lighting: CFL Lamp with integated Ballast replaces pre-existing standard lighting Wattage. Measure includes Code case. Impacts: HOU = 6142; CDF = 0.70 | DEER1314 | Lighting Disposition | 5/18/2015 | Res-Iltg-Cmn-dWatt-CFL | Non-DEER | Scaled | BaseRatio |  |  | None |  | f |  | t | Res | Any | Lighting | InCommon | Ltg_Lamp | CFLint_lamp |  | ILtg-CFL-ResCmn |  |  |  | CFLratio0409 | CFLratio0409 | CFLscw-Refl(16w) | Standard |  | f | f | Disposition: MeasuresList-October312014.xlsx | RobNc |  |  |  | DEER1315-lt30wCFL | 1/1/2013 | 5/31/2015 | DEER2015 Uncertain Msr Update (Msr Expires) | TRUE | FALSE | 16 | 1 | TRUE | TRUE | FALSE | FALSE | FALSE | FALSE | TRUE | FALSE | FALSE
5067 | R-InCmn-CFLscw-Refl(18w)-dWP55 | Residential Indoor Common-Area Lighting: CFL Lamp with integated Ballast replaces pre-existing standard lighting Wattage. Measure includes Code case. Impacts: HOU = 6142; CDF = 0.70 | DEER1314 | Lighting Disposition | 5/18/2015 | Res-Iltg-Cmn-dWatt-CFL | Non-DEER | Scaled | BaseRatio |  |  | None |  | f |  | t | Res | Any | Lighting | InCommon | Ltg_Lamp | CFLint_lamp |  | ILtg-CFL-ResCmn |  |  |  | CFLratio0409 | CFLratio0409 | CFLscw-Refl(18w) | Standard |  | f | f | Disposition: MeasuresList-October312014.xlsx | RobNc |  |  |  | DEER1315-lt30wCFL | 1/1/2013 | 5/31/2015 | DEER2015 Uncertain Msr Update (Msr Expires) | TRUE | FALSE | 18 | 1 | TRUE | TRUE | FALSE | FALSE | FALSE | FALSE | TRUE | FALSE | FALSE
5068 | R-InCmn-CFLscw-Refl(20w)-dWP61 | Residential Indoor Common-Area Lighting: CFL Lamp with integated Ballast replaces pre-existing standard lighting Wattage. Measure includes Code case. Impacts: HOU = 6142; CDF = 0.70 | DEER1314 | Lighting Disposition | 5/18/2015 | Res-Iltg-Cmn-dWatt-CFL | Non-DEER | Scaled | BaseRatio |  |  | None |  | f |  | t | Res | Any | Lighting | InCommon | Ltg_Lamp | CFLint_lamp |  | ILtg-CFL-ResCmn |  |  |  | CFLratio0409 | CFLratio0409 | CFLscw-Refl(20w) | Standard |  | f | f | Disposition: MeasuresList-October312014.xlsx | RobNc |  |  |  | DEER1315-lt30wCFL | 1/1/2013 | 5/31/2015 | DEER2015 Uncertain Msr Update (Msr Expires) | TRUE | FALSE | 20 | 1 | TRUE | TRUE | FALSE | FALSE | FALSE | FALSE | TRUE | FALSE | FALSE
5069 | R-InCmn-CFLscw-Refl(26w)-dWP80 | Residential Indoor Common-Area Lighting: CFL Lamp with integated Ballast replaces pre-existing standard lighting Wattage. Measure includes Code case. Impacts: HOU = 6142; CDF = 0.70 | DEER1314 | Lighting Disposition | 5/18/2015 | Res-Iltg-Cmn-dWatt-CFL | Non-DEER | Scaled | BaseRatio |  |  | None |  | f |  | t | Res | Any | Lighting | InCommon | Ltg_Lamp | CFLint_lamp |  | ILtg-CFL-ResCmn |  |  |  | CFLratio0409 | CFLratio0409 | CFLscw-Refl(26w) | Standard |  | f | f | Disposition: MeasuresList-October312014.xlsx | RobNc |  |  |  | DEER1315-lt30wCFL | 1/1/2013 | 5/31/2015 | DEER2015 Uncertain Msr Update (Msr Expires) | TRUE | FALSE | 26 | 1 | TRUE | TRUE | FALSE | FALSE | FALSE | FALSE | TRUE | FALSE | FALSE
5070 | R-InCmn-CFLscw-Refl(30w)-dWP92 | Residential Indoor Common-Area Lighting: CFL Lamp with integated Ballast replaces pre-existing standard lighting Wattage. Measure includes Code case. Impacts: HOU = 6142; CDF = 0.70 | DEER1314 | Lighting Disposition | 5/30/2014 00:00:00 | Res-Iltg-Cmn-dWatt-CFL | Non-DEER | Scaled | BaseRatio |  |  | None |  | t |  | t | Res | Any | Lighting | InCommon | Ltg_Lamp | CFLint_lamp |  | ILtg-CFL-ResCmn |  |  |  | CFLratio0409 | CFLratio0409 | CFLscw-Refl(30w) | Standard | Measure ID from May disposition with incorrectly lists measure ID as 30 watts instead of 15 watts. Replacement measure ID is R-InCmn-CFLscw-Refl-2(15w)-dWP46 | f | f | Disposition: MeasuresList-October312014.xlsx | RobNc |  |  |  | DEER1314 | 1/1/2013 | 10/30/2014 |  | TRUE | FALSE | 30 | 1 | TRUE | TRUE | FALSE | FALSE | FALSE | FALSE | FALSE | FALSE | FALSE
5071 | R-InCmn-CFLscw-Refl(40w)-dWP123 | Residential Indoor Common-Area Lighting: CFL Lamp with integated Ballast replaces pre-existing standard lighting Wattage. Measure includes Code case. Impacts: HOU = 6142; CDF = 0.70 | DEER1314 | Lighting Disposition | 5/30/2014 00:00:00 | Res-Iltg-Cmn-dWatt-CFL | Non-DEER | Scaled | BaseRatio |  |  | None |  | t |  | t | Res | Any | Lighting | InCommon | Ltg_Lamp | CFLint_lamp |  | ILtg-CFL-ResCmn |  |  |  | CFLratio0409 | CFLratio0409 | CFLscw-Refl(40w) | Standard | Measure ID from May disposition with incorrectly lists measure ID as 40 watts instead of 23 watts. Replacement measure ID is R-InCmn-CFLscw-Refl-2(23w)-dWP71 | f | f | Disposition: MeasuresList-October312014.xlsx | RobNc |  |  |  | DEER1314 | 1/1/2013 | 10/30/2014 |  | TRUE | FALSE | 40 | 0 | TRUE | TRUE | FALSE | FALSE | FALSE | FALSE | FALSE | FALSE | FALSE
5072 | R-InCmn-CFLscw-Refl-1(15w)-dWP46 | Residential Indoor Common-Area Lighting: CFL Lamp with integated Ballast replaces pre-existing standard lighting Wattage. Measure includes Code case. Impacts: HOU = 6142; CDF = 0.70 | DEER1314 | Lighting Disposition | 5/18/2015 | Res-Iltg-Cmn-dWatt-CFL | Non-DEER | Scaled | BaseRatio |  |  | None |  | f |  | t | Res | Any | Lighting | InCommon | Ltg_Lamp | CFLint_lamp |  | ILtg-CFL-ResCmn |  |  |  | CFLratio0409 | CFLratio0409 | CFLscw-Refl-1(15w) | Standard |  | f | f | Disposition: MeasuresList-October312014.xlsx | RobNc |  |  |  | DEER1315-lt30wCFL | 1/1/2013 | 5/31/2015 | DEER2015 Uncertain Msr Update (Msr Expires) | TRUE | FALSE | 15 | 1 | TRUE | TRUE | FALSE | FALSE | FALSE | FALSE | TRUE | FALSE | FALSE
5073 | R-InCmn-CFLscw-Refl-1(23w)-dWP71 | Residential Indoor Common-Area Lighting: CFL Lamp with integated Ballast replaces pre-existing standard lighting Wattage. Measure includes Code case. Impacts: HOU = 6142; CDF = 0.70 | DEER1314 | Lighting Disposition | 5/18/2015 | Res-Iltg-Cmn-dWatt-CFL | Non-DEER | Scaled | BaseRatio |  |  | None |  | f |  | t | Res | Any | Lighting | InCommon | Ltg_Lamp | CFLint_lamp |  | ILtg-CFL-ResCmn |  |  |  | CFLratio0409 | CFLratio0409 | CFLscw-Refl-1(23w) | Standard |  | f | f | Disposition: MeasuresList-October312014.xlsx | RobNc |  |  |  | DEER1315-lt30wCFL | 1/1/2013 | 5/31/2015 | DEER2015 Uncertain Msr Update (Msr Expires) | TRUE | FALSE | 23 | 1 | TRUE | TRUE | FALSE | FALSE | FALSE | FALSE | TRUE | FALSE | FALSE
5074 | R-InCmn-CFLscw-Refl-2(15w)-dWP46 | Residential Indoor Common-Area Lighting: CFL Lamp with integated Ballast replaces pre-existing standard lighting Wattage. Measure includes Code case. Impacts: HOU = 6142; CDF = 0.70 | DEER2014 | Lighting Disposition | 5/18/2015 | Res-Iltg-Cmn-dWatt-CFL | Non-DEER | Scaled | BaseRatio |  |  | None |  | f |  | t | Res | Any | Lighting | InCommon | Ltg_Lamp | CFLint_lamp |  | ILtg-CFL-ResCmn |  |  |  | CFLratio0409 | CFLratio0409 | CFLscw-Refl-2(15w) | Standard | Old Measure ID = R-InCmn-CFLscw-Refl(30w)-dWP92 | f | f | Disposition: MeasuresList-October312014.xlsx | RobNc |  |  |  | None | 10/31/2014 | 5/31/2015 | DEER2015 Uncertain Msr Update (Msr Expires) | TRUE | FALSE | 15 | 1 | TRUE | TRUE | FALSE | FALSE | FALSE | FALSE | TRUE | FALSE | FALSE
5075 | R-InCmn-CFLscw-Refl-2(23w)-dWP71 | Residential Indoor Common-Area Lighting: CFL Lamp with integated Ballast replaces pre-existing standard lighting Wattage. Measure includes Code case. Impacts: HOU = 6142; CDF = 0.70 | DEER2014 | Lighting Disposition | 5/18/2015 | Res-Iltg-Cmn-dWatt-CFL | Non-DEER | Scaled | BaseRatio |  |  | None |  | f |  | t | Res | Any | Lighting | InCommon | Ltg_Lamp | CFLint_lamp |  | ILtg-CFL-ResCmn |  |  |  | CFLratio0409 | CFLratio0409 | CFLscw-Refl-2(23w) | Standard | WP source e.g.: SCE13LG017r0; Old Measure ID = R-InCmn-CFLscw-Refl(40w)-dWP123 | f | f | Disposition: MeasuresList-October312014.xlsx | RobNc |  |  |  | None | 10/31/2014 | 5/31/2015 | DEER2015 Uncertain Msr Update (Msr Expires) | TRUE | FALSE | 23 | 1 | TRUE | TRUE | FALSE | FALSE | FALSE | FALSE | TRUE | FALSE | FALSE
5076 | R-InCmn-LED-A19(10w)-dWP19 | Residential Indoor Common-Area Lighting: LED Lamp replaces pre-existing standard lighting Wattage. Measure includes Code case. Impacts: HOU = 6142; CDF = 0.70 | DEER1314 | Lighting Disposition | 7/30/2014 00:00:00 | Res-Iltg-Cmn-dWatt-CFL | Non-DEER | Scaled | BaseRatio |  |  | None |  | f |  | t | Res | Any | Lighting | InCommon | Ltg_Lamp | LED_lamp |  | ILtg-Res-LED-20000hr-Cmn |  |  |  | LEDratio0296 | LEDratio0296 | LED-A19(10w) | Standard |  | f | f | Disposition: MeasuresList-October312014.xlsx | RobNc |  |  |  | DEER1314 | 1/1/2013 |  |  | FALSE | FALSE |  |  | FALSE | FALSE | FALSE | FALSE | FALSE | FALSE | FALSE | FALSE | FALSE
5077 | R-InCmn-LED-A19(11w)-dWP21 | Residential Indoor Common-Area Lighting: LED Lamp replaces pre-existing standard lighting Wattage. Measure includes Code case. Impacts: HOU = 6142; CDF = 0.70 | DEER1314 | Lighting Disposition | 7/30/2014 00:00:00 | Res-Iltg-Cmn-dWatt-CFL | Non-DEER | Scaled | BaseRatio |  |  | None |  | f |  | t | Res | Any | Lighting | InCommon | Ltg_Lamp | LED_lamp |  | ILtg-Res-LED-20000hr-Cmn |  |  |  | LEDratio0296 | LEDratio0296 | LED-A19(11w) | Standard |  | f | f | Disposition: MeasuresList-October312014.xlsx | RobNc |  |  |  | DEER1314 | 1/1/2013 |  |  | FALSE | FALSE |  |  | FALSE | FALSE | FALSE | FALSE | FALSE | FALSE | FALSE | FALSE | FALSE
5078 | R-InCmn-LED-A19(12w)-dWP23 | Residential Indoor Common-Area Lighting: LED Lamp replaces pre-existing standard lighting Wattage. Measure includes Code case. Impacts: HOU = 6142; CDF = 0.70 | DEER1314 | Lighting Disposition | 7/30/2014 00:00:00 | Res-Iltg-Cmn-dWatt-CFL | Non-DEER | Scaled | BaseRatio |  |  | None |  | f |  | t | Res | Any | Lighting | InCommon | Ltg_Lamp | LED_lamp |  | ILtg-Res-LED-20000hr-Cmn |  |  |  | LEDratio0296 | LEDratio0296 | LED-A19(12w) | Standard |  | f | f | Disposition: MeasuresList-October312014.xlsx | RobNc |  |  |  | DEER1314 | 1/1/2013 |  |  | FALSE | FALSE |  |  | FALSE | FALSE | FALSE | FALSE | FALSE | FALSE | FALSE | FALSE | FALSE
5079 | R-InCmn-LED-A19(13w)-dWP25 | Residential Indoor Common-Area Lighting: LED Lamp replaces pre-existing standard lighting Wattage. Measure includes Code case. Impacts: HOU = 6142; CDF = 0.70 | DEER1314 | Lighting Disposition | 7/30/2014 00:00:00 | Res-Iltg-Cmn-dWatt-CFL | Non-DEER | Scaled | BaseRatio |  |  | None |  | f |  | t | Res | Any | Lighting | InCommon | Ltg_Lamp | LED_lamp |  | ILtg-Res-LED-20000hr-Cmn |  |  |  | LEDratio0296 | LEDratio0296 | LED-A19(13w) | Standard |  | f | f | Disposition: MeasuresList-October312014.xlsx | RobNc |  |  |  | DEER1314 | 1/1/2013 |  |  | FALSE | FALSE |  |  | FALSE | FALSE | FALSE | FALSE | FALSE | FALSE | FALSE | FALSE | FALSE
5080 | R-InCmn-LED-A19(14w)-dWP27 | Residential Indoor Common-Area Lighting: LED Lamp replaces pre-existing standard lighting Wattage. Measure includes Code case. Impacts: HOU = 6142; CDF = 0.70 | DEER1314 | Lighting Disposition | 7/30/2014 00:00:00 | Res-Iltg-Cmn-dWatt-CFL | Non-DEER | Scaled | BaseRatio |  |  | None |  | f |  | t | Res | Any | Lighting | InCommon | Ltg_Lamp | LED_lamp |  | ILtg-Res-LED-20000hr-Cmn |  |  |  | LEDratio0296 | LEDratio0296 | LED-A19(14w) | Standard |  | f | f | Disposition: MeasuresList-October312014.xlsx | RobNc |  |  |  | DEER1314 | 1/1/2013 |  |  | FALSE | FALSE |  |  | FALSE | FALSE | FALSE | FALSE | FALSE | FALSE | FALSE | FALSE | FALSE
5081 | R-InCmn-LED-A19(15w)-dWP29 | Residential Indoor Common-Area Lighting: LED Lamp replaces pre-existing standard lighting Wattage. Measure includes Code case. Impacts: HOU = 6142; CDF = 0.70 | DEER1314 | Lighting Disposition | 7/30/2014 00:00:00 | Res-Iltg-Cmn-dWatt-CFL | Non-DEER | Scaled | BaseRatio |  |  | None |  | f |  | t | Res | Any | Lighting | InCommon | Ltg_Lamp | LED_lamp |  | ILtg-Res-LED-20000hr-Cmn |  |  |  | LEDratio0296 | LEDratio0296 | LED-A19(15w) | Standard |  | f | f | Disposition: MeasuresList-October312014.xlsx | RobNc |  |  |  | DEER1314 | 1/1/2013 |  |  | FALSE | FALSE |  |  | FALSE | FALSE | FALSE | FALSE | FALSE | FALSE | FALSE | FALSE | FALSE
5082 | R-InCmn-LED-A19(16w)-dWP31 | Residential Indoor Common-Area Lighting: LED Lamp replaces pre-existing standard lighting Wattage. Measure includes Code case. Impacts: HOU = 6142; CDF = 0.70 | DEER1314 | Lighting Disposition | 7/30/2014 00:00:00 | Res-Iltg-Cmn-dWatt-CFL | Non-DEER | Scaled | BaseRatio |  |  | None |  | f |  | t | Res | Any | Lighting | InCommon | Ltg_Lamp | LED_lamp |  | ILtg-Res-LED-20000hr-Cmn |  |  |  | LEDratio0296 | LEDratio0296 | LED-A19(16w) | Standard |  | f | f | Disposition: MeasuresList-October312014.xlsx | RobNc |  |  |  | DEER1314 | 1/1/2013 |  |  | FALSE | FALSE |  |  | FALSE | FALSE | FALSE | FALSE | FALSE | FALSE | FALSE | FALSE | FALSE
5083 | R-InCmn-LED-A19(17w)-dWP33 | Residential Indoor Common-Area Lighting: LED Lamp replaces pre-existing standard lighting Wattage. Measure includes Code case. Impacts: HOU = 6142; CDF = 0.70 | DEER1314 | Lighting Disposition | 7/30/2014 00:00:00 | Res-Iltg-Cmn-dWatt-CFL | Non-DEER | Scaled | BaseRatio |  |  | None |  | f |  | t | Res | Any | Lighting | InCommon | Ltg_Lamp | LED_lamp |  | ILtg-Res-LED-20000hr-Cmn |  |  |  | LEDratio0296 | LEDratio0296 | LED-A19(17w) | Standard |  | f | f | Disposition: MeasuresList-October312014.xlsx | RobNc |  |  |  | DEER1314 | 1/1/2013 |  |  | FALSE | FALSE |  |  | FALSE | FALSE | FALSE | FALSE | FALSE | FALSE | FALSE | FALSE | FALSE
5084 | R-InCmn-LED-A19(18w)-dWP35 | Residential Indoor Common-Area Lighting: LED Lamp replaces pre-existing standard lighting Wattage. Measure includes Code case. Impacts: HOU = 6142; CDF = 0.70 | DEER1314 | Lighting Disposition | 7/30/2014 00:00:00 | Res-Iltg-Cmn-dWatt-CFL | Non-DEER | Scaled | BaseRatio |  |  | None |  | f |  | t | Res | Any | Lighting | InCommon | Ltg_Lamp | LED_lamp |  | ILtg-Res-LED-20000hr-Cmn |  |  |  | LEDratio0296 | LEDratio0296 | LED-A19(18w) | Standard |  | f | f | Disposition: MeasuresList-October312014.xlsx | RobNc |  |  |  | DEER1314 | 1/1/2013 |  |  | FALSE | FALSE |  |  | FALSE | FALSE | FALSE | FALSE | FALSE | FALSE | FALSE | FALSE | FALSE
5085 | R-InCmn-LED-A19(19w)-dWP37 | Residential Indoor Common-Area Lighting: LED Lamp replaces pre-existing standard lighting Wattage. Measure includes Code case. Impacts: HOU = 6142; CDF = 0.70 | DEER1314 | Lighting Disposition | 7/30/2014 00:00:00 | Res-Iltg-Cmn-dWatt-CFL | Non-DEER | Scaled | BaseRatio |  |  | None |  | f |  | t | Res | Any | Lighting | InCommon | Ltg_Lamp | LED_lamp |  | ILtg-Res-LED-20000hr-Cmn |  |  |  | LEDratio0296 | LEDratio0296 | LED-A19(19w) | Standard |  | f | f | Disposition: MeasuresList-October312014.xlsx | RobNc |  |  |  | DEER1314 | 1/1/2013 |  |  | FALSE | FALSE |  |  | FALSE | FALSE | FALSE | FALSE | FALSE | FALSE | FALSE | FALSE | FALSE
5086 | R-InCmn-LED-A19(20w)-dWP39 | Residential Indoor Common-Area Lighting: LED Lamp replaces pre-existing standard lighting Wattage. Measure includes Code case. Impacts: HOU = 6142; CDF = 0.70 | DEER1314 | Lighting Disposition | 7/30/2014 00:00:00 | Res-Iltg-Cmn-dWatt-CFL | Non-DEER | Scaled | BaseRatio |  |  | None |  | f |  | t | Res | Any | Lighting | InCommon | Ltg_Lamp | LED_lamp |  | ILtg-Res-LED-20000hr-Cmn |  |  |  | LEDratio0296 | LEDratio0296 | LED-A19(20w) | Standard |  | f | f | Disposition: MeasuresList-October312014.xlsx | RobNc |  |  |  | DEER1314 | 1/1/2013 |  |  | FALSE | FALSE |  |  | FALSE | FALSE | FALSE | FALSE | FALSE | FALSE | FALSE | FALSE | FALSE
5087 | R-InCmn-LED-A19(21w)-dWP41 | Residential Indoor Common-Area Lighting: LED Lamp replaces pre-existing standard lighting Wattage. Measure includes Code case. Impacts: HOU = 6142; CDF = 0.70 | DEER1314 | Lighting Disposition | 7/30/2014 00:00:00 | Res-Iltg-Cmn-dWatt-CFL | Non-DEER | Scaled | BaseRatio |  |  | None |  | f |  | t | Res | Any | Lighting | InCommon | Ltg_Lamp | LED_lamp |  | ILtg-Res-LED-20000hr-Cmn |  |  |  | LEDratio0296 | LEDratio0296 | LED-A19(21w) | Standard |  | f | f | Disposition: MeasuresList-October312014.xlsx | RobNc |  |  |  | DEER1314 | 1/1/2013 |  |  | FALSE | FALSE |  |  | FALSE | FALSE | FALSE | FALSE | FALSE | FALSE | FALSE | FALSE | FALSE
5088 | R-InCmn-LED-A19(22w)-dWP43 | Residential Indoor Common-Area Lighting: LED Lamp replaces pre-existing standard lighting Wattage. Measure includes Code case. Impacts: HOU = 6142; CDF = 0.70 | DEER1314 | Lighting Disposition | 7/30/2014 00:00:00 | Res-Iltg-Cmn-dWatt-CFL | Non-DEER | Scaled | BaseRatio |  |  | None |  | f |  | t | Res | Any | Lighting | InCommon | Ltg_Lamp | LED_lamp |  | ILtg-Res-LED-20000hr-Cmn |  |  |  | LEDratio0296 | LEDratio0296 | LED-A19(22w) | Standard |  | f | f | Disposition: MeasuresList-October312014.xlsx | RobNc |  |  |  | DEER1314 | 1/1/2013 |  |  | FALSE | FALSE |  |  | FALSE | FALSE | FALSE | FALSE | FALSE | FALSE | FALSE | FALSE | FALSE
5089 | R-InCmn-LED-A19(23w)-dWP45 | Residential Indoor Common-Area Lighting: LED Lamp replaces pre-existing standard lighting Wattage. Measure includes Code case. Impacts: HOU = 6142; CDF = 0.70 | DEER1314 | Lighting Disposition | 7/30/2014 00:00:00 | Res-Iltg-Cmn-dWatt-CFL | Non-DEER | Scaled | BaseRatio |  |  | None |  | f |  | t | Res | Any | Lighting | InCommon | Ltg_Lamp | LED_lamp |  | ILtg-Res-LED-20000hr-Cmn |  |  |  | LEDratio0296 | LEDratio0296 | LED-A19(23w) | Standard |  | f | f | Disposition: MeasuresList-October312014.xlsx | RobNc |  |  |  | DEER1314 | 1/1/2013 |  |  | FALSE | FALSE |  |  | FALSE | FALSE | FALSE | FALSE | FALSE | FALSE | FALSE | FALSE | FALSE
5090 | R-InCmn-LED-A19(24w)-dWP47 | Residential Indoor Common-Area Lighting: LED Lamp replaces pre-existing standard lighting Wattage. Measure includes Code case. Impacts: HOU = 6142; CDF = 0.70 | DEER1314 | Lighting Disposition | 7/30/2014 00:00:00 | Res-Iltg-Cmn-dWatt-CFL | Non-DEER | Scaled | BaseRatio |  |  | None |  | f |  | t | Res | Any | Lighting | InCommon | Ltg_Lamp | LED_lamp |  | ILtg-Res-LED-20000hr-Cmn |  |  |  | LEDratio0296 | LEDratio0296 | LED-A19(24w) | Standard |  | f | f | Disposition: MeasuresList-October312014.xlsx | RobNc |  |  |  | DEER1314 | 1/1/2013 |  |  | FALSE | FALSE |  |  | FALSE | FALSE | FALSE | FALSE | FALSE | FALSE | FALSE | FALSE | FALSE
5091 | R-InCmn-LED-A19(25w)-dWP49 | Residential Indoor Common-Area Lighting: LED Lamp replaces pre-existing standard lighting Wattage. Measure includes Code case. Impacts: HOU = 6142; CDF = 0.70 | DEER1314 | Lighting Disposition | 7/30/2014 00:00:00 | Res-Iltg-Cmn-dWatt-CFL | Non-DEER | Scaled | BaseRatio |  |  | None |  | f |  | t | Res | Any | Lighting | InCommon | Ltg_Lamp | LED_lamp |  | ILtg-Res-LED-20000hr-Cmn |  |  |  | LEDratio0296 | LEDratio0296 | LED-A19(25w) | Standard | WP source e.g.: SCE13LG106r0 | f | f | Disposition: MeasuresList-October312014.xlsx | RobNc |  |  |  | DEER1314 | 1/1/2013 |  |  | FALSE | FALSE |  |  | FALSE | FALSE | FALSE | FALSE | FALSE | FALSE | FALSE | FALSE | FALSE
5092 | R-InCmn-LED-A19(4w)-dWP7 | Residential Indoor Common-Area Lighting: LED Lamp replaces pre-existing standard lighting Wattage. Measure includes Code case. Impacts: HOU = 6142; CDF = 0.70 | DEER1314 | Lighting Disposition | 7/30/2014 00:00:00 | Res-Iltg-Cmn-dWatt-CFL | Non-DEER | Scaled | BaseRatio |  |  | None |  | f |  | t | Res | Any | Lighting | InCommon | Ltg_Lamp | LED_lamp |  | ILtg-Res-LED-20000hr-Cmn |  |  |  | LEDratio0296 | LEDratio0296 | LED-A19(4w) | Standard | WP source e.g.: SCE13LG106r1 | f | f | Disposition: MeasuresList-October312014.xlsx | RobNc |  |  |  | DEER1314 | 1/1/2013 |  |  | FALSE | FALSE |  |  | FALSE | FALSE | FALSE | FALSE | FALSE | FALSE | FALSE | FALSE | FALSE
5093 | R-InCmn-LED-A19(6w)-dWP11 | Residential Indoor Common-Area Lighting: LED Lamp replaces pre-existing standard lighting Wattage. Measure includes Code case. Impacts: HOU = 6142; CDF = 0.70 | DEER1314 | Lighting Disposition | 7/30/2014 00:00:00 | Res-Iltg-Cmn-dWatt-CFL | Non-DEER | Scaled | BaseRatio |  |  | None |  | f |  | t | Res | Any | Lighting | InCommon | Ltg_Lamp | LED_lamp |  | ILtg-Res-LED-20000hr-Cmn |  |  |  | LEDratio0296 | LEDratio0296 | LED-A19(6w) | Standard |  | f | f | Disposition: MeasuresList-October312014.xlsx | RobNc |  |  |  | DEER1314 | 1/1/2013 |  |  | FALSE | FALSE |  |  | FALSE | FALSE | FALSE | FALSE | FALSE | FALSE | FALSE | FALSE | FALSE
5094 | R-InCmn-LED-A19(8w)-dWP15 | Residential Indoor Common-Area Lighting: LED Lamp replaces pre-existing standard lighting Wattage. Measure includes Code case. Impacts: HOU = 6142; CDF = 0.70 | DEER1314 | Lighting Disposition | 7/30/2014 00:00:00 | Res-Iltg-Cmn-dWatt-CFL | Non-DEER | Scaled | BaseRatio |  |  | None |  | f |  | t | Res | Any | Lighting | InCommon | Ltg_Lamp | LED_lamp |  | ILtg-Res-LED-20000hr-Cmn |  |  |  | LEDratio0296 | LEDratio0296 | LED-A19(8w) | Standard |  | f | f | Disposition: MeasuresList-October312014.xlsx | RobNc |  |  |  | DEER1314 | 1/1/2013 |  |  | FALSE | FALSE |  |  | FALSE | FALSE | FALSE | FALSE | FALSE | FALSE | FALSE | FALSE | FALSE
5095 | R-InCmn-LED-A19(9w)-dWP17 | Residential Indoor Common-Area Lighting: LED Lamp replaces pre-existing standard lighting Wattage. Measure includes Code case. Impacts: HOU = 6142; CDF = 0.70 | DEER1314 | Lighting Disposition | 7/30/2014 00:00:00 | Res-Iltg-Cmn-dWatt-CFL | Non-DEER | Scaled | BaseRatio |  |  | None |  | f |  | t | Res | Any | Lighting | InCommon | Ltg_Lamp | LED_lamp |  | ILtg-Res-LED-20000hr-Cmn |  |  |  | LEDratio0296 | LEDratio0296 | LED-A19(9w) | Standard |  | f | f | Disposition: MeasuresList-October312014.xlsx | RobNc |  |  |  | DEER1314 | 1/1/2013 |  |  | FALSE | FALSE |  |  | FALSE | FALSE | FALSE | FALSE | FALSE | FALSE | FALSE | FALSE | FALSE
5096 | R-InCmn-LED-Candle(1.8w)-dWP11 | Residential Indoor Common-Area Lighting: LED Lamp replaces pre-existing standard lighting Wattage. Measure includes Code case. Impacts: HOU = 6142; CDF = 0.70 | DEER1314 | Lighting Disposition | 7/30/2014 00:00:00 | Res-Iltg-Cmn-dWatt-CFL | Non-DEER | Scaled | BaseRatio |  |  | None |  | f |  | t | Res | Any | Lighting | InCommon | Ltg_Lamp | LED_lamp |  | ILtg-Res-LED-15000hr-Cmn |  |  |  | LEDratio0735 | LEDratio0735 | LED-Candle(1.8w) | Standard | WP source e.g.: PGECOLTG163r2 | f | f | Disposition: MeasuresList-October312014.xlsx | RobNc |  |  |  | DEER1314 | 1/1/2013 |  |  | FALSE | FALSE |  |  | FALSE | FALSE | FALSE | FALSE | FALSE | FALSE | FALSE | FALSE | FALSE
5097 | R-InCmn-LED-Candle(1w)-dWP6 | Residential Indoor Common-Area Lighting: LED Lamp replaces pre-existing standard lighting Wattage. Measure includes Code case. Impacts: HOU = 6142; CDF = 0.70 | DEER1314 | Lighting Disposition | 7/30/2014 00:00:00 | Res-Iltg-Cmn-dWatt-CFL | Non-DEER | Scaled | BaseRatio |  |  | None |  | f |  | t | Res | Any | Lighting | InCommon | Ltg_Lamp | LED_lamp |  | ILtg-Res-LED-15000hr-Cmn |  |  |  | LEDratio0735 | LEDratio0735 | LED-Candle(1w) | Standard | WP source e.g.: SCE13LG106rx | f | f | Disposition: MeasuresList-October312014.xlsx | RobNc |  |  |  | DEER1314 | 1/1/2013 |  |  | FALSE | FALSE |  |  | FALSE | FALSE | FALSE | FALSE | FALSE | FALSE | FALSE | FALSE | FALSE
5098 | R-InCmn-LED-Candle(2w)-dWP12 | Residential Indoor Common-Area Lighting: LED Lamp replaces pre-existing standard lighting Wattage. Measure includes Code case. Impacts: HOU = 6142; CDF = 0.70 | DEER1314 | Lighting Disposition | 7/30/2014 00:00:00 | Res-Iltg-Cmn-dWatt-CFL | Non-DEER | Scaled | BaseRatio |  |  | None |  | f |  | t | Res | Any | Lighting | InCommon | Ltg_Lamp | LED_lamp |  | ILtg-Res-LED-15000hr-Cmn |  |  |  | LEDratio0735 | LEDratio0735 | LED-Candle(2w) | Standard | WP source e.g.: SCE13LG106rx. Also used by PGECOLTG163r3 (starting July 1, 2014). | f | f | Disposition: MeasuresList-October312014.xlsx | RobNc |  |  |  | DEER1314 | 1/1/2013 |  |  | FALSE | FALSE |  |  | FALSE | FALSE | FALSE | FALSE | FALSE | FALSE | FALSE | FALSE | FALSE
5099 | R-InCmn-LED-Candle(3w)-dWP19 | Residential Indoor Common-Area Lighting: LED Lamp replaces pre-existing standard lighting Wattage. Measure includes Code case. Impacts: HOU = 6142; CDF = 0.70 | DEER1314 | Lighting Disposition | 7/30/2014 00:00:00 | Res-Iltg-Cmn-dWatt-CFL | Non-DEER | Scaled | BaseRatio |  |  | None |  | f |  | t | Res | Any | Lighting | InCommon | Ltg_Lamp | LED_lamp |  | ILtg-Res-LED-15000hr-Cmn |  |  |  | LEDratio0735 | LEDratio0735 | LED-Candle(3w) | Standard | WP source e.g.: PGECOLTG163r2 | f | f | Disposition: MeasuresList-October312014.xlsx | RobNc |  |  |  | DEER1314 | 1/1/2013 |  |  | FALSE | FALSE |  |  | FALSE | FALSE | FALSE | FALSE | FALSE | FALSE | FALSE | FALSE | FALSE
5100 | R-InCmn-LED-Candle(4w)-dWP25 | Residential Indoor Common-Area Lighting: LED Lamp replaces pre-existing standard lighting Wattage. Measure includes Code case. Impacts: HOU = 6142; CDF = 0.70 | DEER1314 | Lighting Disposition | 7/30/2014 00:00:00 | Res-Iltg-Cmn-dWatt-CFL | Non-DEER | Scaled | BaseRatio |  |  | None |  | f |  | t | Res | Any | Lighting | InCommon | Ltg_Lamp | LED_lamp |  | ILtg-Res-LED-15000hr-Cmn |  |  |  | LEDratio0735 | LEDratio0735 | LED-Candle(4w) | Standard | WP source e.g.: SCE13LG106rx | f | f | Disposition: MeasuresList-October312014.xlsx | RobNc |  |  |  | DEER1314 | 1/1/2013 |  |  | FALSE | FALSE |  |  | FALSE | FALSE | FALSE | FALSE | FALSE | FALSE | FALSE | FALSE | FALSE
5101 | R-InCmn-LED-Candle(5w)-dWP31 | Residential Indoor Common-Area Lighting: LED Lamp replaces pre-existing standard lighting Wattage. Measure includes Code case. Impacts: HOU = 6142; CDF = 0.70 | DEER1314 | Lighting Disposition | 7/30/2014 00:00:00 | Res-Iltg-Cmn-dWatt-CFL | Non-DEER | Scaled | BaseRatio |  |  | None |  | f |  | t | Res | Any | Lighting | InCommon | Ltg_Lamp | LED_lamp |  | ILtg-Res-LED-15000hr-Cmn |  |  |  | LEDratio0735 | LEDratio0735 | LED-Candle(5w) | Standard | WP source e.g.: SCE13LG106rx | f | f | Disposition: MeasuresList-October312014.xlsx | RobNc |  |  |  | DEER1314 | 1/1/2013 |  |  | FALSE | FALSE |  |  | FALSE | FALSE | FALSE | FALSE | FALSE | FALSE | FALSE | FALSE | FALSE
5102 | R-InCmn-LED-MR16(10w)-dWP32 | Residential Indoor Common-Area Lighting: LED Lamp replaces pre-existing standard lighting Wattage. Measure includes Code case. Impacts: HOU = 6142; CDF = 0.70 | DEER1314 | Lighting Disposition | 7/30/2014 00:00:00 | Res-Iltg-Cmn-dWatt-CFL | Non-DEER | Scaled | BaseRatio |  |  | None |  | f |  | t | Res | Any | Lighting | InCommon | Ltg_Lamp | LED_lamp |  | ILtg-Res-LED-20000hr-Cmn |  |  |  | LEDratio0424 | LEDratio0424 | LED-MR16(10w) | Standard | WP source e.g.: SCE13LG106rx | f | f | Disposition: MeasuresList-October312014.xlsx | RobNc |  |  |  | DEER1314 | 1/1/2013 |  |  | FALSE | FALSE |  |  | FALSE | FALSE | FALSE | FALSE | FALSE | FALSE | FALSE | FALSE | FALSE
5103 | R-InCmn-LED-MR16(11w)-dWP35 | Residential Indoor Common-Area Lighting: LED Lamp replaces pre-existing standard lighting Wattage. Measure includes Code case. Impacts: HOU = 6142; CDF = 0.70 | DEER1314 | Lighting Disposition | 7/30/2014 00:00:00 | Res-Iltg-Cmn-dWatt-CFL | Non-DEER | Scaled | BaseRatio |  |  | None |  | f |  | t | Res | Any | Lighting | InCommon | Ltg_Lamp | LED_lamp |  | ILtg-Res-LED-20000hr-Cmn |  |  |  | LEDratio0424 | LEDratio0424 | LED-MR16(11w) | Standard | WP source e.g.: SCE13LG106rx | f | f | Disposition: MeasuresList-October312014.xlsx | RobNc |  |  |  | DEER1314 | 1/1/2013 |  |  | FALSE | FALSE |  |  | FALSE | FALSE | FALSE | FALSE | FALSE | FALSE | FALSE | FALSE | FALSE
5104 | R-InCmn-LED-MR16(12w)-dWP38 | Residential Indoor Common-Area Lighting: LED Lamp replaces pre-existing standard lighting Wattage. Measure includes Code case. Impacts: HOU = 6142; CDF = 0.70 | DEER1314 | Lighting Disposition | 7/30/2014 00:00:00 | Res-Iltg-Cmn-dWatt-CFL | Non-DEER | Scaled | BaseRatio |  |  | None |  | f |  | t | Res | Any | Lighting | InCommon | Ltg_Lamp | LED_lamp |  | ILtg-Res-LED-20000hr-Cmn |  |  |  | LEDratio0424 | LEDratio0424 | LED-MR16(12w) | Standard | WP source e.g.: SCE13LG106rx | f | f | Disposition: MeasuresList-October312014.xlsx | RobNc |  |  |  | DEER1314 | 1/1/2013 |  |  | FALSE | FALSE |  |  | FALSE | FALSE | FALSE | FALSE | FALSE | FALSE | FALSE | FALSE | FALSE
5105 | R-InCmn-LED-MR16(3w)-dWP9 | Residential Indoor Common-Area Lighting: LED Lamp replaces pre-existing standard lighting Wattage. Measure includes Code case. Impacts: HOU = 6142; CDF = 0.70 | DEER1314 | Lighting Disposition | 7/30/2014 00:00:00 | Res-Iltg-Cmn-dWatt-CFL | Non-DEER | Scaled | BaseRatio |  |  | None |  | f |  | t | Res | Any | Lighting | InCommon | Ltg_Lamp | LED_lamp |  | ILtg-Res-LED-20000hr-Cmn |  |  |  | LEDratio0424 | LEDratio0424 | LED-MR16(3w) | Standard | WP source e.g.: SCE13LG106r1 | f | f | Disposition: MeasuresList-October312014.xlsx | RobNc |  |  |  | DEER1314 | 1/1/2013 |  |  | FALSE | FALSE |  |  | FALSE | FALSE | FALSE | FALSE | FALSE | FALSE | FALSE | FALSE | FALSE
5106 | R-InCmn-LED-MR16(6w)-dWP19 | Residential Indoor Common-Area Lighting: LED Lamp replaces pre-existing standard lighting Wattage. Measure includes Code case. Impacts: HOU = 6142; CDF = 0.70 | DEER1314 | Lighting Disposition | 7/30/2014 00:00:00 | Res-Iltg-Cmn-dWatt-CFL | Non-DEER | Scaled | BaseRatio |  |  | None |  | f |  | t | Res | Any | Lighting | InCommon | Ltg_Lamp | LED_lamp |  | ILtg-Res-LED-20000hr-Cmn |  |  |  | LEDratio0424 | LEDratio0424 | LED-MR16(6w) | Standard | WP source e.g.: SCE13LG106r1 | f | f | Disposition: MeasuresList-October312014.xlsx | RobNc |  |  |  | DEER1314 | 1/1/2013 |  |  | FALSE | FALSE |  |  | FALSE | FALSE | FALSE | FALSE | FALSE | FALSE | FALSE | FALSE | FALSE
5107 | R-InCmn-LED-MR16(7w)-dWP22 | Residential Indoor Common-Area Lighting: LED Lamp replaces pre-existing standard lighting Wattage. Measure includes Code case. Impacts: HOU = 6142; CDF = 0.70 | DEER1314 | Lighting Disposition | 7/30/2014 00:00:00 | Res-Iltg-Cmn-dWatt-CFL | Non-DEER | Scaled | BaseRatio |  |  | None |  | f |  | t | Res | Any | Lighting | InCommon | Ltg_Lamp | LED_lamp |  | ILtg-Res-LED-20000hr-Cmn |  |  |  | LEDratio0424 | LEDratio0424 | LED-MR16(7w) | Standard | WP source e.g.: SCE13LG106r0 | f | f | Disposition: MeasuresList-October312014.xlsx | RobNc |  |  |  | DEER1314 | 1/1/2013 |  |  | FALSE | FALSE |  |  | FALSE | FALSE | FALSE | FALSE | FALSE | FALSE | FALSE | FALSE | FALSE
5108 | R-InCmn-LED-MR16(8w)-dWP25 | Residential Indoor Common-Area Lighting: LED Lamp replaces pre-existing standard lighting Wattage. Measure includes Code case. Impacts: HOU = 6142; CDF = 0.70 | DEER1314 | Lighting Disposition | 7/30/2014 00:00:00 | Res-Iltg-Cmn-dWatt-CFL | Non-DEER | Scaled | BaseRatio |  |  | None |  | f |  | t | Res | Any | Lighting | InCommon | Ltg_Lamp | LED_lamp |  | ILtg-Res-LED-20000hr-Cmn |  |  |  | LEDratio0424 | LEDratio0424 | LED-MR16(8w) | Standard | WP source e.g.: SCE13LG106r0 | f | f | Disposition: MeasuresList-October312014.xlsx | RobNc |  |  |  | DEER1314 | 1/1/2013 |  |  | FALSE | FALSE |  |  | FALSE | FALSE | FALSE | FALSE | FALSE | FALSE | FALSE | FALSE | FALSE
5109 | R-InCmn-LED-MR16(9w)-dWP29 | Residential Indoor Common-Area Lighting: LED Lamp replaces pre-existing standard lighting Wattage. Measure includes Code case. Impacts: HOU = 6142; CDF = 0.70 | DEER1314 | Lighting Disposition | 7/30/2014 00:00:00 | Res-Iltg-Cmn-dWatt-CFL | Non-DEER | Scaled | BaseRatio |  |  | None |  | f |  | t | Res | Any | Lighting | InCommon | Ltg_Lamp | LED_lamp |  | ILtg-Res-LED-20000hr-Cmn |  |  |  | LEDratio0424 | LEDratio0424 | LED-MR16(9w) | Standard | WP source e.g.: SCE13LG106r0 | f | f | Disposition: MeasuresList-October312014.xlsx | RobNc |  |  |  | DEER1314 | 1/1/2013 |  |  | FALSE | FALSE |  |  | FALSE | FALSE | FALSE | FALSE | FALSE | FALSE | FALSE | FALSE | FALSE
5110 | R-InCmn-LED-PAR20(10w)-dWP37 | Residential Indoor Common-Area Lighting: LED Lamp replaces pre-existing standard lighting Wattage. Measure includes Code case. Impacts: HOU = 6142; CDF = 0.70 | DEER1314 | Lighting Disposition | 7/30/2014 00:00:00 | Res-Iltg-Cmn-dWatt-CFL | Non-DEER | Scaled | BaseRatio |  |  | None |  | f |  | t | Res | Any | Lighting | InCommon | Ltg_Lamp | LED_lamp |  | ILtg-Res-LED-20000hr-Cmn |  |  |  | LEDratio0470 | LEDratio0470 | LED-PAR20(10w) | Standard | WP source e.g.: SCE13LG106r0 | f | f | Disposition: MeasuresList-October312014.xlsx | RobNc |  |  |  | DEER1314 | 1/1/2013 |  |  | FALSE | FALSE |  |  | FALSE | FALSE | FALSE | FALSE | FALSE | FALSE | FALSE | FALSE | FALSE
5111 | R-InCmn-LED-PAR20(4w)-dWP14 | Residential Indoor Common-Area Lighting: LED Lamp replaces pre-existing standard lighting Wattage. Measure includes Code case. Impacts: HOU = 6142; CDF = 0.70 | DEER1314 | Lighting Disposition | 7/30/2014 00:00:00 | Res-Iltg-Cmn-dWatt-CFL | Non-DEER | Scaled | BaseRatio |  |  | None |  | f |  | t | Res | Any | Lighting | InCommon | Ltg_Lamp | LED_lamp |  | ILtg-Res-LED-20000hr-Cmn |  |  |  | LEDratio0470 | LEDratio0470 | LED-PAR20(4w) | Standard | WP source e.g.: SCE13LG106r0 | f | f | Disposition: MeasuresList-October312014.xlsx | RobNc |  |  |  | DEER1314 | 1/1/2013 |  |  | FALSE | FALSE |  |  | FALSE | FALSE | FALSE | FALSE | FALSE | FALSE | FALSE | FALSE | FALSE
5112 | R-InCmn-LED-PAR20(6w)-dWP22 | Residential Indoor Common-Area Lighting: LED Lamp replaces pre-existing standard lighting Wattage. Measure includes Code case. Impacts: HOU = 6142; CDF = 0.70 | DEER1314 | Lighting Disposition | 7/30/2014 00:00:00 | Res-Iltg-Cmn-dWatt-CFL | Non-DEER | Scaled | BaseRatio |  |  | None |  | f |  | t | Res | Any | Lighting | InCommon | Ltg_Lamp | LED_lamp |  | ILtg-Res-LED-20000hr-Cmn |  |  |  | LEDratio0470 | LEDratio0470 | LED-PAR20(6w) | Standard | WP source e.g.: SCE13LG106r1 | f | f | Disposition: MeasuresList-October312014.xlsx | RobNc |  |  |  | DEER1314 | 1/1/2013 |  |  | FALSE | FALSE |  |  | FALSE | FALSE | FALSE | FALSE | FALSE | FALSE | FALSE | FALSE | FALSE
5113 | R-InCmn-LED-PAR20(7w)-dWP25 | Residential Indoor Common-Area Lighting: LED Lamp replaces pre-existing standard lighting Wattage. Measure includes Code case. Impacts: HOU = 6142; CDF = 0.70 | DEER1314 | Lighting Disposition | 7/30/2014 00:00:00 | Res-Iltg-Cmn-dWatt-CFL | Non-DEER | Scaled | BaseRatio |  |  | None |  | f |  | t | Res | Any | Lighting | InCommon | Ltg_Lamp | LED_lamp |  | ILtg-Res-LED-20000hr-Cmn |  |  |  | LEDratio0470 | LEDratio0470 | LED-PAR20(7w) | Standard | WP source e.g.: SCE13LG106r0 | f | f | Disposition: MeasuresList-October312014.xlsx | RobNc |  |  |  | DEER1314 | 1/1/2013 |  |  | FALSE | FALSE |  |  | FALSE | FALSE | FALSE | FALSE | FALSE | FALSE | FALSE | FALSE | FALSE
5114 | R-InCmn-LED-PAR20(8w)-dWP29 | Residential Indoor Common-Area Lighting: LED Lamp replaces pre-existing standard lighting Wattage. Measure includes Code case. Impacts: HOU = 6142; CDF = 0.70 | DEER1314 | Lighting Disposition | 7/30/2014 00:00:00 | Res-Iltg-Cmn-dWatt-CFL | Non-DEER | Scaled | BaseRatio |  |  | None |  | f |  | t | Res | Any | Lighting | InCommon | Ltg_Lamp | LED_lamp |  | ILtg-Res-LED-20000hr-Cmn |  |  |  | LEDratio0470 | LEDratio0470 | LED-PAR20(8w) | Standard | WP source e.g.: SCE13LG106r1 | f | f | Disposition: MeasuresList-October312014.xlsx | RobNc |  |  |  | DEER1314 | 1/1/2013 |  |  | FALSE | FALSE |  |  | FALSE | FALSE | FALSE | FALSE | FALSE | FALSE | FALSE | FALSE | FALSE
5115 | R-InCmn-LED-PAR20(9w)-dWP33 | Residential Indoor Common-Area Lighting: LED Lamp replaces pre-existing standard lighting Wattage. Measure includes Code case. Impacts: HOU = 6142; CDF = 0.70 | DEER1314 | Lighting Disposition | 7/30/2014 00:00:00 | Res-Iltg-Cmn-dWatt-CFL | Non-DEER | Scaled | BaseRatio |  |  | None |  | f |  | t | Res | Any | Lighting | InCommon | Ltg_Lamp | LED_lamp |  | ILtg-Res-LED-20000hr-Cmn |  |  |  | LEDratio0470 | LEDratio0470 | LED-PAR20(9w) | Standard | WP source e.g.: SCE13LG106r0 | f | f | Disposition: MeasuresList-October312014.xlsx | RobNc |  |  |  | DEER1314 | 1/1/2013 |  |  | FALSE | FALSE |  |  | FALSE | FALSE | FALSE | FALSE | FALSE | FALSE | FALSE | FALSE | FALSE
5116 | R-InCmn-LED-PAR30(10w)-dWP24 | Residential Indoor Common-Area Lighting: LED Lamp replaces pre-existing standard lighting Wattage. Measure includes Code case. Impacts: HOU = 6142; CDF = 0.70 | DEER1314 | Lighting Disposition | 7/30/2014 00:00:00 | Res-Iltg-Cmn-dWatt-CFL | Non-DEER | Scaled | BaseRatio |  |  | None |  | f |  | t | Res | Any | Lighting | InCommon | Ltg_Lamp | LED_lamp |  | ILtg-Res-LED-20000hr-Cmn |  |  |  | LEDratio0342 | LEDratio0342 | LED-PAR30(10w) | Standard | WP source e.g.: SCE13LG106r0 | f | f | Disposition: MeasuresList-October312014.xlsx | RobNc |  |  |  | DEER1314 | 1/1/2013 |  |  | FALSE | FALSE |  |  | FALSE | FALSE | FALSE | FALSE | FALSE | FALSE | FALSE | FALSE | FALSE
5117 | R-InCmn-LED-PAR30(11w)-dWP26 | Residential Indoor Common-Area Lighting: LED Lamp replaces pre-existing standard lighting Wattage. Measure includes Code case. Impacts: HOU = 6142; CDF = 0.70 | DEER1314 | Lighting Disposition | 7/30/2014 00:00:00 | Res-Iltg-Cmn-dWatt-CFL | Non-DEER | Scaled | BaseRatio |  |  | None |  | f |  | t | Res | Any | Lighting | InCommon | Ltg_Lamp | LED_lamp |  | ILtg-Res-LED-20000hr-Cmn |  |  |  | LEDratio0342 | LEDratio0342 | LED-PAR30(11w) | Standard | WP source e.g.: SCE13LG106r0 | f | f | Disposition: MeasuresList-October312014.xlsx | RobNc |  |  |  | DEER1314 | 1/1/2013 |  |  | FALSE | FALSE |  |  | FALSE | FALSE | FALSE | FALSE | FALSE | FALSE | FALSE | FALSE | FALSE
5118 | R-InCmn-LED-PAR30(12w)-dWP29 | Residential Indoor Common-Area Lighting: LED Lamp replaces pre-existing standard lighting Wattage. Measure includes Code case. Impacts: HOU = 6142; CDF = 0.70 | DEER1314 | Lighting Disposition | 7/30/2014 00:00:00 | Res-Iltg-Cmn-dWatt-CFL | Non-DEER | Scaled | BaseRatio |  |  | None |  | f |  | t | Res | Any | Lighting | InCommon | Ltg_Lamp | LED_lamp |  | ILtg-Res-LED-20000hr-Cmn |  |  |  | LEDratio0342 | LEDratio0342 | LED-PAR30(12w) | Standard | WP source e.g.: SCE13LG106r0 | f | f | Disposition: MeasuresList-October312014.xlsx | RobNc |  |  |  | DEER1314 | 1/1/2013 |  |  | FALSE | FALSE |  |  | FALSE | FALSE | FALSE | FALSE | FALSE | FALSE | FALSE | FALSE | FALSE
5119 | R-InCmn-LED-PAR30(13w)-dWP31 | Residential Indoor Common-Area Lighting: LED Lamp replaces pre-existing standard lighting Wattage. Measure includes Code case. Impacts: HOU = 6142; CDF = 0.70 | DEER1314 | Lighting Disposition | 7/30/2014 00:00:00 | Res-Iltg-Cmn-dWatt-CFL | Non-DEER | Scaled | BaseRatio |  |  | None |  | f |  | t | Res | Any | Lighting | InCommon | Ltg_Lamp | LED_lamp |  | ILtg-Res-LED-20000hr-Cmn |  |  |  | LEDratio0342 | LEDratio0342 | LED-PAR30(13w) | Standard | WP source e.g.: SCE13LG106r0 | f | f | Disposition: MeasuresList-October312014.xlsx | RobNc |  |  |  | DEER1314 | 1/1/2013 |  |  | FALSE | FALSE |  |  | FALSE | FALSE | FALSE | FALSE | FALSE | FALSE | FALSE | FALSE | FALSE
5120 | R-InCmn-LED-PAR30(14w)-dWP33 | Residential Indoor Common-Area Lighting: LED Lamp replaces pre-existing standard lighting Wattage. Measure includes Code case. Impacts: HOU = 6142; CDF = 0.70 | DEER1314 | Lighting Disposition | 7/30/2014 00:00:00 | Res-Iltg-Cmn-dWatt-CFL | Non-DEER | Scaled | BaseRatio |  |  | None |  | f |  | t | Res | Any | Lighting | InCommon | Ltg_Lamp | LED_lamp |  | ILtg-Res-LED-20000hr-Cmn |  |  |  | LEDratio0342 | LEDratio0342 | LED-PAR30(14w) | Standard | WP source e.g.: SCE13LG106r0 | f | f | Disposition: MeasuresList-October312014.xlsx | RobNc |  |  |  | DEER1314 | 1/1/2013 |  |  | FALSE | FALSE |  |  | FALSE | FALSE | FALSE | FALSE | FALSE | FALSE | FALSE | FALSE | FALSE
5121 | R-InCmn-LED-PAR30(15w)-dWP36 | Residential Indoor Common-Area Lighting: LED Lamp replaces pre-existing standard lighting Wattage. Measure includes Code case. Impacts: HOU = 6142; CDF = 0.70 | DEER1314 | Lighting Disposition | 7/30/2014 00:00:00 | Res-Iltg-Cmn-dWatt-CFL | Non-DEER | Scaled | BaseRatio |  |  | None |  | f |  | t | Res | Any | Lighting | InCommon | Ltg_Lamp | LED_lamp |  | ILtg-Res-LED-20000hr-Cmn |  |  |  | LEDratio0342 | LEDratio0342 | LED-PAR30(15w) | Standard | WP source e.g.: SCE13LG106r1 | f | f | Disposition: MeasuresList-October312014.xlsx | RobNc |  |  |  | DEER1314 | 1/1/2013 |  |  | FALSE | FALSE |  |  | FALSE | FALSE | FALSE | FALSE | FALSE | FALSE | FALSE | FALSE | FALSE
5122 | R-InCmn-LED-PAR30(16w)-dWP38 | Residential Indoor Common-Area Lighting: LED Lamp replaces pre-existing standard lighting Wattage. Measure includes Code case. Impacts: HOU = 6142; CDF = 0.70 | DEER1314 | Lighting Disposition | 7/30/2014 00:00:00 | Res-Iltg-Cmn-dWatt-CFL | Non-DEER | Scaled | BaseRatio |  |  | None |  | f |  | t | Res | Any | Lighting | InCommon | Ltg_Lamp | LED_lamp |  | ILtg-Res-LED-20000hr-Cmn |  |  |  | LEDratio0342 | LEDratio0342 | LED-PAR30(16w) | Standard | WP source e.g.: SCE13LG106r0 | f | f | Disposition: MeasuresList-October312014.xlsx | RobNc |  |  |  | DEER1314 | 1/1/2013 |  |  | FALSE | FALSE |  |  | FALSE | FALSE | FALSE | FALSE | FALSE | FALSE | FALSE | FALSE | FALSE
5123 | R-InCmn-LED-PAR30(17w)-dWP41 | Residential Indoor Common-Area Lighting: LED Lamp replaces pre-existing standard lighting Wattage. Measure includes Code case. Impacts: HOU = 6142; CDF = 0.70 | DEER1314 | Lighting Disposition | 7/30/2014 00:00:00 | Res-Iltg-Cmn-dWatt-CFL | Non-DEER | Scaled | BaseRatio |  |  | None |  | f |  | t | Res | Any | Lighting | InCommon | Ltg_Lamp | LED_lamp |  | ILtg-Res-LED-20000hr-Cmn |  |  |  | LEDratio0342 | LEDratio0342 | LED-PAR30(17w) | Standard | WP source e.g.: SCE13LG106r0 | f | f | Disposition: MeasuresList-October312014.xlsx | RobNc |  |  |  | DEER1314 | 1/1/2013 |  |  | FALSE | FALSE |  |  | FALSE | FALSE | FALSE | FALSE | FALSE | FALSE | FALSE | FALSE | FALSE
5124 | R-InCmn-LED-PAR30(18w)-dWP43 | Residential Indoor Common-Area Lighting: LED Lamp replaces pre-existing standard lighting Wattage. Measure includes Code case. Impacts: HOU = 6142; CDF = 0.70 | DEER1314 | Lighting Disposition | 7/30/2014 00:00:00 | Res-Iltg-Cmn-dWatt-CFL | Non-DEER | Scaled | BaseRatio |  |  | None |  | f |  | t | Res | Any | Lighting | InCommon | Ltg_Lamp | LED_lamp |  | ILtg-Res-LED-20000hr-Cmn |  |  |  | LEDratio0342 | LEDratio0342 | LED-PAR30(18w) | Standard | WP source e.g.: SCE13LG106r0 | f | f | Disposition: MeasuresList-October312014.xlsx | RobNc |  |  |  | DEER1314 | 1/1/2013 |  |  | FALSE | FALSE |  |  | FALSE | FALSE | FALSE | FALSE | FALSE | FALSE | FALSE | FALSE | FALSE
5125 | R-InCmn-LED-PAR30(19w)-dWP45 | Residential Indoor Common-Area Lighting: LED Lamp replaces pre-existing standard lighting Wattage. Measure includes Code case. Impacts: HOU = 6142; CDF = 0.70 | DEER1314 | Lighting Disposition | 7/30/2014 00:00:00 | Res-Iltg-Cmn-dWatt-CFL | Non-DEER | Scaled | BaseRatio |  |  | None |  | f |  | t | Res | Any | Lighting | InCommon | Ltg_Lamp | LED_lamp |  | ILtg-Res-LED-20000hr-Cmn |  |  |  | LEDratio0342 | LEDratio0342 | LED-PAR30(19w) | Standard | WP source e.g.: SCE13LG106r0 | f | f | Disposition: MeasuresList-October312014.xlsx | RobNc |  |  |  | DEER1314 | 1/1/2013 |  |  | FALSE | FALSE |  |  | FALSE | FALSE | FALSE | FALSE | FALSE | FALSE | FALSE | FALSE | FALSE
5126 | R-InCmn-LED-PAR30(20w)-dWP48 | Residential Indoor Common-Area Lighting: LED Lamp replaces pre-existing standard lighting Wattage. Measure includes Code case. Impacts: HOU = 6142; CDF = 0.70 | DEER1314 | Lighting Disposition | 7/30/2014 00:00:00 | Res-Iltg-Cmn-dWatt-CFL | Non-DEER | Scaled | BaseRatio |  |  | None |  | f |  | t | Res | Any | Lighting | InCommon | Ltg_Lamp | LED_lamp |  | ILtg-Res-LED-20000hr-Cmn |  |  |  | LEDratio0342 | LEDratio0342 | LED-PAR30(20w) | Standard | WP source e.g.: SCE13LG106r0 | f | f | Disposition: MeasuresList-October312014.xlsx | RobNc |  |  |  | DEER1314 | 1/1/2013 |  |  | FALSE | FALSE |  |  | FALSE | FALSE | FALSE | FALSE | FALSE | FALSE | FALSE | FALSE | FALSE
5127 | R-InCmn-LED-PAR30(6w)-dWP14 | Residential Indoor Common-Area Lighting: LED Lamp replaces pre-existing standard lighting Wattage. Measure includes Code case. Impacts: HOU = 6142; CDF = 0.70 | DEER1314 | Lighting Disposition | 7/30/2014 00:00:00 | Res-Iltg-Cmn-dWatt-CFL | Non-DEER | Scaled | BaseRatio |  |  | None |  | f |  | t | Res | Any | Lighting | InCommon | Ltg_Lamp | LED_lamp |  | ILtg-Res-LED-20000hr-Cmn |  |  |  | LEDratio0342 | LEDratio0342 | LED-PAR30(6w) | Standard | WP source e.g.: SCE13LG106r1 | f | f | Disposition: MeasuresList-October312014.xlsx | RobNc |  |  |  | DEER1314 | 1/1/2013 |  |  | FALSE | FALSE |  |  | FALSE | FALSE | FALSE | FALSE | FALSE | FALSE | FALSE | FALSE | FALSE
5128 | R-InCmn-LED-PAR30(8w)-dWP19 | Residential Indoor Common-Area Lighting: LED Lamp replaces pre-existing standard lighting Wattage. Measure includes Code case. Impacts: HOU = 6142; CDF = 0.70 | DEER1314 | Lighting Disposition | 7/30/2014 00:00:00 | Res-Iltg-Cmn-dWatt-CFL | Non-DEER | Scaled | BaseRatio |  |  | None |  | f |  | t | Res | Any | Lighting | InCommon | Ltg_Lamp | LED_lamp |  | ILtg-Res-LED-20000hr-Cmn |  |  |  | LEDratio0342 | LEDratio0342 | LED-PAR30(8w) | Standard | WP source e.g.: SCE13LG106r0 | f | f | Disposition: MeasuresList-October312014.xlsx | RobNc |  |  |  | DEER1314 | 1/1/2013 |  |  | FALSE | FALSE |  |  | FALSE | FALSE | FALSE | FALSE | FALSE | FALSE | FALSE | FALSE | FALSE
5129 | R-InCmn-LED-PAR38(10w)-dWP28 | Residential Indoor Common-Area Lighting: LED Lamp replaces pre-existing standard lighting Wattage. Measure includes Code case. Impacts: HOU = 6142; CDF = 0.70 | DEER1314 | Lighting Disposition | 7/30/2014 00:00:00 | Res-Iltg-Cmn-dWatt-CFL | Non-DEER | Scaled | BaseRatio |  |  | None |  | f |  | t | Res | Any | Lighting | InCommon | Ltg_Lamp | LED_lamp |  | ILtg-Res-LED-20000hr-Cmn |  |  |  | LEDratio0381 | LEDratio0381 | LED-PAR38(10w) | Standard | WP source e.g.: SCE13LG106r0 | f | f | Disposition: MeasuresList-October312014.xlsx | RobNc |  |  |  | DEER1314 | 1/1/2013 |  |  | FALSE | FALSE |  |  | FALSE | FALSE | FALSE | FALSE | FALSE | FALSE | FALSE | FALSE | FALSE
5130 | R-InCmn-LED-PAR38(12w)-dWP33 | Residential Indoor Common-Area Lighting: LED Lamp replaces pre-existing standard lighting Wattage. Measure includes Code case. Impacts: HOU = 6142; CDF = 0.70 | DEER1314 | Lighting Disposition | 7/30/2014 00:00:00 | Res-Iltg-Cmn-dWatt-CFL | Non-DEER | Scaled | BaseRatio |  |  | None |  | f |  | t | Res | Any | Lighting | InCommon | Ltg_Lamp | LED_lamp |  | ILtg-Res-LED-20000hr-Cmn |  |  |  | LEDratio0381 | LEDratio0381 | LED-PAR38(12w) | Standard | WP source e.g.: SCE13LG106r0 | f | f | Disposition: MeasuresList-October312014.xlsx | RobNc |  |  |  | DEER1314 | 1/1/2013 |  |  | FALSE | FALSE |  |  | FALSE | FALSE | FALSE | FALSE | FALSE | FALSE | FALSE | FALSE | FALSE
5131 | R-InCmn-LED-PAR38(13w)-dWP36 | Residential Indoor Common-Area Lighting: LED Lamp replaces pre-existing standard lighting Wattage. Measure includes Code case. Impacts: HOU = 6142; CDF = 0.70 | DEER1314 | Lighting Disposition | 7/30/2014 00:00:00 | Res-Iltg-Cmn-dWatt-CFL | Non-DEER | Scaled | BaseRatio |  |  | None |  | f |  | t | Res | Any | Lighting | InCommon | Ltg_Lamp | LED_lamp |  | ILtg-Res-LED-20000hr-Cmn |  |  |  | LEDratio0381 | LEDratio0381 | LED-PAR38(13w) | Standard | WP source e.g.: SCE13LG106r0 | f | f | Disposition: MeasuresList-October312014.xlsx | RobNc |  |  |  | DEER1314 | 1/1/2013 |  |  | FALSE | FALSE |  |  | FALSE | FALSE | FALSE | FALSE | FALSE | FALSE | FALSE | FALSE | FALSE
5132 | R-InCmn-LED-PAR38(14w)-dWP39 | Residential Indoor Common-Area Lighting: LED Lamp replaces pre-existing standard lighting Wattage. Measure includes Code case. Impacts: HOU = 6142; CDF = 0.70 | DEER1314 | Lighting Disposition | 7/30/2014 00:00:00 | Res-Iltg-Cmn-dWatt-CFL | Non-DEER | Scaled | BaseRatio |  |  | None |  | f |  | t | Res | Any | Lighting | InCommon | Ltg_Lamp | LED_lamp |  | ILtg-Res-LED-20000hr-Cmn |  |  |  | LEDratio0381 | LEDratio0381 | LED-PAR38(14w) | Standard | WP source e.g.: SCE13LG106r0 | f | f | Disposition: MeasuresList-October312014.xlsx | RobNc |  |  |  | DEER1314 | 1/1/2013 |  |  | FALSE | FALSE |  |  | FALSE | FALSE | FALSE | FALSE | FALSE | FALSE | FALSE | FALSE | FALSE
5133 | R-InCmn-LED-PAR38(15w)-dWP42 | Residential Indoor Common-Area Lighting: LED Lamp replaces pre-existing standard lighting Wattage. Measure includes Code case. Impacts: HOU = 6142; CDF = 0.70 | DEER1314 | Lighting Disposition | 7/30/2014 00:00:00 | Res-Iltg-Cmn-dWatt-CFL | Non-DEER | Scaled | BaseRatio |  |  | None |  | f |  | t | Res | Any | Lighting | InCommon | Ltg_Lamp | LED_lamp |  | ILtg-Res-LED-20000hr-Cmn |  |  |  | LEDratio0381 | LEDratio0381 | LED-PAR38(15w) | Standard | WP source e.g.: SCE13LG106r0 | f | f | Disposition: MeasuresList-October312014.xlsx | RobNc |  |  |  | DEER1314 | 1/1/2013 |  |  | FALSE | FALSE |  |  | FALSE | FALSE | FALSE | FALSE | FALSE | FALSE | FALSE | FALSE | FALSE
5134 | R-InCmn-LED-PAR38(16w)-dWP44 | Residential Indoor Common-Area Lighting: LED Lamp replaces pre-existing standard lighting Wattage. Measure includes Code case. Impacts: HOU = 6142; CDF = 0.70 | DEER1314 | Lighting Disposition | 7/30/2014 00:00:00 | Res-Iltg-Cmn-dWatt-CFL | Non-DEER | Scaled | BaseRatio |  |  | None |  | f |  | t | Res | Any | Lighting | InCommon | Ltg_Lamp | LED_lamp |  | ILtg-Res-LED-20000hr-Cmn |  |  |  | LEDratio0381 | LEDratio0381 | LED-PAR38(16w) | Standard | WP source e.g.: SCE13LG106r0 | f | f | Disposition: MeasuresList-October312014.xlsx | RobNc |  |  |  | DEER1314 | 1/1/2013 |  |  | FALSE | FALSE |  |  | FALSE | FALSE | FALSE | FALSE | FALSE | FALSE | FALSE | FALSE | FALSE
5135 | R-InCmn-LED-PAR38(17w)-dWP47 | Residential Indoor Common-Area Lighting: LED Lamp replaces pre-existing standard lighting Wattage. Measure includes Code case. Impacts: HOU = 6142; CDF = 0.70 | DEER1314 | Lighting Disposition | 7/30/2014 00:00:00 | Res-Iltg-Cmn-dWatt-CFL | Non-DEER | Scaled | BaseRatio |  |  | None |  | f |  | t | Res | Any | Lighting | InCommon | Ltg_Lamp | LED_lamp |  | ILtg-Res-LED-20000hr-Cmn |  |  |  | LEDratio0381 | LEDratio0381 | LED-PAR38(17w) | Standard | WP source e.g.: SCE13LG106r1 | f | f | Disposition: MeasuresList-October312014.xlsx | RobNc |  |  |  | DEER1314 | 1/1/2013 |  |  | FALSE | FALSE |  |  | FALSE | FALSE | FALSE | FALSE | FALSE | FALSE | FALSE | FALSE | FALSE
5136 | R-InCmn-LED-PAR38(18w)-dWP50 | Residential Indoor Common-Area Lighting: LED Lamp replaces pre-existing standard lighting Wattage. Measure includes Code case. Impacts: HOU = 6142; CDF = 0.70 | DEER1314 | Lighting Disposition | 7/30/2014 00:00:00 | Res-Iltg-Cmn-dWatt-CFL | Non-DEER | Scaled | BaseRatio |  |  | None |  | f |  | t | Res | Any | Lighting | InCommon | Ltg_Lamp | LED_lamp |  | ILtg-Res-LED-20000hr-Cmn |  |  |  | LEDratio0381 | LEDratio0381 | LED-PAR38(18w) | Standard | WP source e.g.: SCE13LG106r0 | f | f | Disposition: MeasuresList-October312014.xlsx | RobNc |  |  |  | DEER1314 | 1/1/2013 |  |  | FALSE | FALSE |  |  | FALSE | FALSE | FALSE | FALSE | FALSE | FALSE | FALSE | FALSE | FALSE
5137 | R-InCmn-LED-PAR38(19w)-dWP53 | Residential Indoor Common-Area Lighting: LED Lamp replaces pre-existing standard lighting Wattage. Measure includes Code case. Impacts: HOU = 6142; CDF = 0.70 | DEER1314 | Lighting Disposition | 7/30/2014 00:00:00 | Res-Iltg-Cmn-dWatt-CFL | Non-DEER | Scaled | BaseRatio |  |  | None |  | f |  | t | Res | Any | Lighting | InCommon | Ltg_Lamp | LED_lamp |  | ILtg-Res-LED-20000hr-Cmn |  |  |  | LEDratio0381 | LEDratio0381 | LED-PAR38(19w) | Standard | WP source e.g.: SCE13LG106r0 | f | f | Disposition: MeasuresList-October312014.xlsx | RobNc |  |  |  | DEER1314 | 1/1/2013 |  |  | FALSE | FALSE |  |  | FALSE | FALSE | FALSE | FALSE | FALSE | FALSE | FALSE | FALSE | FALSE
5138 | R-InCmn-LED-PAR38(20w)-dWP56 | Residential Indoor Common-Area Lighting: LED Lamp replaces pre-existing standard lighting Wattage. Measure includes Code case. Impacts: HOU = 6142; CDF = 0.70 | DEER1314 | Lighting Disposition | 7/30/2014 00:00:00 | Res-Iltg-Cmn-dWatt-CFL | Non-DEER | Scaled | BaseRatio |  |  | None |  | f |  | t | Res | Any | Lighting | InCommon | Ltg_Lamp | LED_lamp |  | ILtg-Res-LED-20000hr-Cmn |  |  |  | LEDratio0381 | LEDratio0381 | LED-PAR38(20w) | Standard | WP source e.g.: SCE13LG106r0 | f | f | Disposition: MeasuresList-October312014.xlsx | RobNc |  |  |  | DEER1314 | 1/1/2013 |  |  | FALSE | FALSE |  |  | FALSE | FALSE | FALSE | FALSE | FALSE | FALSE | FALSE | FALSE | FALSE
5139 | R-InCmn-LED-PAR38(21w)-dWP59 | Residential Indoor Common-Area Lighting: LED Lamp replaces pre-existing standard lighting Wattage. Measure includes Code case. Impacts: HOU = 6142; CDF = 0.70 | DEER1314 | Lighting Disposition | 7/30/2014 00:00:00 | Res-Iltg-Cmn-dWatt-CFL | Non-DEER | Scaled | BaseRatio |  |  | None |  | f |  | t | Res | Any | Lighting | InCommon | Ltg_Lamp | LED_lamp |  | ILtg-Res-LED-20000hr-Cmn |  |  |  | LEDratio0381 | LEDratio0381 | LED-PAR38(21w) | Standard | WP source e.g.: SCE13LG106r0 | f | f | Disposition: MeasuresList-October312014.xlsx | RobNc |  |  |  | DEER1314 | 1/1/2013 |  |  | FALSE | FALSE |  |  | FALSE | FALSE | FALSE | FALSE | FALSE | FALSE | FALSE | FALSE | FALSE
5140 | R-InCmn-LED-PAR38(22w)-dWP61 | Residential Indoor Common-Area Lighting: LED Lamp replaces pre-existing standard lighting Wattage. Measure includes Code case. Impacts: HOU = 6142; CDF = 0.70 | DEER1314 | Lighting Disposition | 7/30/2014 00:00:00 | Res-Iltg-Cmn-dWatt-CFL | Non-DEER | Scaled | BaseRatio |  |  | None |  | f |  | t | Res | Any | Lighting | InCommon | Ltg_Lamp | LED_lamp |  | ILtg-Res-LED-20000hr-Cmn |  |  |  | LEDratio0381 | LEDratio0381 | LED-PAR38(22w) | Standard | WP source e.g.: SCE13LG106r0 | f | f | Disposition: MeasuresList-October312014.xlsx | RobNc |  |  |  | DEER1314 | 1/1/2013 |  |  | FALSE | FALSE |  |  | FALSE | FALSE | FALSE | FALSE | FALSE | FALSE | FALSE | FALSE | FALSE
5141 | R-InCmn-LED-PAR38(23w)-dWP64 | Residential Indoor Common-Area Lighting: LED Lamp replaces pre-existing standard lighting Wattage. Measure includes Code case. Impacts: HOU = 6142; CDF = 0.70 | DEER1314 | Lighting Disposition | 7/30/2014 00:00:00 | Res-Iltg-Cmn-dWatt-CFL | Non-DEER | Scaled | BaseRatio |  |  | None |  | f |  | t | Res | Any | Lighting | InCommon | Ltg_Lamp | LED_lamp |  | ILtg-Res-LED-20000hr-Cmn |  |  |  | LEDratio0381 | LEDratio0381 | LED-PAR38(23w) | Standard | WP source e.g.: SCE13LG106r0 | f | f | Disposition: MeasuresList-October312014.xlsx | RobNc |  |  |  | DEER1314 | 1/1/2013 |  |  | FALSE | FALSE |  |  | FALSE | FALSE | FALSE | FALSE | FALSE | FALSE | FALSE | FALSE | FALSE
5142 | R-InCmn-LED-PAR38(24w)-dWP67 | Residential Indoor Common-Area Lighting: LED Lamp replaces pre-existing standard lighting Wattage. Measure includes Code case. Impacts: HOU = 6142; CDF = 0.70 | DEER1314 | Lighting Disposition | 7/30/2014 00:00:00 | Res-Iltg-Cmn-dWatt-CFL | Non-DEER | Scaled | BaseRatio |  |  | None |  | f |  | t | Res | Any | Lighting | InCommon | Ltg_Lamp | LED_lamp |  | ILtg-Res-LED-20000hr-Cmn |  |  |  | LEDratio0381 | LEDratio0381 | LED-PAR38(24w) | Standard | WP source e.g.: SCE13LG106r0 | f | f | Disposition: MeasuresList-October312014.xlsx | RobNc |  |  |  | DEER1314 | 1/1/2013 |  |  | FALSE | FALSE |  |  | FALSE | FALSE | FALSE | FALSE | FALSE | FALSE | FALSE | FALSE | FALSE
5143 | R-InCmn-LED-PAR38(25w)-dWP70 | Residential Indoor Common-Area Lighting: LED Lamp replaces pre-existing standard lighting Wattage. Measure includes Code case. Impacts: HOU = 6142; CDF = 0.70 | DEER1314 | Lighting Disposition | 7/30/2014 00:00:00 | Res-Iltg-Cmn-dWatt-CFL | Non-DEER | Scaled | BaseRatio |  |  | None |  | f |  | t | Res | Any | Lighting | InCommon | Ltg_Lamp | LED_lamp |  | ILtg-Res-LED-20000hr-Cmn |  |  |  | LEDratio0381 | LEDratio0381 | LED-PAR38(25w) | Standard | WP source e.g.: SCE13LG106rx | f | f | Disposition: MeasuresList-October312014.xlsx | RobNc |  |  |  | DEER1314 | 1/1/2013 |  |  | FALSE | FALSE |  |  | FALSE | FALSE | FALSE | FALSE | FALSE | FALSE | FALSE | FALSE | FALSE
5144 | R-InCmn-LED-PAR38(26w)-dWP73 | Residential Indoor Common-Area Lighting: LED Lamp replaces pre-existing standard lighting Wattage. Measure includes Code case. Impacts: HOU = 6142; CDF = 0.70 | DEER1314 | Lighting Disposition | 7/30/2014 00:00:00 | Res-Iltg-Cmn-dWatt-CFL | Non-DEER | Scaled | BaseRatio |  |  | None |  | f |  | t | Res | Any | Lighting | InCommon | Ltg_Lamp | LED_lamp |  | ILtg-Res-LED-20000hr-Cmn |  |  |  | LEDratio0381 | LEDratio0381 | LED-PAR38(26w) | Standard | WP source e.g.: SCE13LG106rx | f | f | Disposition: MeasuresList-October312014.xlsx | RobNc |  |  |  | DEER1314 | 1/1/2013 |  |  | FALSE | FALSE |  |  | FALSE | FALSE | FALSE | FALSE | FALSE | FALSE | FALSE | FALSE | FALSE
5145 | R-InCmn-LED-PAR38(27w)-dWP75 | Residential Indoor Common-Area Lighting: LED Lamp replaces pre-existing standard lighting Wattage. Measure includes Code case. Impacts: HOU = 6142; CDF = 0.70 | DEER1314 | Lighting Disposition | 7/30/2014 00:00:00 | Res-Iltg-Cmn-dWatt-CFL | Non-DEER | Scaled | BaseRatio |  |  | None |  | f |  | t | Res | Any | Lighting | InCommon | Ltg_Lamp | LED_lamp |  | ILtg-Res-LED-20000hr-Cmn |  |  |  | LEDratio0381 | LEDratio0381 | LED-PAR38(27w) | Standard | WP source e.g.: SCE13LG106rx | f | f | Disposition: MeasuresList-October312014.xlsx | RobNc |  |  |  | DEER1314 | 1/1/2013 |  |  | FALSE | FALSE |  |  | FALSE | FALSE | FALSE | FALSE | FALSE | FALSE | FALSE | FALSE | FALSE
5146 | R-InCmn-LED-PAR38(7w)-dWP19 | Residential Indoor Common-Area Lighting: LED Lamp replaces pre-existing standard lighting Wattage. Measure includes Code case. Impacts: HOU = 6142; CDF = 0.70 | DEER1314 | Lighting Disposition | 7/30/2014 00:00:00 | Res-Iltg-Cmn-dWatt-CFL | Non-DEER | Scaled | BaseRatio |  |  | None |  | f |  | t | Res | Any | Lighting | InCommon | Ltg_Lamp | LED_lamp |  | ILtg-Res-LED-20000hr-Cmn |  |  |  | LEDratio0381 | LEDratio0381 | LED-PAR38(7w) | Standard | WP source e.g.: SCE13LG106r1 | f | f | Disposition: MeasuresList-October312014.xlsx | RobNc |  |  |  | DEER1314 | 1/1/2013 |  |  | FALSE | FALSE |  |  | FALSE | FALSE | FALSE | FALSE | FALSE | FALSE | FALSE | FALSE | FALSE
5147 | R-InCmn-LFLmpBlst-T8-24in-17w+El-IS-RLO(27w)-dWP6 | Residential Indoor Common-Area Lighting: more efficient Linear Fluorescent Lamp & Ballast installed. Measure includes Code case. Impacts: HOU = 4340; CDF = 0.423 | DEER1314 | Lighting Disposition | 5/30/2014 00:00:00 | Res-Iltg-Cmn-dWatt-LF | Non-DEER | Scaled | Delta |  |  | None |  | t |  | t | Res | Any | Lighting | InCommon | Ltg_Lmp+Blst | LF_LmpBlst |  | ILtg-Lfluor-CommArea |  |  |  | LFLmpBlst-T8-24in-17w+El-IS-NLO(33w) | LFLmpBlst-T8-24in-17w+El-IS-NLO(33w) | LFLmpBlst-T8-24in-17w+El-IS-RLO(27w) | Standard | WP source e.g.: SCE13LG106r0 | f | f | Disposition: MeasuresList-May222014.xlsx | RobNc |  | ILtg-Lfluor-CommArea |  | DEER1314 | 1/1/2013 |  |  | FALSE | FALSE |  |  | FALSE | FALSE | FALSE | FALSE | FALSE | FALSE | FALSE | FALSE | FALSE
5148 | R-InCmn-LFLmpBlst-T8-24in-17w+El-IS-RLO(42w)-dWP5 | Residential Indoor Common-Area Lighting: more efficient Linear Fluorescent Lamp & Ballast installed. Measure includes Code case. Impacts: HOU = 4340; CDF = 0.423 | DEER1314 | Lighting Disposition | 5/30/2014 00:00:00 | Res-Iltg-Cmn-dWatt-LF | Non-DEER | Scaled | Delta |  |  | None |  | t |  | t | Res | Any | Lighting | InCommon | Ltg_Lmp+Blst | LF_LmpBlst |  | ILtg-Lfluor-CommArea |  |  |  | LFLmpBlst-T8-24in-17w+El-IS-NLO(47w) | LFLmpBlst-T8-24in-17w+El-IS-NLO(47w) | LFLmpBlst-T8-24in-17w+El-IS-RLO(42w) | Standard | WP source e.g.: SCE13LG106r0 | f | f | Disposition: MeasuresList-May222014.xlsx | RobNc |  | ILtg-Lfluor-CommArea |  | DEER1314 | 1/1/2013 |  |  | FALSE | FALSE |  |  | FALSE | FALSE | FALSE | FALSE | FALSE | FALSE | FALSE | FALSE | FALSE
5149 | R-InCmn-LFLmpBlst-T8-24in-17w+El-IS-RLO(53w)-dWP8 | Residential Indoor Common-Area Lighting: more efficient Linear Fluorescent Lamp & Ballast installed. Measure includes Code case. Impacts: HOU = 4340; CDF = 0.423 | DEER1314 | Lighting Disposition | 5/30/2014 00:00:00 | Res-Iltg-Cmn-dWatt-LF | Non-DEER | Scaled | Delta |  |  | None |  | t |  | t | Res | Any | Lighting | InCommon | Ltg_Lmp+Blst | LF_LmpBlst |  | ILtg-Lfluor-CommArea |  |  |  | LFLmpBlst-T8-24in-17w+El-IS-NLO(61w) | LFLmpBlst-T8-24in-17w+El-IS-NLO(61w) | LFLmpBlst-T8-24in-17w+El-IS-RLO(53w) | Standard | WP source e.g.: SCE13LG106r0 | f | f | Disposition: MeasuresList-May222014.xlsx | RobNc |  | ILtg-Lfluor-CommArea |  | DEER1314 | 1/1/2013 |  |  | FALSE | FALSE |  |  | FALSE | FALSE | FALSE | FALSE | FALSE | FALSE | FALSE | FALSE | FALSE
5150 | R-InCmn-LFLmpBlst-T8-24in-17w+El-PS-NLO(15w)-dWP2 | Residential Indoor Common-Area Lighting: more efficient Linear Fluorescent Lamp & Ballast installed. Measure includes Code case. Impacts: HOU = 4340; CDF = 0.423 | DEER1314 | Lighting Disposition | 5/30/2014 00:00:00 | Res-Iltg-Cmn-dWatt-LF | Non-DEER | Scaled | Delta |  |  | None |  | t |  | t | Res | Any | Lighting | InCommon | Ltg_Lmp+Blst | LF_LmpBlst |  | ILtg-Lfluor-CommArea |  |  |  | LFLmpBlst-T8-24in-17w+El-IS-NLO(17w) | LFLmpBlst-T8-24in-17w+El-IS-NLO(17w) | LFLmpBlst-T8-24in-17w+El-PS-NLO(15w) | Standard | WP source e.g.: SCE13LG106r0 | f | f | Disposition: MeasuresList-May222014.xlsx | RobNc |  | ILtg-Lfluor-CommArea |  | DEER1314 | 1/1/2013 |  |  | FALSE | FALSE |  |  | FALSE | FALSE | FALSE | FALSE | FALSE | FALSE | FALSE | FALSE | FALSE
5151 | R-InCmn-LFLmpBlst-T8-36in-25w+El-IS-RLO(21w)-dWP5 | Residential Indoor Common-Area Lighting: more efficient Linear Fluorescent Lamp & Ballast installed. Measure includes Code case. Impacts: HOU = 4340; CDF = 0.423 | DEER1314 | Lighting Disposition | 5/30/2014 00:00:00 | Res-Iltg-Cmn-dWatt-LF | Non-DEER | Scaled | Delta |  |  | None |  | t |  | t | Res | Any | Lighting | InCommon | Ltg_Lmp+Blst | LF_LmpBlst |  | ILtg-Lfluor-CommArea |  |  |  | LFLmpBlst-T8-36in-25w+El-IS-NLO(26w) | LFLmpBlst-T8-36in-25w+El-IS-NLO(26w) | LFLmpBlst-T8-36in-25w+El-IS-RLO(21w) | Standard | WP source e.g.: SCE13LG106rx | f | f | Disposition: MeasuresList-May222014.xlsx | RobNc |  | ILtg-Lfluor-CommArea |  | DEER1314 | 1/1/2013 |  |  | FALSE | FALSE |  |  | FALSE | FALSE | FALSE | FALSE | FALSE | FALSE | FALSE | FALSE | FALSE
5152 | R-InCmn-LFLmpBlst-T8-36in-25w+El-IS-RLO(38w)-dWP8 | Residential Indoor Common-Area Lighting: more efficient Linear Fluorescent Lamp & Ballast installed. Measure includes Code case. Impacts: HOU = 4340; CDF = 0.423 | DEER1314 | Lighting Disposition | 5/30/2014 00:00:00 | Res-Iltg-Cmn-dWatt-LF | Non-DEER | Scaled | Delta |  |  | None |  | t |  | t | Res | Any | Lighting | InCommon | Ltg_Lmp+Blst | LF_LmpBlst |  | ILtg-Lfluor-CommArea |  |  |  | LFLmpBlst-T8-36in-25w+El-IS-NLO(46w) | LFLmpBlst-T8-36in-25w+El-IS-NLO(46w) | LFLmpBlst-T8-36in-25w+El-IS-RLO(38w) | Standard | WP source e.g.: SCE13LG106rx | f | f | Disposition: MeasuresList-May222014.xlsx | RobNc |  | ILtg-Lfluor-CommArea |  | DEER1314 | 1/1/2013 |  |  | FALSE | FALSE |  |  | FALSE | FALSE | FALSE | FALSE | FALSE | FALSE | FALSE | FALSE | FALSE
5153 | R-InCmn-LFLmpBlst-T8-36in-25w+El-IS-RLO(77w)-dWP10 | Residential Indoor Common-Area Lighting: more efficient Linear Fluorescent Lamp & Ballast installed. Measure includes Code case. Impacts: HOU = 4340; CDF = 0.423 | DEER1314 | Lighting Disposition | 5/30/2014 00:00:00 | Res-Iltg-Cmn-dWatt-LF | Non-DEER | Scaled | Delta |  |  | None |  | t |  | t | Res | Any | Lighting | InCommon | Ltg_Lmp+Blst | LF_LmpBlst |  | ILtg-Lfluor-CommArea |  |  |  | LFLmpBlst-T8-36in-25w+El-IS-NLO(87w) | LFLmpBlst-T8-36in-25w+El-IS-NLO(87w) | LFLmpBlst-T8-36in-25w+El-IS-RLO(77w) | Standard | WP source e.g.: SCE13LG106rx | f | f | Disposition: MeasuresList-May222014.xlsx | RobNc |  | ILtg-Lfluor-CommArea |  | DEER1314 | 1/1/2013 |  |  | FALSE | FALSE |  |  | FALSE | FALSE | FALSE | FALSE | FALSE | FALSE | FALSE | FALSE | FALSE
5154 | R-InCmn-LFLmpBlst-T8-36in-25w+El-PS-NLO(58w)-dWP9 | Residential Indoor Common-Area Lighting: more efficient Linear Fluorescent Lamp & Ballast installed. Measure includes Code case. Impacts: HOU = 4340; CDF = 0.423 | DEER1314 | Lighting Disposition | 5/30/2014 00:00:00 | Res-Iltg-Cmn-dWatt-LF | Non-DEER | Scaled | Delta |  |  | None |  | t |  | t | Res | Any | Lighting | InCommon | Ltg_Lmp+Blst | LF_LmpBlst |  | ILtg-Lfluor-CommArea |  |  |  | LFLmpBlst-T8-36in-25w+El-IS-NLO(67w) | LFLmpBlst-T8-36in-25w+El-IS-NLO(67w) | LFLmpBlst-T8-36in-25w+El-PS-NLO(58w) | Standard | WP source e.g.: SCE13LG106r1 | f | f | Disposition: MeasuresList-May222014.xlsx | RobNc |  | ILtg-Lfluor-CommArea |  | DEER1314 | 1/1/2013 |  |  | FALSE | FALSE |  |  | FALSE | FALSE | FALSE | FALSE | FALSE | FALSE | FALSE | FALSE | FALSE
5155 | R-InCmn-LFLmpBlst-T8-48in-25w+El-IS-NLO(23w)-dWP7 | Residential Indoor Common-Area Lighting: more efficient Linear Fluorescent Lamp & Ballast installed. Measure includes Code case. Impacts: HOU = 4340; CDF = 0.423 | DEER2014 | Lighting Disposition | 11/6/2014 00:00:00 | Res-Iltg-Cmn-dWatt-LF | Non-DEER | Scaled | Delta |  |  | None |  | t |  | t | Res | Any | Lighting | InCommon | Ltg_Lmp+Blst | LF_LmpBlst |  | ILtg-Lfluor-CommArea |  |  |  | LFLmpBlst-T8-48in-32w-1g+El-IS-NLO-3(30w) | LFLmpBlst-T8-48in-32w-1g+El-IS-NLO-3(30w) | LFLmpBlst-T8-48in-25w+El-IS-NLO(23w) | Standard |  | f | f | Disposition: MeasuresList-Dec1-2014.xlsx | RobNc |  | ILtg-Lfluor-CommArea |  | None | 7/1/2014 |  |  | FALSE | FALSE |  |  | FALSE | FALSE | FALSE | FALSE | FALSE | FALSE | FALSE | FALSE | FALSE
5156 | R-InCmn-LFLmpBlst-T8-48in-25w+El-IS-NLO(25w)-dWP7 | Residential Indoor Common-Area Lighting: more efficient Linear Fluorescent Lamp & Ballast installed. Measure includes Code case. Impacts: HOU = 4340; CDF = 0.423 | DEER2011 | Lighting Disposition | 5/30/2014 00:00:00 | Res-Iltg-Cmn-dWatt-LF | Non-DEER | Scaled | Delta |  |  | None |  | t |  | t | Res | Any | Lighting | InCommon | Ltg_Lmp+Blst | LF_LmpBlst |  | ILtg-Lfluor-CommArea |  |  |  | LFLmpBlst-T8-48in-32w-2g+El-IS-NLO(32w) | LFLmpBlst-T8-48in-32w-2g+El-IS-NLO(32w) | LFLmpBlst-T8-48in-25w+El-IS-NLO(25w) | Standard | WP source e.g.: PGE3PLTG172r2; Expires 6-30-2014; Not used in 2013-14 Lighting Disposition | f | f | Disposition: MeasuresList-May222014.xlsx | RobNc |  | ILtg-Lfluor-CommArea |  | None | 1/1/2013 | 6/30/2014 |  | FALSE | FALSE |  |  | FALSE | FALSE | FALSE | FALSE | FALSE | FALSE | FALSE | FALSE | FALSE
5157 | R-InCmn-LFLmpBlst-T8-48in-25w+El-IS-NLO(26w)-dWP4 | Residential Indoor Common-Area Lighting: more efficient Linear Fluorescent Lamp & Ballast installed. Measure includes Code case. Impacts: HOU = 4340; CDF = 0.423 | DEER1314 | Lighting Disposition | 11/6/2014 00:00:00 | Res-Iltg-Cmn-dWatt-LF | Non-DEER | Scaled | Delta |  |  | None |  | t |  | t | Res | Any | Lighting | InCommon | Ltg_Lmp+Blst | LF_LmpBlst |  | ILtg-Lfluor-CommArea |  |  |  | LFLmpBlst-T8-48in-32w-2g+El-IS-NLO-2(30w) | LFLmpBlst-T8-48in-32w-2g+El-IS-NLO-2(30w) | LFLmpBlst-T8-48in-25w+El-IS-NLO(26w) | Standard |  | f | f | Disposition: MeasuresList-Dec1-2014.xlsx | RobNc |  | ILtg-Lfluor-CommArea |  | DEER1314 | 1/1/2013 |  |  | FALSE | FALSE |  |  | FALSE | FALSE | FALSE | FALSE | FALSE | FALSE | FALSE | FALSE | FALSE
5158 | R-InCmn-LFLmpBlst-T8-48in-25w+El-IS-NLO(27w)-dWP4 | Residential Indoor Common-Area Lighting: more efficient Linear Fluorescent Lamp & Ballast installed. Measure includes Code case. Impacts: HOU = 4340; CDF = 0.423 | DEER2011 | Lighting Disposition | 5/30/2014 00:00:00 | Res-Iltg-Cmn-dWatt-LF | Non-DEER | Scaled | Delta |  |  | None |  | t |  | t | Res | Any | Lighting | InCommon | Ltg_Lmp+Blst | LF_LmpBlst |  | ILtg-Lfluor-CommArea |  |  |  | LFLmpBlst-T8-48in-32w-2g+El-IS-NLO(31w) | LFLmpBlst-T8-48in-32w-2g+El-IS-NLO(31w) | LFLmpBlst-T8-48in-25w+El-IS-NLO(27w) | Standard | WP source e.g.: PGE3PLTG172r2; Expires 6-30-2014; Not used in 2013-14 Lighting Disposition | f | f | Disposition: MeasuresList-May222014.xlsx | RobNc |  | ILtg-Lfluor-CommArea |  | None | 1/1/2013 | 6/30/2014 |  | FALSE | FALSE |  |  | FALSE | FALSE | FALSE | FALSE | FALSE | FALSE | FALSE | FALSE | FALSE
5159 | R-InCmn-LFLmpBlst-T8-48in-25w+El-IS-NLO(45w)-dWP14 | Residential Indoor Common-Area Lighting: more efficient Linear Fluorescent Lamp & Ballast installed. Measure includes Code case. Impacts: HOU = 4340; CDF = 0.423 | DEER1314 | Lighting Disposition | 5/30/2014 00:00:00 | Res-Iltg-Cmn-dWatt-LF | Non-DEER | Scaled | Delta |  |  | None |  | t |  | t | Res | Any | Lighting | InCommon | Ltg_Lmp+Blst | LF_LmpBlst |  | ILtg-Lfluor-CommArea |  |  |  | LFLmpBlst-T8-48in-32w-2g+El-IS-NLO(59w) | LFLmpBlst-T8-48in-32w-2g+El-IS-NLO(59w) | LFLmpBlst-T8-48in-25w+El-IS-NLO(45w) | Standard | WP source e.g.: PGE3PLTG172r2 | f | f | Disposition: MeasuresList-May222014.xlsx | RobNc |  | ILtg-Lfluor-CommArea |  | DEER1314 | 1/1/2013 |  |  | FALSE | FALSE |  |  | FALSE | FALSE | FALSE | FALSE | FALSE | FALSE | FALSE | FALSE | FALSE
5160 | R-InCmn-LFLmpBlst-T8-48in-25w+El-IS-NLO(68w)-dWP21 | Residential Indoor Common-Area Lighting: more efficient Linear Fluorescent Lamp & Ballast installed. Measure includes Code case. Impacts: HOU = 4340; CDF = 0.423 | DEER1314 | Lighting Disposition | 5/30/2014 00:00:00 | Res-Iltg-Cmn-dWatt-LF | Non-DEER | Scaled | Delta |  |  | None |  | t |  | t | Res | Any | Lighting | InCommon | Ltg_Lmp+Blst | LF_LmpBlst |  | ILtg-Lfluor-CommArea |  |  |  | LFLmpBlst-T8-48in-32w-2g+El-IS-NLO(89w) | LFLmpBlst-T8-48in-32w-2g+El-IS-NLO(89w) | LFLmpBlst-T8-48in-25w+El-IS-NLO(68w) | Standard | WP source e.g.: PGE3PLTG172r2 | f | f | Disposition: MeasuresList-May222014.xlsx | RobNc |  | ILtg-Lfluor-CommArea |  | DEER1314 | 1/1/2013 |  |  | FALSE | FALSE |  |  | FALSE | FALSE | FALSE | FALSE | FALSE | FALSE | FALSE | FALSE | FALSE
5161 | R-InCmn-LFLmpBlst-T8-48in-25w+El-IS-NLO(90w)-dWP22 | Residential Indoor Common-Area Lighting: more efficient Linear Fluorescent Lamp & Ballast installed. Measure includes Code case. Impacts: HOU = 4340; CDF = 0.423 | DEER1314 | Lighting Disposition | 11/6/2014 00:00:00 | Res-Iltg-Cmn-dWatt-LF | Non-DEER | Scaled | Delta |  |  | None |  | t |  | t | Res | Any | Lighting | InCommon | Ltg_Lmp+Blst | LF_LmpBlst |  | ILtg-Lfluor-CommArea |  |  |  | LFLmpBlst-T8-48in-32w-1g+El-IS-NLO(112w) | LFLmpBlst-T8-48in-32w-1g+El-IS-NLO(112w) | LFLmpBlst-T8-48in-25w+El-IS-NLO(90w) | Standard |  | f | f | Disposition: MeasuresList-Dec1-2014.xlsx | RobNc |  | ILtg-Lfluor-CommArea |  | DEER1314 | 1/1/2013 |  |  | FALSE | FALSE |  |  | FALSE | FALSE | FALSE | FALSE | FALSE | FALSE | FALSE | FALSE | FALSE
5162 | R-InCmn-LFLmpBlst-T8-48in-25w+El-IS-NLO(90w)-dWP8 | Residential Indoor Common-Area Lighting: more efficient Linear Fluorescent Lamp & Ballast installed. Measure includes Code case. Impacts: HOU = 4340; CDF = 0.423 | DEER2011 | Lighting Disposition | 5/30/2014 00:00:00 | Res-Iltg-Cmn-dWatt-LF | Non-DEER | Scaled | Delta |  |  | None |  | t |  | t | Res | Any | Lighting | InCommon | Ltg_Lmp+Blst | LF_LmpBlst |  | ILtg-Lfluor-CommArea |  |  |  | LFLmpBlst-T8-96in-59w+El-IS-RLO(98w) | LFLmpBlst-T8-96in-59w+El-IS-RLO(98w) | LFLmpBlst-T8-48in-25w+El-IS-NLO(90w) | Standard | WP source e.g.: PGE3PLTG172r2; Expires 6-30-2014; Not used in 2013-14 Lighting Disposition | f | f | Disposition: MeasuresList-May222014.xlsx | RobNc |  | ILtg-Lfluor-CommArea |  | None | 1/1/2013 | 6/30/2014 |  | FALSE | FALSE |  |  | FALSE | FALSE | FALSE | FALSE | FALSE | FALSE | FALSE | FALSE | FALSE
5163 | R-InCmn-LFLmpBlst-T8-48in-28w+El-IS-NLO(26w)-dWP4 | Residential Indoor Common-Area Lighting: more efficient Linear Fluorescent Lamp & Ballast installed. Measure includes Code case. Impacts: HOU = 4340; CDF = 0.423 | DEER2014 | Lighting Disposition | 11/6/2014 00:00:00 | Res-Iltg-Cmn-dWatt-LF | Non-DEER | Scaled | Delta |  |  | None |  | t |  | t | Res | Any | Lighting | InCommon | Ltg_Lmp+Blst | LF_LmpBlst |  | ILtg-Lfluor-CommArea |  |  |  | LFLmpBlst-T8-48in-32w-1g+El-IS-NLO-3(30w) | LFLmpBlst-T8-48in-32w-1g+El-IS-NLO-3(30w) | LFLmpBlst-T8-48in-28w+El-IS-NLO(26w) | Standard |  | f | f | Disposition: MeasuresList-Dec1-2014.xlsx | RobNc |  | ILtg-Lfluor-CommArea |  | None | 7/1/2014 |  |  | FALSE | FALSE |  |  | FALSE | FALSE | FALSE | FALSE | FALSE | FALSE | FALSE | FALSE | FALSE
5164 | R-InCmn-LFLmpBlst-T8-48in-28w+El-IS-NLO(27w)-dWP3 | Residential Indoor Common-Area Lighting: more efficient Linear Fluorescent Lamp & Ballast installed. Measure includes Code case. Impacts: HOU = 4340; CDF = 0.423 | DEER1314 | Lighting Disposition | 11/6/2014 00:00:00 | Res-Iltg-Cmn-dWatt-LF | Non-DEER | Scaled | Delta |  |  | None |  | t |  | t | Res | Any | Lighting | InCommon | Ltg_Lmp+Blst | LF_LmpBlst |  | ILtg-Lfluor-CommArea |  |  |  | LFLmpBlst-T8-48in-32w-2g+El-IS-NLO-2(30w) | LFLmpBlst-T8-48in-32w-2g+El-IS-NLO-2(30w) | LFLmpBlst-T8-48in-28w+El-IS-NLO(27w) | Standard |  | f | f | Disposition: MeasuresList-Dec1-2014.xlsx | RobNc |  | ILtg-Lfluor-CommArea |  | DEER1314 | 1/1/2013 |  |  | FALSE | FALSE |  |  | FALSE | FALSE | FALSE | FALSE | FALSE | FALSE | FALSE | FALSE | FALSE
5165 | R-InCmn-LFLmpBlst-T8-48in-28w+El-IS-NLO(28w)-dWP4 | Residential Indoor Common-Area Lighting: more efficient Linear Fluorescent Lamp & Ballast installed. Measure includes Code case. Impacts: HOU = 4340; CDF = 0.423 | DEER2011 | Lighting Disposition | 5/30/2014 00:00:00 | Res-Iltg-Cmn-dWatt-LF | Non-DEER | Scaled | Delta |  |  | None |  | t |  | t | Res | Any | Lighting | InCommon | Ltg_Lmp+Blst | LF_LmpBlst |  | ILtg-Lfluor-CommArea |  |  |  | LFLmpBlst-T8-48in-32w-2g+El-IS-NLO(32w) | LFLmpBlst-T8-48in-32w-2g+El-IS-NLO(32w) | LFLmpBlst-T8-48in-28w+El-IS-NLO(28w) | Standard | WP source e.g.: PGE3PLTG172r2; Expires 6-30-2014; Not used in 2013-14 Lighting Disposition | f | f | Disposition: MeasuresList-May222014.xlsx | RobNc |  | ILtg-Lfluor-CommArea |  | None | 1/1/2013 | 6/30/2014 |  | FALSE | FALSE |  |  | FALSE | FALSE | FALSE | FALSE | FALSE | FALSE | FALSE | FALSE | FALSE
5166 | R-InCmn-LFLmpBlst-T8-48in-28w+El-IS-NLO(53w)-dWP6 | Residential Indoor Common-Area Lighting: more efficient Linear Fluorescent Lamp & Ballast installed. Measure includes Code case. Impacts: HOU = 4340; CDF = 0.423 | DEER1314 | Lighting Disposition | 5/30/2014 00:00:00 | Res-Iltg-Cmn-dWatt-LF | Non-DEER | Scaled | Delta |  |  | None |  | t |  | t | Res | Any | Lighting | InCommon | Ltg_Lmp+Blst | LF_LmpBlst |  | ILtg-Lfluor-CommArea |  |  |  | LFLmpBlst-T8-48in-32w-2g+El-IS-NLO(59w) | LFLmpBlst-T8-48in-32w-2g+El-IS-NLO(59w) | LFLmpBlst-T8-48in-28w+El-IS-NLO(53w) | Standard | WP source e.g.: PGE3PLTG172r2 | f | f | Disposition: MeasuresList-May222014.xlsx | RobNc |  | ILtg-Lfluor-CommArea |  | DEER1314 | 1/1/2013 |  |  | FALSE | FALSE |  |  | FALSE | FALSE | FALSE | FALSE | FALSE | FALSE | FALSE | FALSE | FALSE
5167 | R-InCmn-LFLmpBlst-T8-48in-28w+El-IS-NLO(75w)-dWP14 | Residential Indoor Common-Area Lighting: more efficient Linear Fluorescent Lamp & Ballast installed. Measure includes Code case. Impacts: HOU = 4340; CDF = 0.423 | DEER1314 | Lighting Disposition | 5/30/2014 00:00:00 | Res-Iltg-Cmn-dWatt-LF | Non-DEER | Scaled | Delta |  |  | None |  | t |  | t | Res | Any | Lighting | InCommon | Ltg_Lmp+Blst | LF_LmpBlst |  | ILtg-Lfluor-CommArea |  |  |  | LFLmpBlst-T8-48in-32w-2g+El-IS-NLO(89w) | LFLmpBlst-T8-48in-32w-2g+El-IS-NLO(89w) | LFLmpBlst-T8-48in-28w+El-IS-NLO(75w) | Standard | WP source e.g.: PGE3PLTG172r2 | f | f | Disposition: MeasuresList-May222014.xlsx | RobNc |  | ILtg-Lfluor-CommArea |  | DEER1314 | 1/1/2013 |  |  | FALSE | FALSE |  |  | FALSE | FALSE | FALSE | FALSE | FALSE | FALSE | FALSE | FALSE | FALSE
5168 | R-InCmn-LFLmpBlst-T8-48in-28w+El-IS-NLO(98w)-dWP14 | Residential Indoor Common-Area Lighting: more efficient Linear Fluorescent Lamp & Ballast installed. Measure includes Code case. Impacts: HOU = 4340; CDF = 0.423 | DEER1314 | Lighting Disposition | 11/6/2014 00:00:00 | Res-Iltg-Cmn-dWatt-LF | Non-DEER | Scaled | Delta |  |  | None |  | t |  | t | Res | Any | Lighting | InCommon | Ltg_Lmp+Blst | LF_LmpBlst |  | ILtg-Lfluor-CommArea |  |  |  | LFLmpBlst-T8-48in-32w-1g+El-IS-NLO(112w) | LFLmpBlst-T8-48in-32w-1g+El-IS-NLO(112w) | LFLmpBlst-T8-48in-28w+El-IS-NLO(98w) | Standard |  | f | f | Disposition: MeasuresList-Dec1-2014.xlsx | RobNc |  | ILtg-Lfluor-CommArea |  | DEER1314 | 1/1/2013 |  |  | FALSE | FALSE |  |  | FALSE | FALSE | FALSE | FALSE | FALSE | FALSE | FALSE | FALSE | FALSE
5169 | R-InCmn-LFLmpBlst-T8-48in-28w+El-IS-NLO(98w)-dWP4 | Residential Indoor Common-Area Lighting: more efficient Linear Fluorescent Lamp & Ballast installed. Measure includes Code case. Impacts: HOU = 4340; CDF = 0.423 | DEER2011 | Lighting Disposition | 5/30/2014 00:00:00 | Res-Iltg-Cmn-dWatt-LF | Non-DEER | Scaled | Delta |  |  | None |  | t |  | t | Res | Any | Lighting | InCommon | Ltg_Lmp+Blst | LF_LmpBlst |  | ILtg-Lfluor-CommArea |  |  |  | LFLmpBlst-T8-48in-32w-2g+El-IS-RLO(102w) | LFLmpBlst-T8-48in-32w-2g+El-IS-RLO(102w) | LFLmpBlst-T8-48in-28w+El-IS-NLO(98w) | Standard | WP source; Expires 6-30-2014; Not used in 2013-14 Lighting Disposition | f | f | Disposition: MeasuresList-May222014.xlsx | RobNc |  | ILtg-Lfluor-CommArea |  | None | 1/1/2013 | 6/30/2014 |  | FALSE | FALSE |  |  | FALSE | FALSE | FALSE | FALSE | FALSE | FALSE | FALSE | FALSE | FALSE
5170 | R-InCmn-LFLmpBlst-T8-48in-32w-1g+El-IS-NLO-Del(0w)-dWP53-dWC0 | Residential Indoor Common-Area Lighting: Linear Fluorescent Lamp & Ballast permanently delamped. Measure includes Code case. Impacts: HOU = 4340; CDF = 0.423 | DEER2011 | Lighting Disposition | 5/30/2014 00:00:00 | Res-Iltg-Cmn-dWatt-LF | Non-DEER | Scaled | Delta |  |  | None |  | t |  | t | Res | Any | Lighting | InCommon | Ltg_Lmp+Blst | LF_LmpBlst |  | ILtg-Lfluor-CommArea |  |  |  | LFLmpBlst-T8-48in-32w-1g+El-RS-NLO(53w) | LFLmpBlst-T8-48in-32w-1g+El-IS-NLO-Del(0w) | LFLmpBlst-T8-48in-32w-1g+El-IS-NLO-Del(0w) | Standard | WP source e.g.: SCE13LG087r0; Not used in 2013-14 Lighting Disposition | f | f | Disposition: MeasuresList-May222014.xlsx | ERrul |  | ILtg-Lfluor-CommArea |  | None | 1/1/2013 | 6/30/2014 |  | FALSE | FALSE |  |  | FALSE | FALSE | FALSE | FALSE | FALSE | FALSE | FALSE | FALSE | FALSE
5171 | R-InCmn-LFLmpBlst-T8-48in-32w-1g+El-IS-NLO-Del(59w)-dWP53 | Residential Indoor Common-Area Lighting: Linear Fluorescent Lamp & Ballast permanently delamped. Measure includes Code case. Impacts: HOU = 4340; CDF = 0.423 | DEER1314 | Lighting Disposition | 11/6/2014 00:00:00 | Res-Iltg-Cmn-dWatt-LF | Non-DEER | Scaled | Delta |  |  | None |  | t |  | t | Res | Any | Lighting | InCommon | Ltg_Lmp+Blst | LF_LmpBlst |  | ILtg-Lfluor-CommArea |  |  |  | LFLmpBlst-T8-48in-32w-1g+El-IS-NLO(112w) | LFLmpBlst-T8-48in-32w-1g+El-IS-NLO(112w) | LFLmpBlst-T8-48in-32w-1g+El-IS-NLO-Del(59w) | Standard |  | f | f | Disposition: MeasuresList-Dec1-2014.xlsx | RobNc |  | ILtg-Lfluor-CommArea |  | DEER1314 | 1/1/2013 |  |  | FALSE | FALSE |  |  | FALSE | FALSE | FALSE | FALSE | FALSE | FALSE | FALSE | FALSE | FALSE
5172 | R-InCmn-LFLmpBlst-T8-48in-32w-3g+El-PS-RLO(24w)-dWP7 | Residential Indoor Common-Area Lighting: more efficient Linear Fluorescent Lamp & Ballast installed. Measure includes Code case. Impacts: HOU = 4340; CDF = 0.423 | DEER1314 | Lighting Disposition | 5/30/2014 00:00:00 | Res-Iltg-Cmn-dWatt-LF | Non-DEER | Scaled | Delta |  |  | None |  | t |  | t | Res | Any | Lighting | InCommon | Ltg_Lmp+Blst | LF_LmpBlst |  | ILtg-Lfluor-CommArea |  |  |  | LFLmpBlst-T8-48in-32w-2g+El-IS-NLO(31w) | LFLmpBlst-T8-48in-32w-2g+El-IS-NLO(31w) | LFLmpBlst-T8-48in-32w-3g+El-PS-RLO(24w) | Standard | WP source e.g.: SCE13LG087r0 | f | f | Disposition: MeasuresList-May222014.xlsx | RobNc |  | ILtg-Lfluor-CommArea |  | DEER1314 | 1/1/2013 |  |  | FALSE | FALSE |  |  | FALSE | FALSE | FALSE | FALSE | FALSE | FALSE | FALSE | FALSE | FALSE
5173 | R-InCmn-LFLmpBlst-T8-48in-32w-3g+El-PS-RLO(45w)-dWP14 | Residential Indoor Common-Area Lighting: more efficient Linear Fluorescent Lamp & Ballast installed. Measure includes Code case. Impacts: HOU = 4340; CDF = 0.423 | DEER1314 | Lighting Disposition | 5/30/2014 00:00:00 | Res-Iltg-Cmn-dWatt-LF | Non-DEER | Scaled | Delta |  |  | None |  | t |  | t | Res | Any | Lighting | InCommon | Ltg_Lmp+Blst | LF_LmpBlst |  | ILtg-Lfluor-CommArea |  |  |  | LFLmpBlst-T8-48in-32w-2g+El-IS-NLO(59w) | LFLmpBlst-T8-48in-32w-2g+El-IS-NLO(59w) | LFLmpBlst-T8-48in-32w-3g+El-PS-RLO(45w) | Standard | WP source e.g.: SCE13LG087r0 | f | f | Disposition: MeasuresList-May222014.xlsx | RobNc |  | ILtg-Lfluor-CommArea |  | DEER1314 | 1/1/2013 |  |  | FALSE | FALSE |  |  | FALSE | FALSE | FALSE | FALSE | FALSE | FALSE | FALSE | FALSE | FALSE
5174 | R-InCmn-LFLmpBlst-T8-48in-32w-3g+El-PS-RLO(90w)-dWP22 | Residential Indoor Common-Area Lighting: more efficient Linear Fluorescent Lamp & Ballast installed. Measure includes Code case. Impacts: HOU = 4340; CDF = 0.423 | DEER1314 | Lighting Disposition | 5/30/2014 00:00:00 | Res-Iltg-Cmn-dWatt-LF | Non-DEER | Scaled | Delta |  |  | None |  | t |  | t | Res | Any | Lighting | InCommon | Ltg_Lmp+Blst | LF_LmpBlst |  | ILtg-Lfluor-CommArea |  |  |  | LFLmpBlst-T8-48in-32w-2g+El-IS-NLO(112w) | LFLmpBlst-T8-48in-32w-2g+El-IS-NLO(112w) | LFLmpBlst-T8-48in-32w-3g+El-PS-RLO(90w) | Standard | WP source e.g.: SCE13LG087r0 | f | f | Disposition: MeasuresList-May222014.xlsx | RobNc |  | ILtg-Lfluor-CommArea |  | DEER1314 | 1/1/2013 |  |  | FALSE | FALSE |  |  | FALSE | FALSE | FALSE | FALSE | FALSE | FALSE | FALSE | FALSE | FALSE
5175 | R-InCmn-LFLmpBlst-T8-96in-59w+El-IS-RLO(167w)-dWP52 | Residential Indoor Common-Area Lighting: more efficient Linear Fluorescent Lamp & Ballast installed. Measure includes Code case. Impacts: HOU = 4340; CDF = 0.423 | DEER1314 | Lighting Disposition | 5/30/2014 00:00:00 | Res-Iltg-Cmn-dWatt-LF | Non-DEER | Scaled | Delta |  |  | None |  | t |  | t | Res | Any | Lighting | InCommon | Ltg_Lmp+Blst | LF_LmpBlst |  | ILtg-Lfluor-CommArea |  |  |  | LFLmpBlst-T8-96in-59w+El-IS-NLO(219w) | LFLmpBlst-T8-96in-59w+El-IS-NLO(219w) | LFLmpBlst-T8-96in-59w+El-IS-RLO(167w) | Standard | WP source | f | f | Disposition: MeasuresList-May222014.xlsx | RobNc |  | ILtg-Lfluor-CommArea |  | DEER1314 | 1/1/2013 |  |  | FALSE | FALSE |  |  | FALSE | FALSE | FALSE | FALSE | FALSE | FALSE | FALSE | FALSE | FALSE
5176 | R-InCmn-LFLmpBlst-T8-96in-59w+El-IS-RLO(57w)-dWP1 | Residential Indoor Common-Area Lighting: more efficient Linear Fluorescent Lamp & Ballast installed. Measure includes Code case. Impacts: HOU = 4340; CDF = 0.423 | DEER1314 | Lighting Disposition | 5/30/2014 00:00:00 | Res-Iltg-Cmn-dWatt-LF | Non-DEER | Scaled | Delta |  |  | None |  | t |  | t | Res | Any | Lighting | InCommon | Ltg_Lmp+Blst | LF_LmpBlst |  | ILtg-Lfluor-CommArea |  |  |  | LFLmpBlst-T8-96in-59w+El-IS-NLO(58w) | LFLmpBlst-T8-96in-59w+El-IS-NLO(58w) | LFLmpBlst-T8-96in-59w+El-IS-RLO(57w) | Standard | WP source e.g.: SCE13LG087r0 | f | f | Disposition: MeasuresList-May222014.xlsx | RobNc |  | ILtg-Lfluor-CommArea |  | DEER1314 | 1/1/2013 |  |  | FALSE | FALSE |  |  | FALSE | FALSE | FALSE | FALSE | FALSE | FALSE | FALSE | FALSE | FALSE
5177 | R-InCmn-LFLmpBlst-T8-96in-59w+El-IS-RLO(98w)-dWP11 | Residential Indoor Common-Area Lighting: more efficient Linear Fluorescent Lamp & Ballast installed. Measure includes Code case. Impacts: HOU = 4340; CDF = 0.423 | DEER1314 | Lighting Disposition | 5/30/2014 00:00:00 | Res-Iltg-Cmn-dWatt-LF | Non-DEER | Scaled | Delta |  |  | None |  | t |  | t | Res | Any | Lighting | InCommon | Ltg_Lmp+Blst | LF_LmpBlst |  | ILtg-Lfluor-CommArea |  |  |  | LFLmpBlst-T8-96in-59w+El-IS-NLO(109w) | LFLmpBlst-T8-96in-59w+El-IS-NLO(109w) | LFLmpBlst-T8-96in-59w+El-IS-RLO(98w) | Standard | WP source e.g.: SCE13LG087r0 | f | f | Disposition: MeasuresList-May222014.xlsx | RobNc |  | ILtg-Lfluor-CommArea |  | DEER1314 | 1/1/2013 |  |  | FALSE | FALSE |  |  | FALSE | FALSE | FALSE | FALSE | FALSE | FALSE | FALSE | FALSE | FALSE
5178 | R-In-LED-(8w)-dWP15 | Residential Indoor General Lighting: LED Lamp replaces pre-existing standard lighting Wattage. Measure includes Code case. Impacts: CFL-based HOU (varies by BldgType) | DEER1314 | Lighting Disposition | 7/30/2014 00:00:00 | Res-Iltg-dWatt-CFL | Non-DEER | Scaled | BaseRatio |  |  | None |  | f |  | t | Res | Any | Lighting | InGen-CFL | Ltg_Lamp | LED_lamp |  | ILtg-Res-LED-20000hr |  |  |  | LEDratio0296 | LEDratio0296 | LED-(8w) | Standard |  | f | f | Disposition: MeasuresList-October312014.xlsx | RobNc |  |  |  | DEER1314 | 1/1/2013 |  |  | FALSE | FALSE |  |  | FALSE | FALSE | FALSE | FALSE | FALSE | FALSE | FALSE | FALSE | FALSE
5179 | R-In-LED-A19(10w)-dWP19 | Residential Indoor General Lighting: LED Lamp replaces pre-existing standard lighting Wattage. Measure includes Code case. Impacts: CFL-based HOU (varies by BldgType) | DEER1314 | Lighting Disposition | 7/30/2014 00:00:00 | Res-Iltg-dWatt-CFL | Non-DEER | Scaled | BaseRatio |  |  | None |  | f |  | t | Res | Any | Lighting | InGen-CFL | Ltg_Lamp | LED_lamp |  | ILtg-Res-LED-20000hr |  |  |  | LEDratio0296 | LEDratio0296 | LED-A19(10w) | Standard |  | f | f | Disposition: MeasuresList-October312014.xlsx | RobNc |  |  |  | DEER1314 | 1/1/2013 |  |  | FALSE | FALSE |  |  | FALSE | FALSE | FALSE | FALSE | FALSE | FALSE | FALSE | FALSE | FALSE
5180 | R-In-LED-A19(11w)-dWP21 | Residential Indoor General Lighting: LED Lamp replaces pre-existing standard lighting Wattage. Measure includes Code case. Impacts: CFL-based HOU (varies by BldgType) | DEER1314 | Lighting Disposition | 7/30/2014 00:00:00 | Res-Iltg-dWatt-CFL | Non-DEER | Scaled | BaseRatio |  |  | None |  | f |  | t | Res | Any | Lighting | InGen-CFL | Ltg_Lamp | LED_lamp |  | ILtg-Res-LED-20000hr |  |  |  | LEDratio0296 | LEDratio0296 | LED-A19(11w) | Standard |  | f | f | Disposition: MeasuresList-October312014.xlsx | RobNc |  |  |  | DEER1314 | 1/1/2013 |  |  | FALSE | FALSE |  |  | FALSE | FALSE | FALSE | FALSE | FALSE | FALSE | FALSE | FALSE | FALSE
5181 | R-In-LED-A19(12w)-dWP23 | Residential Indoor General Lighting: LED Lamp replaces pre-existing standard lighting Wattage. Measure includes Code case. Impacts: CFL-based HOU (varies by BldgType) | DEER1314 | Lighting Disposition | 7/30/2014 00:00:00 | Res-Iltg-dWatt-CFL | Non-DEER | Scaled | BaseRatio |  |  | None |  | f |  | t | Res | Any | Lighting | InGen-CFL | Ltg_Lamp | LED_lamp |  | ILtg-Res-LED-20000hr |  |  |  | LEDratio0296 | LEDratio0296 | LED-A19(12w) | Standard |  | f | f | Disposition: MeasuresList-October312014.xlsx | RobNc |  |  |  | DEER1314 | 1/1/2013 |  |  | FALSE | FALSE |  |  | FALSE | FALSE | FALSE | FALSE | FALSE | FALSE | FALSE | FALSE | FALSE
5182 | R-In-LED-A19(13w)-dWP25 | Residential Indoor General Lighting: LED Lamp replaces pre-existing standard lighting Wattage. Measure includes Code case. Impacts: CFL-based HOU (varies by BldgType) | DEER1314 | Lighting Disposition | 7/30/2014 00:00:00 | Res-Iltg-dWatt-CFL | Non-DEER | Scaled | BaseRatio |  |  | None |  | f |  | t | Res | Any | Lighting | InGen-CFL | Ltg_Lamp | LED_lamp |  | ILtg-Res-LED-20000hr |  |  |  | LEDratio0296 | LEDratio0296 | LED-A19(13w) | Standard |  | f | f | Disposition: MeasuresList-October312014.xlsx | RobNc |  |  |  | DEER1314 | 1/1/2013 |  |  | FALSE | FALSE |  |  | FALSE | FALSE | FALSE | FALSE | FALSE | FALSE | FALSE | FALSE | FALSE
5183 | R-In-LED-A19(14w)-dWP27 | Residential Indoor General Lighting: LED Lamp replaces pre-existing standard lighting Wattage. Measure includes Code case. Impacts: CFL-based HOU (varies by BldgType) | DEER1314 | Lighting Disposition | 7/30/2014 00:00:00 | Res-Iltg-dWatt-CFL | Non-DEER | Scaled | BaseRatio |  |  | None |  | f |  | t | Res | Any | Lighting | InGen-CFL | Ltg_Lamp | LED_lamp |  | ILtg-Res-LED-20000hr |  |  |  | LEDratio0296 | LEDratio0296 | LED-A19(14w) | Standard |  | f | f | Disposition: MeasuresList-October312014.xlsx | RobNc |  |  |  | DEER1314 | 1/1/2013 |  |  | FALSE | FALSE |  |  | FALSE | FALSE | FALSE | FALSE | FALSE | FALSE | FALSE | FALSE | FALSE
5184 | R-In-LED-A19(15w)-dWP29 | Residential Indoor General Lighting: LED Lamp replaces pre-existing standard lighting Wattage. Measure includes Code case. Impacts: CFL-based HOU (varies by BldgType) | DEER1314 | Lighting Disposition | 7/30/2014 00:00:00 | Res-Iltg-dWatt-CFL | Non-DEER | Scaled | BaseRatio |  |  | None |  | f |  | t | Res | Any | Lighting | InGen-CFL | Ltg_Lamp | LED_lamp |  | ILtg-Res-LED-20000hr |  |  |  | LEDratio0296 | LEDratio0296 | LED-A19(15w) | Standard |  | f | f | Disposition: MeasuresList-October312014.xlsx | RobNc |  |  |  | DEER1314 | 1/1/2013 |  |  | FALSE | FALSE |  |  | FALSE | FALSE | FALSE | FALSE | FALSE | FALSE | FALSE | FALSE | FALSE
5185 | R-In-LED-A19(16w)-dWP31 | Residential Indoor General Lighting: LED Lamp replaces pre-existing standard lighting Wattage. Measure includes Code case. Impacts: CFL-based HOU (varies by BldgType) | DEER1314 | Lighting Disposition | 7/30/2014 00:00:00 | Res-Iltg-dWatt-CFL | Non-DEER | Scaled | BaseRatio |  |  | None |  | f |  | t | Res | Any | Lighting | InGen-CFL | Ltg_Lamp | LED_lamp |  | ILtg-Res-LED-20000hr |  |  |  | LEDratio0296 | LEDratio0296 | LED-A19(16w) | Standard |  | f | f | Disposition: MeasuresList-October312014.xlsx | RobNc |  |  |  | DEER1314 | 1/1/2013 |  |  | FALSE | FALSE |  |  | FALSE | FALSE | FALSE | FALSE | FALSE | FALSE | FALSE | FALSE | FALSE
5186 | R-In-LED-A19(17w)-dWP33 | Residential Indoor General Lighting: LED Lamp replaces pre-existing standard lighting Wattage. Measure includes Code case. Impacts: CFL-based HOU (varies by BldgType) | DEER1314 | Lighting Disposition | 7/30/2014 00:00:00 | Res-Iltg-dWatt-CFL | Non-DEER | Scaled | BaseRatio |  |  | None |  | f |  | t | Res | Any | Lighting | InGen-CFL | Ltg_Lamp | LED_lamp |  | ILtg-Res-LED-20000hr |  |  |  | LEDratio0296 | LEDratio0296 | LED-A19(17w) | Standard |  | f | f | Disposition: MeasuresList-October312014.xlsx | RobNc |  |  |  | DEER1314 | 1/1/2013 |  |  | FALSE | FALSE |  |  | FALSE | FALSE | FALSE | FALSE | FALSE | FALSE | FALSE | FALSE | FALSE
5187 | R-In-LED-A19(18w)-dWP35 | Residential Indoor General Lighting: LED Lamp replaces pre-existing standard lighting Wattage. Measure includes Code case. Impacts: CFL-based HOU (varies by BldgType) | DEER1314 | Lighting Disposition | 7/30/2014 00:00:00 | Res-Iltg-dWatt-CFL | Non-DEER | Scaled | BaseRatio |  |  | None |  | f |  | t | Res | Any | Lighting | InGen-CFL | Ltg_Lamp | LED_lamp |  | ILtg-Res-LED-20000hr |  |  |  | LEDratio0296 | LEDratio0296 | LED-A19(18w) | Standard |  | f | f | Disposition: MeasuresList-October312014.xlsx | RobNc |  |  |  | DEER1314 | 1/1/2013 |  |  | FALSE | FALSE |  |  | FALSE | FALSE | FALSE | FALSE | FALSE | FALSE | FALSE | FALSE | FALSE
5188 | R-In-LED-A19(19w)-dWP37 | Residential Indoor General Lighting: LED Lamp replaces pre-existing standard lighting Wattage. Measure includes Code case. Impacts: CFL-based HOU (varies by BldgType) | DEER1314 | Lighting Disposition | 7/30/2014 00:00:00 | Res-Iltg-dWatt-CFL | Non-DEER | Scaled | BaseRatio |  |  | None |  | f |  | t | Res | Any | Lighting | InGen-CFL | Ltg_Lamp | LED_lamp |  | ILtg-Res-LED-20000hr |  |  |  | LEDratio0296 | LEDratio0296 | LED-A19(19w) | Standard |  | f | f | Disposition: MeasuresList-October312014.xlsx | RobNc |  |  |  | DEER1314 | 1/1/2013 |  |  | FALSE | FALSE |  |  | FALSE | FALSE | FALSE | FALSE | FALSE | FALSE | FALSE | FALSE | FALSE
5189 | R-In-LED-A19(20w)-dWP39 | Residential Indoor General Lighting: LED Lamp replaces pre-existing standard lighting Wattage. Measure includes Code case. Impacts: CFL-based HOU (varies by BldgType) | DEER1314 | Lighting Disposition | 7/30/2014 00:00:00 | Res-Iltg-dWatt-CFL | Non-DEER | Scaled | BaseRatio |  |  | None |  | f |  | t | Res | Any | Lighting | InGen-CFL | Ltg_Lamp | LED_lamp |  | ILtg-Res-LED-20000hr |  |  |  | LEDratio0296 | LEDratio0296 | LED-A19(20w) | Standard |  | f | f | Disposition: MeasuresList-October312014.xlsx | RobNc |  |  |  | DEER1314 | 1/1/2013 |  |  | FALSE | FALSE |  |  | FALSE | FALSE | FALSE | FALSE | FALSE | FALSE | FALSE | FALSE | FALSE
5190 | R-In-LED-A19(21w)-dWP41 | Residential Indoor General Lighting: LED Lamp replaces pre-existing standard lighting Wattage. Measure includes Code case. Impacts: CFL-based HOU (varies by BldgType) | DEER1314 | Lighting Disposition | 7/30/2014 00:00:00 | Res-Iltg-dWatt-CFL | Non-DEER | Scaled | BaseRatio |  |  | None |  | f |  | t | Res | Any | Lighting | InGen-CFL | Ltg_Lamp | LED_lamp |  | ILtg-Res-LED-20000hr |  |  |  | LEDratio0296 | LEDratio0296 | LED-A19(21w) | Standard |  | f | f | Disposition: MeasuresList-October312014.xlsx | RobNc |  |  |  | DEER1314 | 1/1/2013 |  |  | FALSE | FALSE |  |  | FALSE | FALSE | FALSE | FALSE | FALSE | FALSE | FALSE | FALSE | FALSE
5191 | R-In-LED-A19(22w)-dWP43 | Residential Indoor General Lighting: LED Lamp replaces pre-existing standard lighting Wattage. Measure includes Code case. Impacts: CFL-based HOU (varies by BldgType) | DEER1314 | Lighting Disposition | 7/30/2014 00:00:00 | Res-Iltg-dWatt-CFL | Non-DEER | Scaled | BaseRatio |  |  | None |  | f |  | t | Res | Any | Lighting | InGen-CFL | Ltg_Lamp | LED_lamp |  | ILtg-Res-LED-20000hr |  |  |  | LEDratio0296 | LEDratio0296 | LED-A19(22w) | Standard |  | f | f | Disposition: MeasuresList-October312014.xlsx | RobNc |  |  |  | DEER1314 | 1/1/2013 |  |  | FALSE | FALSE |  |  | FALSE | FALSE | FALSE | FALSE | FALSE | FALSE | FALSE | FALSE | FALSE
5192 | R-In-LED-A19(23w)-dWP45 | Residential Indoor General Lighting: LED Lamp replaces pre-existing standard lighting Wattage. Measure includes Code case. Impacts: CFL-based HOU (varies by BldgType) | DEER1314 | Lighting Disposition | 7/30/2014 00:00:00 | Res-Iltg-dWatt-CFL | Non-DEER | Scaled | BaseRatio |  |  | None |  | f |  | t | Res | Any | Lighting | InGen-CFL | Ltg_Lamp | LED_lamp |  | ILtg-Res-LED-20000hr |  |  |  | LEDratio0296 | LEDratio0296 | LED-A19(23w) | Standard |  | f | f | Disposition: MeasuresList-October312014.xlsx | RobNc |  |  |  | DEER1314 | 1/1/2013 |  |  | FALSE | FALSE |  |  | FALSE | FALSE | FALSE | FALSE | FALSE | FALSE | FALSE | FALSE | FALSE
5193 | R-In-LED-A19(24w)-dWP47 | Residential Indoor General Lighting: LED Lamp replaces pre-existing standard lighting Wattage. Measure includes Code case. Impacts: CFL-based HOU (varies by BldgType) | DEER1314 | Lighting Disposition | 7/30/2014 00:00:00 | Res-Iltg-dWatt-CFL | Non-DEER | Scaled | BaseRatio |  |  | None |  | f |  | t | Res | Any | Lighting | InGen-CFL | Ltg_Lamp | LED_lamp |  | ILtg-Res-LED-20000hr |  |  |  | LEDratio0296 | LEDratio0296 | LED-A19(24w) | Standard |  | f | f | Disposition: MeasuresList-October312014.xlsx | RobNc |  |  |  | DEER1314 | 1/1/2013 |  |  | FALSE | FALSE |  |  | FALSE | FALSE | FALSE | FALSE | FALSE | FALSE | FALSE | FALSE | FALSE
5194 | R-In-LED-A19(25w)-dWP49 | Residential Indoor General Lighting: LED Lamp replaces pre-existing standard lighting Wattage. Measure includes Code case. Impacts: CFL-based HOU (varies by BldgType) | DEER1314 | Lighting Disposition | 7/30/2014 00:00:00 | Res-Iltg-dWatt-CFL | Non-DEER | Scaled | BaseRatio |  |  | None |  | f |  | t | Res | Any | Lighting | InGen-CFL | Ltg_Lamp | LED_lamp |  | ILtg-Res-LED-20000hr |  |  |  | LEDratio0296 | LEDratio0296 | LED-A19(25w) | Standard | WP source e.g.: SCE13LG106r0 | f | f | Disposition: MeasuresList-October312014.xlsx | RobNc |  |  |  | DEER1314 | 1/1/2013 |  |  | FALSE | FALSE |  |  | FALSE | FALSE | FALSE | FALSE | FALSE | FALSE | FALSE | FALSE | FALSE
5195 | R-In-LED-A19(35w)-dWP68 | Residential Indoor General Lighting: LED Lamp replaces pre-existing standard lighting Wattage. Measure includes Code case. Impacts: CFL-based HOU (varies by BldgType) | DEER1314 | Lighting Disposition | 7/30/2014 00:00:00 | Res-Iltg-dWatt-CFL | Non-DEER | Scaled | BaseRatio |  |  | None |  | f |  | t | Res | Any | Lighting | InGen-CFL | Ltg_Lamp | LED_lamp |  | ILtg-Res-LED-20000hr |  |  |  | LEDratio0296 | LEDratio0296 | LED-A19(35w) | Standard | Not Used by Oct 2014 disposition. May 2014 disposition used this measure in error; the Measure Technology is 25w | f | f | Disposition: MeasuresList-October312014.xlsx | RobNc |  |  |  | DEER1314 | 1/1/2013 |  |  | FALSE | FALSE |  |  | FALSE | FALSE | FALSE | FALSE | FALSE | FALSE | FALSE | FALSE | FALSE
5196 | R-In-LED-A19(4w)-dWP7 | Residential Indoor General Lighting: LED Lamp replaces pre-existing standard lighting Wattage. Measure includes Code case. Impacts: CFL-based HOU (varies by BldgType) | DEER1314 | Lighting Disposition | 7/30/2014 00:00:00 | Res-Iltg-dWatt-CFL | Non-DEER | Scaled | BaseRatio |  |  | None |  | f |  | t | Res | Any | Lighting | InGen-CFL | Ltg_Lamp | LED_lamp |  | ILtg-Res-LED-20000hr |  |  |  | LEDratio0296 | LEDratio0296 | LED-A19(4w) | Standard | WP source e.g.: SCE13LG106r1 | f | f | Disposition: MeasuresList-October312014.xlsx | RobNc |  |  |  | DEER1314 | 1/1/2013 |  |  | FALSE | FALSE |  |  | FALSE | FALSE | FALSE | FALSE | FALSE | FALSE | FALSE | FALSE | FALSE
5197 | R-In-LED-A19(5w)-dWP9 | Residential Indoor General Lighting: LED Lamp replaces pre-existing standard lighting Wattage. Measure includes Code case. Impacts: CFL-based HOU (varies by BldgType) | DEER1314 | Lighting Disposition | 7/30/2014 00:00:00 | Res-Iltg-dWatt-CFL | Non-DEER | Scaled | BaseRatio |  |  | None |  | f |  | t | Res | Any | Lighting | InGen-CFL | Ltg_Lamp | LED_lamp |  | ILtg-Res-LED-20000hr |  |  |  | LEDratio0296 | LEDratio0296 | LED-A19(5w) | Standard | WP source e.g.: WPSDGENRLG0106r2 | f | f | Disposition: MeasuresList-October312014.xlsx | RobNc |  |  |  | DEER1314 | 1/1/2013 |  |  | FALSE | FALSE |  |  | FALSE | FALSE | FALSE | FALSE | FALSE | FALSE | FALSE | FALSE | FALSE
5198 | R-In-LED-A19(6w)-dWP11 | Residential Indoor General Lighting: LED Lamp replaces pre-existing standard lighting Wattage. Measure includes Code case. Impacts: CFL-based HOU (varies by BldgType) | DEER1314 | Lighting Disposition | 7/30/2014 00:00:00 | Res-Iltg-dWatt-CFL | Non-DEER | Scaled | BaseRatio |  |  | None |  | f |  | t | Res | Any | Lighting | InGen-CFL | Ltg_Lamp | LED_lamp |  | ILtg-Res-LED-20000hr |  |  |  | LEDratio0296 | LEDratio0296 | LED-A19(6w) | Standard |  | f | f | Disposition: MeasuresList-October312014.xlsx | RobNc |  |  |  | DEER1314 | 1/1/2013 |  |  | FALSE | FALSE |  |  | FALSE | FALSE | FALSE | FALSE | FALSE | FALSE | FALSE | FALSE | FALSE
5199 | R-In-LED-A19(7w)-dWP13 | Residential Indoor General Lighting: LED Lamp replaces pre-existing standard lighting Wattage. Measure includes Code case. Impacts: CFL-based HOU (varies by BldgType) | DEER1314 | Lighting Disposition | 7/30/2014 00:00:00 | Res-Iltg-dWatt-CFL | Non-DEER | Scaled | BaseRatio |  |  | None |  | f |  | t | Res | Any | Lighting | InGen-CFL | Ltg_Lamp | LED_lamp |  | ILtg-Res-LED-20000hr |  |  |  | LEDratio0296 | LEDratio0296 | LED-A19(7w) | Standard | WP source e.g.: WPSDGENRLG0106r2 | f | f | Disposition: MeasuresList-October312014.xlsx | RobNc |  |  |  | DEER1314 | 1/1/2013 |  |  | FALSE | FALSE |  |  | FALSE | FALSE | FALSE | FALSE | FALSE | FALSE | FALSE | FALSE | FALSE
5200 | R-In-LED-A19(8w)-dWP15 | Residential Indoor General Lighting: LED Lamp replaces pre-existing standard lighting Wattage. Measure includes Code case. Impacts: CFL-based HOU (varies by BldgType) | DEER1314 | Lighting Disposition | 7/30/2014 00:00:00 | Res-Iltg-dWatt-CFL | Non-DEER | Scaled | BaseRatio |  |  | None |  | f |  | t | Res | Any | Lighting | InGen-CFL | Ltg_Lamp | LED_lamp |  | ILtg-Res-LED-20000hr |  |  |  | LEDratio0296 | LEDratio0296 | LED-A19(8w) | Standard |  | f | f | Disposition: MeasuresList-October312014.xlsx | RobNc |  |  |  | DEER1314 | 1/1/2013 |  |  | FALSE | FALSE |  |  | FALSE | FALSE | FALSE | FALSE | FALSE | FALSE | FALSE | FALSE | FALSE
5201 | R-In-LED-A19(9w)-dWP17 | Residential Indoor General Lighting: LED Lamp replaces pre-existing standard lighting Wattage. Measure includes Code case. Impacts: CFL-based HOU (varies by BldgType) | DEER1314 | Lighting Disposition | 7/30/2014 00:00:00 | Res-Iltg-dWatt-CFL | Non-DEER | Scaled | BaseRatio |  |  | None |  | f |  | t | Res | Any | Lighting | InGen-CFL | Ltg_Lamp | LED_lamp |  | ILtg-Res-LED-20000hr |  |  |  | LEDratio0296 | LEDratio0296 | LED-A19(9w) | Standard |  | f | f | Disposition: MeasuresList-October312014.xlsx | RobNc |  |  |  | DEER1314 | 1/1/2013 |  |  | FALSE | FALSE |  |  | FALSE | FALSE | FALSE | FALSE | FALSE | FALSE | FALSE | FALSE | FALSE
5202 | R-In-LED-BR(11w)-dWP37 | Residential Indoor General Lighting: LED Lamp replaces pre-existing standard lighting Wattage. Measure includes Code case. Impacts: CFL-based HOU (varies by BldgType) | DEER2011 | Lighting Disposition | 7/31/2014 00:00:00 | Res-Iltg-dWatt-CFL | Non-DEER | Scaled | BaseRatio |  |  | None |  | f |  | t | Res | Any | Lighting | InGen-CFL | Ltg_Lamp | LED_lamp |  | ILtg-Res-LED-20000hr |  |  |  | LEDratio0440 | LEDratio0440 | LED-BR(11w) | Standard | WP source: PGECOLTG177r1. For use prior to July 1, 2014 only. | f | f | Disposition: MeasuresList-October312014.xlsx | RobNc |  |  |  | None | 1/1/2013 | 6/30/2014 |  | FALSE | FALSE |  |  | FALSE | FALSE | FALSE | FALSE | FALSE | FALSE | FALSE | FALSE | FALSE
5203 | R-In-LED-BR(11w)-dWP41 | Residential Indoor General Lighting: LED Lamp replaces pre-existing standard lighting Wattage. Measure includes Code case. Impacts: CFL-based HOU (varies by BldgType) | DEER2014 | Lighting Disposition | 7/31/2014 00:00:00 | Res-Iltg-dWatt-CFL | Non-DEER | Scaled | BaseRatio |  |  | None |  | f |  | t | Res | Any | Lighting | InGen-CFL | Ltg_Lamp | LED_lamp |  | ILtg-Res-LED-20000hr |  |  |  | LEDratio0480 | LEDratio0480 | LED-BR(11w) | Standard | WP source: PGECOLTG177r2 | f | f | Disposition: MeasuresList-October312014.xlsx | RobNc |  |  |  | None | 7/1/2014 |  |  | FALSE | FALSE |  |  | FALSE | FALSE | FALSE | FALSE | FALSE | FALSE | FALSE | FALSE | FALSE
5204 | R-In-LED-BR(14w)-dWP39 | Residential Indoor General Lighting: LED Lamp replaces pre-existing standard lighting Wattage. Measure includes Code case. Impacts: CFL-based HOU (varies by BldgType) | DEER2011 | Lighting Disposition | 7/31/2014 00:00:00 | Res-Iltg-dWatt-CFL | Non-DEER | Scaled | BaseRatio |  |  | None |  | f |  | t | Res | Any | Lighting | InGen-CFL | Ltg_Lamp | LED_lamp |  | ILtg-Res-LED-20000hr |  |  |  | LEDratio0380 | LEDratio0380 | LED-BR(14w) | Standard | WP source: PGECOLTG177r1. For use prior to July 1, 2014 only. | f | f | Disposition: MeasuresList-October312014.xlsx | RobNc |  |  |  | None | 1/1/2013 | 6/30/2014 |  | FALSE | FALSE |  |  | FALSE | FALSE | FALSE | FALSE | FALSE | FALSE | FALSE | FALSE | FALSE
5205 | R-In-LED-BR(14w)-dWP46 | Residential Indoor General Lighting: LED Lamp replaces pre-existing standard lighting Wattage. Measure includes Code case. Impacts: CFL-based HOU (varies by BldgType) | DEER2014 | Lighting Disposition | 7/31/2014 00:00:00 | Res-Iltg-dWatt-CFL | Non-DEER | Scaled | BaseRatio |  |  | None |  | f |  | t | Res | Any | Lighting | InGen-CFL | Ltg_Lamp | LED_lamp |  | ILtg-Res-LED-20000hr |  |  |  | LEDratio0434 | LEDratio0434 | LED-BR(14w) | Standard | WP source: PGECOLTG177r2 | f | f | Disposition: MeasuresList-October312014.xlsx | RobNc |  |  |  | None | 7/1/2014 |  |  | FALSE | FALSE |  |  | FALSE | FALSE | FALSE | FALSE | FALSE | FALSE | FALSE | FALSE | FALSE
5206 | R-In-LED-BR(6w)-dWP21 | Residential Indoor General Lighting: LED Lamp replaces pre-existing standard lighting Wattage. Measure includes Code case. Impacts: CFL-based HOU (varies by BldgType) | DEER2011 | Lighting Disposition | 7/31/2014 00:00:00 | Res-Iltg-dWatt-CFL | Non-DEER | Scaled | BaseRatio |  |  | None |  | f |  | t | Res | Any | Lighting | InGen-CFL | Ltg_Lamp | LED_lamp |  | ILtg-Res-LED-20000hr |  |  |  | LEDratio0456 | LEDratio0456 | LED-BR(6w) | Standard | WP source: PGECOLTG177r1. For use prior to July 1, 2014 only. | f | f | Disposition: MeasuresList-October312014.xlsx | RobNc |  |  |  | None | 1/1/2013 | 6/30/2014 |  | FALSE | FALSE |  |  | FALSE | FALSE | FALSE | FALSE | FALSE | FALSE | FALSE | FALSE | FALSE
5207 | R-In-LED-BR(6w)-dWP30 | Residential Indoor General Lighting: LED Lamp replaces pre-existing standard lighting Wattage. Measure includes Code case. Impacts: CFL-based HOU (varies by BldgType) | DEER2014 | Lighting Disposition | 7/31/2014 00:00:00 | Res-Iltg-dWatt-CFL | Non-DEER | Scaled | BaseRatio |  |  | None |  | f |  | t | Res | Any | Lighting | InGen-CFL | Ltg_Lamp | LED_lamp |  | ILtg-Res-LED-20000hr |  |  |  | LEDratio0609 | LEDratio0609 | LED-BR(6w) | Standard | WP source: PGECOLTG177r2 | f | f | Disposition: MeasuresList-October312014.xlsx | RobNc |  |  |  | None | 7/1/2014 |  |  | FALSE | FALSE |  |  | FALSE | FALSE | FALSE | FALSE | FALSE | FALSE | FALSE | FALSE | FALSE
5208 | R-In-LED-Candle(1.8w)-dWP11 | Residential Indoor General Lighting: LED Lamp replaces pre-existing standard lighting Wattage. Measure includes Code case. Impacts: CFL-based HOU (varies by BldgType) | DEER1314 | Lighting Disposition | 7/30/2014 00:00:00 | Res-Iltg-dWatt-CFL | Non-DEER | Scaled | BaseRatio |  |  | None |  | f |  | t | Res | Any | Lighting | InGen-CFL | Ltg_Lamp | LED_lamp |  | ILtg-Res-LED-15000hr |  |  |  | LEDratio0735 | LEDratio0735 | LED-Candle(1.8w) | Standard | WP source e.g.: PGECOLTG163r2 | f | f | Disposition: MeasuresList-October312014.xlsx | RobNc |  |  |  | DEER1314 | 1/1/2013 |  |  | FALSE | FALSE |  |  | FALSE | FALSE | FALSE | FALSE | FALSE | FALSE | FALSE | FALSE | FALSE
5209 | R-In-LED-Candle(1w)-dWP6 | Residential Indoor General Lighting: LED Lamp replaces pre-existing standard lighting Wattage. Measure includes Code case. Impacts: CFL-based HOU (varies by BldgType) | DEER1314 | Lighting Disposition | 7/30/2014 00:00:00 | Res-Iltg-dWatt-CFL | Non-DEER | Scaled | BaseRatio |  |  | None |  | f |  | t | Res | Any | Lighting | InGen-CFL | Ltg_Lamp | LED_lamp |  | ILtg-Res-LED-15000hr |  |  |  | LEDratio0735 | LEDratio0735 | LED-Candle(1w) | Standard | WP source e.g.: SCE13LG106rx | f | f | Disposition: MeasuresList-October312014.xlsx | RobNc |  |  |  | DEER1314 | 1/1/2013 |  |  | FALSE | FALSE |  |  | FALSE | FALSE | FALSE | FALSE | FALSE | FALSE | FALSE | FALSE | FALSE
5210 | R-In-LED-Candle(2w)-dWP12 | Residential Indoor General Lighting: LED Lamp replaces pre-existing standard lighting Wattage. Measure includes Code case. Impacts: CFL-based HOU (varies by BldgType) | DEER1314 | Lighting Disposition | 7/30/2014 00:00:00 | Res-Iltg-dWatt-CFL | Non-DEER | Scaled | BaseRatio |  |  | None |  | f |  | t | Res | Any | Lighting | InGen-CFL | Ltg_Lamp | LED_lamp |  | ILtg-Res-LED-15000hr |  |  |  | LEDratio0735 | LEDratio0735 | LED-Candle(2w) | Standard | WP source e.g.: SCE13LG106rx. Also used by PGECOLTG163r3 (starting July 1, 2014). | f | f | Disposition: MeasuresList-October312014.xlsx | RobNc |  |  |  | DEER1314 | 1/1/2013 |  |  | FALSE | FALSE |  |  | FALSE | FALSE | FALSE | FALSE | FALSE | FALSE | FALSE | FALSE | FALSE
5211 | R-In-LED-Candle(3w)-dWP19 | Residential Indoor General Lighting: LED Lamp replaces pre-existing standard lighting Wattage. Measure includes Code case. Impacts: CFL-based HOU (varies by BldgType) | DEER1314 | Lighting Disposition | 7/30/2014 00:00:00 | Res-Iltg-dWatt-CFL | Non-DEER | Scaled | BaseRatio |  |  | None |  | f |  | t | Res | Any | Lighting | InGen-CFL | Ltg_Lamp | LED_lamp |  | ILtg-Res-LED-15000hr |  |  |  | LEDratio0735 | LEDratio0735 | LED-Candle(3w) | Standard | WP source e.g.: PGECOLTG163r2 | f | f | Disposition: MeasuresList-October312014.xlsx | RobNc |  |  |  | DEER1314 | 1/1/2013 |  |  | FALSE | FALSE |  |  | FALSE | FALSE | FALSE | FALSE | FALSE | FALSE | FALSE | FALSE | FALSE
5212 | R-In-LED-Candle(4w)-dWP25 | Residential Indoor General Lighting: LED Lamp replaces pre-existing standard lighting Wattage. Measure includes Code case. Impacts: CFL-based HOU (varies by BldgType) | DEER1314 | Lighting Disposition | 7/30/2014 00:00:00 | Res-Iltg-dWatt-CFL | Non-DEER | Scaled | BaseRatio |  |  | None |  | f |  | t | Res | Any | Lighting | InGen-CFL | Ltg_Lamp | LED_lamp |  | ILtg-Res-LED-15000hr |  |  |  | LEDratio0735 | LEDratio0735 | LED-Candle(4w) | Standard | WP source e.g.: SCE13LG106rx | f | f | Disposition: MeasuresList-October312014.xlsx | RobNc |  |  |  | DEER1314 | 1/1/2013 |  |  | FALSE | FALSE |  |  | FALSE | FALSE | FALSE | FALSE | FALSE | FALSE | FALSE | FALSE | FALSE
5213 | R-In-LED-Candle(5w)-dWP31 | Residential Indoor General Lighting: LED Lamp replaces pre-existing standard lighting Wattage. Measure includes Code case. Impacts: CFL-based HOU (varies by BldgType) | DEER1314 | Lighting Disposition | 7/30/2014 00:00:00 | Res-Iltg-dWatt-CFL | Non-DEER | Scaled | BaseRatio |  |  | None |  | f |  | t | Res | Any | Lighting | InGen-CFL | Ltg_Lamp | LED_lamp |  | ILtg-Res-LED-15000hr |  |  |  | LEDratio0735 | LEDratio0735 | LED-Candle(5w) | Standard | WP source e.g.: SCE13LG106rx | f | f | Disposition: MeasuresList-October312014.xlsx | RobNc |  |  |  | DEER1314 | 1/1/2013 |  |  | FALSE | FALSE |  |  | FALSE | FALSE | FALSE | FALSE | FALSE | FALSE | FALSE | FALSE | FALSE
5214 | R-In-LED-CanRet(10w)-dWP24 | Residential Indoor General Lighting: LED Lamp replaces pre-existing standard lighting Wattage. Measure includes Code case. Impacts: CFL-based HOU (varies by BldgType) | DEER1314 | Lighting Disposition | 7/30/2014 00:00:00 | Res-Iltg-dWatt-CFL | Non-DEER | Scaled | BaseRatio |  |  | None |  | f |  | t | Res | Any | Lighting | InGen-CFL | Ltg_Lamp | LED_lamp |  | ILtg-Res-LED-20000hr |  |  |  | LEDratio0342 | LEDratio0342 | LED-CanRet(10w) | Standard |  | f | f | Disposition: MeasuresList-October312014.xlsx | RobNc |  |  |  | DEER1314 | 1/1/2013 |  |  | FALSE | FALSE |  |  | FALSE | FALSE | FALSE | FALSE | FALSE | FALSE | FALSE | FALSE | FALSE
5215 | R-In-LED-CanRet(10w)-dWP38 | Residential Indoor General Lighting: LED Lamp replaces Incandescent Lamp. Measure includes Code case. Impacts: CFL-based HOU (varies by BldgType) | DEER1314 | Lighting Disposition | 7/30/2014 00:00:00 | Res-Iltg-dWatt-CFL | Non-DEER | Scaled | Delta |  |  | None |  | f |  | t | Res | Any | Lighting | InGen-CFL | Ltg_Lamp | LED_lamp |  | ILtg-Res-LED-20000hr |  |  |  | Incan(48.5w) | Incan(48.5w) | LED-CanRet(10w) | Standard | WP source e.g.: PGECOLTG175r0 | f | f | Disposition: MeasuresList-October312014.xlsx | RobNc |  | ILtg-Incand-Res |  | DEER1314 | 1/1/2013 |  |  | FALSE | FALSE |  |  | FALSE | FALSE | FALSE | FALSE | FALSE | FALSE | FALSE | FALSE | FALSE
5216 | R-In-LED-CanRet(11w)-dWP26 | Residential Indoor General Lighting: LED Lamp replaces pre-existing standard lighting Wattage. Measure includes Code case. Impacts: CFL-based HOU (varies by BldgType) | DEER1314 | Lighting Disposition | 7/30/2014 00:00:00 | Res-Iltg-dWatt-CFL | Non-DEER | Scaled | BaseRatio |  |  | None |  | f |  | t | Res | Any | Lighting | InGen-CFL | Ltg_Lamp | LED_lamp |  | ILtg-Res-LED-20000hr |  |  |  | LEDratio0342 | LEDratio0342 | LED-CanRet(11w) | Standard | WP source e.g.: WPSDGENRLG0106r2 | f | f | Disposition: MeasuresList-October312014.xlsx | RobNc |  |  |  | DEER1314 | 1/1/2013 |  |  | FALSE | FALSE |  |  | FALSE | FALSE | FALSE | FALSE | FALSE | FALSE | FALSE | FALSE | FALSE
5217 | R-In-LED-CanRet(12w)-dWP29 | Residential Indoor General Lighting: LED Lamp replaces pre-existing standard lighting Wattage. Measure includes Code case. Impacts: CFL-based HOU (varies by BldgType) | DEER1314 | Lighting Disposition | 7/30/2014 00:00:00 | Res-Iltg-dWatt-CFL | Non-DEER | Scaled | BaseRatio |  |  | None |  | f |  | t | Res | Any | Lighting | InGen-CFL | Ltg_Lamp | LED_lamp |  | ILtg-Res-LED-20000hr |  |  |  | LEDratio0342 | LEDratio0342 | LED-CanRet(12w) | Standard | WP source e.g.: WPSDGENRLG0106r2 | f | f | Disposition: MeasuresList-October312014.xlsx | RobNc |  |  |  | DEER1314 | 1/1/2013 |  |  | FALSE | FALSE |  |  | FALSE | FALSE | FALSE | FALSE | FALSE | FALSE | FALSE | FALSE | FALSE
5218 | R-In-LED-CanRet(13w)-dWP31 | Residential Indoor General Lighting: LED Lamp replaces pre-existing standard lighting Wattage. Measure includes Code case. Impacts: CFL-based HOU (varies by BldgType) | DEER1314 | Lighting Disposition | 7/30/2014 00:00:00 | Res-Iltg-dWatt-CFL | Non-DEER | Scaled | BaseRatio |  |  | None |  | f |  | t | Res | Any | Lighting | InGen-CFL | Ltg_Lamp | LED_lamp |  | ILtg-Res-LED-20000hr |  |  |  | LEDratio0342 | LEDratio0342 | LED-CanRet(13w) | Standard | WP source e.g.: WPSDGENRLG0106r2 | f | f | Disposition: MeasuresList-October312014.xlsx | RobNc |  |  |  | DEER1314 | 1/1/2013 |  |  | FALSE | FALSE |  |  | FALSE | FALSE | FALSE | FALSE | FALSE | FALSE | FALSE | FALSE | FALSE
5219 | R-In-LED-CanRet(14w)-dWP33 | Residential Indoor General Lighting: LED Lamp replaces pre-existing standard lighting Wattage. Measure includes Code case. Impacts: CFL-based HOU (varies by BldgType) | DEER1314 | Lighting Disposition | 7/30/2014 00:00:00 | Res-Iltg-dWatt-CFL | Non-DEER | Scaled | BaseRatio |  |  | None |  | f |  | t | Res | Any | Lighting | InGen-CFL | Ltg_Lamp | LED_lamp |  | ILtg-Res-LED-20000hr |  |  |  | LEDratio0342 | LEDratio0342 | LED-CanRet(14w) | Standard | WP source e.g.: WPSDGENRLG0106r2 | f | f | Disposition: MeasuresList-October312014.xlsx | RobNc |  |  |  | DEER1314 | 1/1/2013 |  |  | FALSE | FALSE |  |  | FALSE | FALSE | FALSE | FALSE | FALSE | FALSE | FALSE | FALSE | FALSE
5220 | R-In-LED-CanRet(15w)-dWP36 | Residential Indoor General Lighting: LED Lamp replaces pre-existing standard lighting Wattage. Measure includes Code case. Impacts: CFL-based HOU (varies by BldgType) | DEER1314 | Lighting Disposition | 7/30/2014 00:00:00 | Res-Iltg-dWatt-CFL | Non-DEER | Scaled | BaseRatio |  |  | None |  | f |  | t | Res | Any | Lighting | InGen-CFL | Ltg_Lamp | LED_lamp |  | ILtg-Res-LED-20000hr |  |  |  | LEDratio0342 | LEDratio0342 | LED-CanRet(15w) | Standard | WP source e.g.: WPSDGENRLG0106r2 | f | f | Disposition: MeasuresList-October312014.xlsx | RobNc |  |  |  | DEER1314 | 1/1/2013 |  |  | FALSE | FALSE |  |  | FALSE | FALSE | FALSE | FALSE | FALSE | FALSE | FALSE | FALSE | FALSE
5221 | R-In-LED-CanRet(15w)-dWP62 | Residential Indoor General Lighting: LED Lamp replaces Incandescent Lamp. Measure includes Code case. Impacts: CFL-based HOU (varies by BldgType) | DEER1314 | Lighting Disposition | 7/30/2014 00:00:00 | Res-Iltg-dWatt-CFL | Non-DEER | Scaled | Delta |  |  | None |  | f |  | t | Res | Any | Lighting | InGen-CFL | Ltg_Lamp | LED_lamp |  | ILtg-Res-LED-20000hr |  |  |  | Incan(77w) | Incan(77w) | LED-CanRet(15w) | Standard | WP source e.g.: PGECOLTG175r0 | f | f | Disposition: MeasuresList-October312014.xlsx | RobNc |  | ILtg-Incand-Res |  | DEER1314 | 1/1/2013 |  |  | FALSE | FALSE |  |  | FALSE | FALSE | FALSE | FALSE | FALSE | FALSE | FALSE | FALSE | FALSE
5222 | R-In-LED-CanRet(8w)-dWP19 | Residential Indoor General Lighting: LED Lamp replaces pre-existing standard lighting Wattage. Measure includes Code case. Impacts: CFL-based HOU (varies by BldgType) | DEER1314 | Lighting Disposition | 7/30/2014 00:00:00 | Res-Iltg-dWatt-CFL | Non-DEER | Scaled | BaseRatio |  |  | None |  | f |  | t | Res | Any | Lighting | InGen-CFL | Ltg_Lamp | LED_lamp |  | ILtg-Res-LED-20000hr |  |  |  | LEDratio0342 | LEDratio0342 | LED-CanRet(8w) | Standard | WP source e.g.: PGECOLTG175r0 | f | f | Disposition: MeasuresList-October312014.xlsx | RobNc |  |  |  | DEER1314 | 1/1/2013 |  |  | FALSE | FALSE |  |  | FALSE | FALSE | FALSE | FALSE | FALSE | FALSE | FALSE | FALSE | FALSE
5223 | R-In-LED-CanRet(8w)-dWP25 | Residential Indoor General Lighting: LED Lamp replaces Incandescent Lamp. Measure includes Code case. Impacts: CFL-based HOU (varies by BldgType) | DEER1314 | Lighting Disposition | 7/30/2014 00:00:00 | Res-Iltg-dWatt-CFL | Non-DEER | Scaled | Delta |  |  | None |  | f |  | t | Res | Any | Lighting | InGen-CFL | Ltg_Lamp | LED_lamp |  | ILtg-Res-LED-20000hr |  |  |  | Incan(33w) | Incan(33w) | LED-CanRet(8w) | Standard | WP source e.g.: PGECOLTG175r0 | f | f | Disposition: MeasuresList-October312014.xlsx | RobNc |  | ILtg-Incand-Res |  | DEER1314 | 1/1/2013 |  |  | FALSE | FALSE |  |  | FALSE | FALSE | FALSE | FALSE | FALSE | FALSE | FALSE | FALSE | FALSE
5224 | R-In-LED-CanRet(9w)-dWP21 | Residential Indoor General Lighting: LED Lamp replaces pre-existing standard lighting Wattage. Measure includes Code case. Impacts: CFL-based HOU (varies by BldgType) | DEER1314 | Lighting Disposition | 7/30/2014 00:00:00 | Res-Iltg-dWatt-CFL | Non-DEER | Scaled | BaseRatio |  |  | None |  | f |  | t | Res | Any | Lighting | InGen-CFL | Ltg_Lamp | LED_lamp |  | ILtg-Res-LED-20000hr |  |  |  | LEDratio0342 | LEDratio0342 | LED-CanRet(9w) | Standard | WP source e.g.: WPSDGENRLG0106r2 | f | f | Disposition: MeasuresList-October312014.xlsx | RobNc |  |  |  | DEER1314 | 1/1/2013 |  |  | FALSE | FALSE |  |  | FALSE | FALSE | FALSE | FALSE | FALSE | FALSE | FALSE | FALSE | FALSE
5225 | R-In-LEDFixt(12.1w)-dWP23 | Residential Indoor General Lighting: LED Fixture replaces pre-existing standard lighting Wattage. Measure includes Code case. Impacts: CFL-based HOU (varies by BldgType) | DEER1314 | Lighting Disposition | 7/30/2014 00:00:00 | Res-Iltg-dWatt-CFL | Non-DEER | Scaled | BaseRatio |  |  | None |  | f |  | t | Res | Any | Lighting | InGen-CFL | Ltg_Fixture | LED_fixt |  | ILtg-Res-LED-50000hr |  |  |  | LEDratio0296 | LEDratio0296 | LEDFixt(12.1w) | Standard |  | f | f | Disposition: MeasuresList-October312014.xlsx | RobNc |  |  |  | DEER1314 | 1/1/2013 |  |  | FALSE | FALSE |  |  | FALSE | FALSE | FALSE | FALSE | FALSE | FALSE | FALSE | FALSE | FALSE
5226 | R-In-LEDFixt(17w)-dWP33 | Residential Indoor General Lighting: LED Fixture replaces pre-existing standard lighting Wattage. Measure includes Code case. Impacts: CFL-based HOU (varies by BldgType) | DEER1314 | Lighting Disposition | 7/30/2014 00:00:00 | Res-Iltg-dWatt-CFL | Non-DEER | Scaled | BaseRatio |  |  | None |  | f |  | t | Res | Any | Lighting | InGen-CFL | Ltg_Fixture | LED_fixt |  | ILtg-Res-LED-50000hr |  |  |  | LEDratio0296 | LEDratio0296 | LEDFixt(17w) | Standard |  | f | f | Disposition: MeasuresList-October312014.xlsx | RobNc |  |  |  | DEER1314 | 1/1/2013 |  |  | FALSE | FALSE |  |  | FALSE | FALSE | FALSE | FALSE | FALSE | FALSE | FALSE | FALSE | FALSE
5227 | R-In-LEDFixt(20w)-dWP39 | Residential Indoor General Lighting: LED Fixture replaces pre-existing standard lighting Wattage. Measure includes Code case. Impacts: CFL-based HOU (varies by BldgType) | DEER1314 | Lighting Disposition | 7/30/2014 00:00:00 | Res-Iltg-dWatt-CFL | Non-DEER | Scaled | BaseRatio |  |  | None |  | f |  | t | Res | Any | Lighting | InGen-CFL | Ltg_Fixture | LED_fixt |  | ILtg-Res-LED-50000hr |  |  |  | LEDratio0296 | LEDratio0296 | LEDFixt(20w) | Standard |  | f | f | Disposition: MeasuresList-October312014.xlsx | RobNc |  |  |  | DEER1314 | 1/1/2013 |  |  | FALSE | FALSE |  |  | FALSE | FALSE | FALSE | FALSE | FALSE | FALSE | FALSE | FALSE | FALSE
5228 | R-In-LEDFixt(22w)-dWP43 | Residential Indoor General Lighting: LED Fixture replaces pre-existing standard lighting Wattage. Measure includes Code case. Impacts: CFL-based HOU (varies by BldgType) | DEER1314 | Lighting Disposition | 7/30/2014 00:00:00 | Res-Iltg-dWatt-CFL | Non-DEER | Scaled | BaseRatio |  |  | None |  | f |  | t | Res | Any | Lighting | InGen-CFL | Ltg_Fixture | LED_fixt |  | ILtg-Res-LED-50000hr |  |  |  | LEDratio0296 | LEDratio0296 | LEDFixt(22w) | Standard |  | f | f | Disposition: MeasuresList-October312014.xlsx | RobNc |  |  |  | DEER1314 | 1/1/2013 |  |  | FALSE | FALSE |  |  | FALSE | FALSE | FALSE | FALSE | FALSE | FALSE | FALSE | FALSE | FALSE
5229 | R-In-LEDFixt(7w)-dWP13 | Residential Indoor General Lighting: LED Fixture replaces pre-existing standard lighting Wattage. Measure includes Code case. Impacts: CFL-based HOU (varies by BldgType) | DEER1314 | Lighting Disposition | 7/30/2014 00:00:00 | Res-Iltg-dWatt-CFL | Non-DEER | Scaled | BaseRatio |  |  | None |  | f |  | t | Res | Any | Lighting | InGen-CFL | Ltg_Fixture | LED_fixt |  | ILtg-Res-LED-50000hr |  |  |  | LEDratio0296 | LEDratio0296 | LEDFixt(7w) | Standard |  | f | f | Disposition: MeasuresList-October312014.xlsx | RobNc |  |  |  | DEER1314 | 1/1/2013 |  |  | FALSE | FALSE |  |  | FALSE | FALSE | FALSE | FALSE | FALSE | FALSE | FALSE | FALSE | FALSE
5230 | R-In-LEDFixt-1(11w)-dWP21 | Residential Indoor General Lighting: LED Fixture replaces pre-existing standard lighting Wattage. Measure includes Code case. Impacts: CFL-based HOU (varies by BldgType) | DEER1314 | Lighting Disposition | 7/30/2014 00:00:00 | Res-Iltg-dWatt-CFL | Non-DEER | Scaled | BaseRatio |  |  | None |  | f |  | t | Res | Any | Lighting | InGen-CFL | Ltg_Fixture | LED_fixt |  | ILtg-Res-LED-50000hr |  |  |  | LEDratio0296 | LEDratio0296 | LEDFixt-1(11w) | Standard |  | f | f | Disposition: MeasuresList-October312014.xlsx | RobNc |  |  |  | DEER1314 | 1/1/2013 |  |  | FALSE | FALSE |  |  | FALSE | FALSE | FALSE | FALSE | FALSE | FALSE | FALSE | FALSE | FALSE
5231 | R-In-LEDFixt-1(14w)-dWP27 | Residential Indoor General Lighting: LED Fixture replaces pre-existing standard lighting Wattage. Measure includes Code case. Impacts: CFL-based HOU (varies by BldgType) | DEER1314 | Lighting Disposition | 7/30/2014 00:00:00 | Res-Iltg-dWatt-CFL | Non-DEER | Scaled | BaseRatio |  |  | None |  | f |  | t | Res | Any | Lighting | InGen-CFL | Ltg_Fixture | LED_fixt |  | ILtg-Res-LED-50000hr |  |  |  | LEDratio0296 | LEDratio0296 | LEDFixt-1(14w) | Standard |  | f | f | Disposition: MeasuresList-October312014.xlsx | RobNc |  |  |  | DEER1314 | 1/1/2013 |  |  | FALSE | FALSE |  |  | FALSE | FALSE | FALSE | FALSE | FALSE | FALSE | FALSE | FALSE | FALSE
5232 | R-In-LEDFixt-1(16w)-dWP31 | Residential Indoor General Lighting: LED Fixture replaces pre-existing standard lighting Wattage. Measure includes Code case. Impacts: CFL-based HOU (varies by BldgType) | DEER1314 | Lighting Disposition | 7/30/2014 00:00:00 | Res-Iltg-dWatt-CFL | Non-DEER | Scaled | BaseRatio |  |  | None |  | f |  | t | Res | Any | Lighting | InGen-CFL | Ltg_Fixture | LED_fixt |  | ILtg-Res-LED-50000hr |  |  |  | LEDratio0296 | LEDratio0296 | LEDFixt-1(16w) | Standard |  | f | f | Disposition: MeasuresList-October312014.xlsx | RobNc |  |  |  | DEER1314 | 1/1/2013 |  |  | FALSE | FALSE |  |  | FALSE | FALSE | FALSE | FALSE | FALSE | FALSE | FALSE | FALSE | FALSE
5233 | R-In-LEDFixt-2(13w)-dWP25 | Residential Indoor General Lighting: LED Fixture replaces pre-existing standard lighting Wattage. Measure includes Code case. Impacts: CFL-based HOU (varies by BldgType) | DEER1314 | Lighting Disposition | 7/30/2014 00:00:00 | Res-Iltg-dWatt-CFL | Non-DEER | Scaled | BaseRatio |  |  | None |  | f |  | t | Res | Any | Lighting | InGen-CFL | Ltg_Fixture | LED_fixt |  | ILtg-Res-LED-50000hr |  |  |  | LEDratio0296 | LEDratio0296 | LEDFixt-2(13w) | Standard |  | f | f | Disposition: MeasuresList-October312014.xlsx | RobNc |  |  |  | DEER1314 | 1/1/2013 |  |  | FALSE | FALSE |  |  | FALSE | FALSE | FALSE | FALSE | FALSE | FALSE | FALSE | FALSE | FALSE
5234 | R-In-LEDFixt-2(24w)-dWP47 | Residential Indoor General Lighting: LED Fixture replaces pre-existing standard lighting Wattage. Measure includes Code case. Impacts: CFL-based HOU (varies by BldgType) | DEER1314 | Lighting Disposition | 7/30/2014 00:00:00 | Res-Iltg-dWatt-CFL | Non-DEER | Scaled | BaseRatio |  |  | None |  | f |  | t | Res | Any | Lighting | InGen-CFL | Ltg_Fixture | LED_fixt |  | ILtg-Res-LED-50000hr |  |  |  | LEDratio0296 | LEDratio0296 | LEDFixt-2(24w) | Standard |  | f | f | Disposition: MeasuresList-October312014.xlsx | RobNc |  |  |  | DEER1314 | 1/1/2013 |  |  | FALSE | FALSE |  |  | FALSE | FALSE | FALSE | FALSE | FALSE | FALSE | FALSE | FALSE | FALSE
5235 | R-In-LEDFixt-2(25w)-dWP49 | Residential Indoor General Lighting: LED Fixture replaces pre-existing standard lighting Wattage. Measure includes Code case. Impacts: CFL-based HOU (varies by BldgType) | DEER1314 | Lighting Disposition | 7/30/2014 00:00:00 | Res-Iltg-dWatt-CFL | Non-DEER | Scaled | BaseRatio |  |  | None |  | f |  | t | Res | Any | Lighting | InGen-CFL | Ltg_Fixture | LED_fixt |  | ILtg-Res-LED-50000hr |  |  |  | LEDratio0296 | LEDratio0296 | LEDFixt-2(25w) | Standard |  | f | f | Disposition: MeasuresList-October312014.xlsx | RobNc |  |  |  | DEER1314 | 1/1/2013 |  |  | FALSE | FALSE |  |  | FALSE | FALSE | FALSE | FALSE | FALSE | FALSE | FALSE | FALSE | FALSE
5236 | R-In-LEDFixt-2(5w)-dWP9 | Residential Indoor General Lighting: LED Fixture replaces pre-existing standard lighting Wattage. Measure includes Code case. Impacts: CFL-based HOU (varies by BldgType) | DEER1314 | Lighting Disposition | 7/30/2014 00:00:00 | Res-Iltg-dWatt-CFL | Non-DEER | Scaled | BaseRatio |  |  | None |  | f |  | t | Res | Any | Lighting | InGen-CFL | Ltg_Fixture | LED_fixt |  | ILtg-Res-LED-50000hr |  |  |  | LEDratio0296 | LEDratio0296 | LEDFixt-2(5w) | Standard |  | f | f | Disposition: MeasuresList-October312014.xlsx | RobNc |  |  |  | DEER1314 | 1/1/2013 |  |  | FALSE | FALSE |  |  | FALSE | FALSE | FALSE | FALSE | FALSE | FALSE | FALSE | FALSE | FALSE
5237 | R-In-LEDFixt-3(15w)-dWP29 | Residential Indoor General Lighting: LED Fixture replaces pre-existing standard lighting Wattage. Measure includes Code case. Impacts: CFL-based HOU (varies by BldgType) | DEER1314 | Lighting Disposition | 7/30/2014 00:00:00 | Res-Iltg-dWatt-CFL | Non-DEER | Scaled | BaseRatio |  |  | None |  | f |  | t | Res | Any | Lighting | InGen-CFL | Ltg_Fixture | LED_fixt |  | ILtg-Res-LED-50000hr |  |  |  | LEDratio0296 | LEDratio0296 | LEDFixt-3(15w) | Standard |  | f | f | Disposition: MeasuresList-October312014.xlsx | RobNc |  |  |  | DEER1314 | 1/1/2013 |  |  | FALSE | FALSE |  |  | FALSE | FALSE | FALSE | FALSE | FALSE | FALSE | FALSE | FALSE | FALSE
5238 | R-In-LEDFixt-3(18w)-dWP35 | Residential Indoor General Lighting: LED Fixture replaces pre-existing standard lighting Wattage. Measure includes Code case. Impacts: CFL-based HOU (varies by BldgType) | DEER1314 | Lighting Disposition | 7/30/2014 00:00:00 | Res-Iltg-dWatt-CFL | Non-DEER | Scaled | BaseRatio |  |  | None |  | f |  | t | Res | Any | Lighting | InGen-CFL | Ltg_Fixture | LED_fixt |  | ILtg-Res-LED-50000hr |  |  |  | LEDratio0296 | LEDratio0296 | LEDFixt-3(18w) | Standard |  | f | f | Disposition: MeasuresList-October312014.xlsx | RobNc |  |  |  | DEER1314 | 1/1/2013 |  |  | FALSE | FALSE |  |  | FALSE | FALSE | FALSE | FALSE | FALSE | FALSE | FALSE | FALSE | FALSE
5239 | R-In-LEDFixt-3(19w)-dWP37 | Residential Indoor General Lighting: LED Fixture replaces pre-existing standard lighting Wattage. Measure includes Code case. Impacts: CFL-based HOU (varies by BldgType) | DEER1314 | Lighting Disposition | 7/30/2014 00:00:00 | Res-Iltg-dWatt-CFL | Non-DEER | Scaled | BaseRatio |  |  | None |  | f |  | t | Res | Any | Lighting | InGen-CFL | Ltg_Fixture | LED_fixt |  | ILtg-Res-LED-50000hr |  |  |  | LEDratio0296 | LEDratio0296 | LEDFixt-3(19w) | Standard |  | f | f | Disposition: MeasuresList-October312014.xlsx | RobNc |  |  |  | DEER1314 | 1/1/2013 |  |  | FALSE | FALSE |  |  | FALSE | FALSE | FALSE | FALSE | FALSE | FALSE | FALSE | FALSE | FALSE
5240 | R-In-LEDFixt-3(21w)-dWP41 | Residential Indoor General Lighting: LED Fixture replaces pre-existing standard lighting Wattage. Measure includes Code case. Impacts: CFL-based HOU (varies by BldgType) | DEER1314 | Lighting Disposition | 7/30/2014 00:00:00 | Res-Iltg-dWatt-CFL | Non-DEER | Scaled | BaseRatio |  |  | None |  | f |  | t | Res | Any | Lighting | InGen-CFL | Ltg_Fixture | LED_fixt |  | ILtg-Res-LED-50000hr |  |  |  | LEDratio0296 | LEDratio0296 | LEDFixt-3(21w) | Standard |  | f | f | Disposition: MeasuresList-October312014.xlsx | RobNc |  |  |  | DEER1314 | 1/1/2013 |  |  | FALSE | FALSE |  |  | FALSE | FALSE | FALSE | FALSE | FALSE | FALSE | FALSE | FALSE | FALSE
5241 | R-In-LEDFixt-3(8w)-dWP15 | Residential Indoor General Lighting: LED Fixture replaces pre-existing standard lighting Wattage. Measure includes Code case. Impacts: CFL-based HOU (varies by BldgType) | DEER1314 | Lighting Disposition | 7/30/2014 00:00:00 | Res-Iltg-dWatt-CFL | Non-DEER | Scaled | BaseRatio |  |  | None |  | f |  | t | Res | Any | Lighting | InGen-CFL | Ltg_Fixture | LED_fixt |  | ILtg-Res-LED-50000hr |  |  |  | LEDratio0296 | LEDratio0296 | LEDFixt-3(8w) | Standard |  | f | f | Disposition: MeasuresList-October312014.xlsx | RobNc |  |  |  | DEER1314 | 1/1/2013 |  |  | FALSE | FALSE |  |  | FALSE | FALSE | FALSE | FALSE | FALSE | FALSE | FALSE | FALSE | FALSE
5242 | R-In-LEDFixt-3(9w)-dWP17 | Residential Indoor General Lighting: LED Fixture replaces pre-existing standard lighting Wattage. Measure includes Code case. Impacts: CFL-based HOU (varies by BldgType) | DEER1314 | Lighting Disposition | 7/30/2014 00:00:00 | Res-Iltg-dWatt-CFL | Non-DEER | Scaled | BaseRatio |  |  | None |  | f |  | t | Res | Any | Lighting | InGen-CFL | Ltg_Fixture | LED_fixt |  | ILtg-Res-LED-50000hr |  |  |  | LEDratio0296 | LEDratio0296 | LEDFixt-3(9w) | Standard |  | f | f | Disposition: MeasuresList-October312014.xlsx | RobNc |  |  |  | DEER1314 | 1/1/2013 |  |  | FALSE | FALSE |  |  | FALSE | FALSE | FALSE | FALSE | FALSE | FALSE | FALSE | FALSE | FALSE
5243 | R-In-LEDFixt-4(23w)-dWP45 | Residential Indoor General Lighting: LED Fixture replaces pre-existing standard lighting Wattage. Measure includes Code case. Impacts: CFL-based HOU (varies by BldgType) | DEER1314 | Lighting Disposition | 7/30/2014 00:00:00 | Res-Iltg-dWatt-CFL | Non-DEER | Scaled | BaseRatio |  |  | None |  | f |  | t | Res | Any | Lighting | InGen-CFL | Ltg_Fixture | LED_fixt |  | ILtg-Res-LED-50000hr |  |  |  | LEDratio0296 | LEDratio0296 | LEDFixt-4(23w) | Standard |  | f | f | Disposition: MeasuresList-October312014.xlsx | RobNc |  |  |  | DEER1314 | 1/1/2013 |  |  | FALSE | FALSE |  |  | FALSE | FALSE | FALSE | FALSE | FALSE | FALSE | FALSE | FALSE | FALSE
5244 | R-In-LEDFixt-6(10w)-dWP19 | Residential Indoor General Lighting: LED Fixture replaces pre-existing standard lighting Wattage. Measure includes Code case. Impacts: CFL-based HOU (varies by BldgType) | DEER1314 | Lighting Disposition | 7/30/2014 00:00:00 | Res-Iltg-dWatt-CFL | Non-DEER | Scaled | BaseRatio |  |  | None |  | f |  | t | Res | Any | Lighting | InGen-CFL | Ltg_Fixture | LED_fixt |  | ILtg-Res-LED-50000hr |  |  |  | LEDratio0296 | LEDratio0296 | LEDFixt-6(10w) | Standard |  | f | f | Disposition: MeasuresList-October312014.xlsx | RobNc |  |  |  | DEER1314 | 1/1/2013 |  |  | FALSE | FALSE |  |  | FALSE | FALSE | FALSE | FALSE | FALSE | FALSE | FALSE | FALSE | FALSE
5245 | R-In-LEDFixt-6(12w)-dWP23 | Residential Indoor General Lighting: LED Fixture replaces pre-existing standard lighting Wattage. Measure includes Code case. Impacts: CFL-based HOU (varies by BldgType) | DEER1314 | Lighting Disposition | 7/30/2014 00:00:00 | Res-Iltg-dWatt-CFL | Non-DEER | Scaled | BaseRatio |  |  | None |  | f |  | t | Res | Any | Lighting | InGen-CFL | Ltg_Fixture | LED_fixt |  | ILtg-Res-LED-50000hr |  |  |  | LEDratio0296 | LEDratio0296 | LEDFixt-6(12w) | Standard |  | f | f | Disposition: MeasuresList-October312014.xlsx | RobNc |  |  |  | DEER1314 | 1/1/2013 |  |  | FALSE | FALSE |  |  | FALSE | FALSE | FALSE | FALSE | FALSE | FALSE | FALSE | FALSE | FALSE
5246 | R-In-LEDFixt-7(10w)-dWP19 | Residential Indoor General Lighting: LED Fixture replaces pre-existing standard lighting Wattage. Measure includes Code case. Impacts: CFL-based HOU (varies by BldgType) | DEER1314 | Lighting Disposition | 7/30/2014 00:00:00 | Res-Iltg-dWatt-CFL | Non-DEER | Scaled | BaseRatio |  |  | None |  | f |  | t | Res | Any | Lighting | InGen-CFL | Ltg_Fixture | LED_fixt |  | ILtg-Res-LED-50000hr |  |  |  | LEDratio0296 | LEDratio0296 | LEDFixt-7(10w) | Standard |  | f | f | Disposition: MeasuresList-October312014.xlsx | RobNc |  |  |  | DEER1314 | 1/1/2013 |  |  | FALSE | FALSE |  |  | FALSE | FALSE | FALSE | FALSE | FALSE | FALSE | FALSE | FALSE | FALSE
5247 | R-In-LED-Glb(1w)-dWP6 | Residential Indoor General Lighting: LED Lamp replaces pre-existing standard lighting Wattage. Measure includes Code case. Impacts: CFL-based HOU (varies by BldgType) | DEER1314 | Lighting Disposition | 7/30/2014 00:00:00 | Res-Iltg-dWatt-CFL | Non-DEER | Scaled | BaseRatio |  |  | None |  | f |  | t | Res | Any | Lighting | InGen-CFL | Ltg_Lamp | LED_lamp |  | ILtg-Res-LED-15000hr |  |  |  | LEDratio0747 | LEDratio0747 | LED-Glb(1w) | Standard | WP source: PGECOLTG164r2 | f | f | Disposition: MeasuresList-October312014.xlsx | RobNc |  |  |  | DEER1314 | 1/1/2013 |  |  | FALSE | FALSE |  |  | FALSE | FALSE | FALSE | FALSE | FALSE | FALSE | FALSE | FALSE | FALSE
5248 | R-In-LED-Glb(2w)-dWP12 | Residential Indoor General Lighting: LED Lamp replaces pre-existing standard lighting Wattage. Measure includes Code case. Impacts: CFL-based HOU (varies by BldgType) | DEER2014 | Lighting Disposition | 7/31/2014 00:00:00 | Res-Iltg-dWatt-CFL | Non-DEER | Scaled | BaseRatio |  |  | None |  | f |  | t | Res | Any | Lighting | InGen-CFL | Ltg_Lamp | LED_lamp |  | ILtg-Res-LED-15000hr |  |  |  | LEDratio0747 | LEDratio0747 | LED-Glb(2w) | Standard | WP source: PGECOLTG164r3 | f | f | Disposition: MeasuresList-October312014.xlsx | RobNc |  |  |  | None | 7/1/2014 |  |  | FALSE | FALSE |  |  | FALSE | FALSE | FALSE | FALSE | FALSE | FALSE | FALSE | FALSE | FALSE
5249 | R-In-LED-Glb(3w)-dWP11 | Residential Indoor General Lighting: LED Lamp replaces pre-existing standard lighting Wattage. Measure includes Code case. Impacts: CFL-based HOU (varies by BldgType) | DEER1314 | Lighting Disposition | 7/30/2014 00:00:00 | Res-Iltg-dWatt-CFL | Non-DEER | Scaled | BaseRatio |  |  | None |  | f |  | t | Res | Any | Lighting | InGen-CFL | Ltg_Lamp | LED_lamp |  | ILtg-Res-LED-20000hr |  |  |  | LEDratio0494 | LEDratio0494 | LED-Glb(3w) | Standard | WP source: PGECOLTG164r2 | f | f | Disposition: MeasuresList-October312014.xlsx | RobNc |  |  |  | DEER1314 | 1/1/2013 |  |  | FALSE | FALSE |  |  | FALSE | FALSE | FALSE | FALSE | FALSE | FALSE | FALSE | FALSE | FALSE
5250 | R-In-LED-MR16(10w)-dWP32 | Residential Indoor General Lighting: LED Lamp replaces pre-existing standard lighting Wattage. Measure includes Code case. Impacts: CFL-based HOU (varies by BldgType) | DEER1314 | Lighting Disposition | 7/30/2014 00:00:00 | Res-Iltg-dWatt-CFL | Non-DEER | Scaled | BaseRatio |  |  | None |  | f |  | t | Res | Any | Lighting | InGen-CFL | Ltg_Lamp | LED_lamp |  | ILtg-Res-LED-20000hr |  |  |  | LEDratio0424 | LEDratio0424 | LED-MR16(10w) | Standard | WP source e.g.: SCE13LG106rx | f | f | Disposition: MeasuresList-October312014.xlsx | RobNc |  |  |  | DEER1314 | 1/1/2013 |  |  | FALSE | FALSE |  |  | FALSE | FALSE | FALSE | FALSE | FALSE | FALSE | FALSE | FALSE | FALSE
5251 | R-In-LED-MR16(11w)-dWP35 | Residential Indoor General Lighting: LED Lamp replaces pre-existing standard lighting Wattage. Measure includes Code case. Impacts: CFL-based HOU (varies by BldgType) | DEER1314 | Lighting Disposition | 7/30/2014 00:00:00 | Res-Iltg-dWatt-CFL | Non-DEER | Scaled | BaseRatio |  |  | None |  | f |  | t | Res | Any | Lighting | InGen-CFL | Ltg_Lamp | LED_lamp |  | ILtg-Res-LED-20000hr |  |  |  | LEDratio0424 | LEDratio0424 | LED-MR16(11w) | Standard | WP source e.g.: SCE13LG106rx | f | f | Disposition: MeasuresList-October312014.xlsx | RobNc |  |  |  | DEER1314 | 1/1/2013 |  |  | FALSE | FALSE |  |  | FALSE | FALSE | FALSE | FALSE | FALSE | FALSE | FALSE | FALSE | FALSE
5252 | R-In-LED-MR16(12w)-dWP38 | Residential Indoor General Lighting: LED Lamp replaces pre-existing standard lighting Wattage. Measure includes Code case. Impacts: CFL-based HOU (varies by BldgType) | DEER1314 | Lighting Disposition | 7/30/2014 00:00:00 | Res-Iltg-dWatt-CFL | Non-DEER | Scaled | BaseRatio |  |  | None |  | f |  | t | Res | Any | Lighting | InGen-CFL | Ltg_Lamp | LED_lamp |  | ILtg-Res-LED-20000hr |  |  |  | LEDratio0424 | LEDratio0424 | LED-MR16(12w) | Standard | WP source e.g.: SCE13LG106rx | f | f | Disposition: MeasuresList-October312014.xlsx | RobNc |  |  |  | DEER1314 | 1/1/2013 |  |  | FALSE | FALSE |  |  | FALSE | FALSE | FALSE | FALSE | FALSE | FALSE | FALSE | FALSE | FALSE
5253 | R-In-LED-MR16(2w)-dWP6 | Residential Indoor General Lighting: LED Lamp replaces pre-existing standard lighting Wattage. Measure includes Code case. Impacts: CFL-based HOU (varies by BldgType) | DEER1314 | Lighting Disposition | 7/30/2014 00:00:00 | Res-Iltg-dWatt-CFL | Non-DEER | Scaled | BaseRatio |  |  | None |  | f |  | t | Res | Any | Lighting | InGen-CFL | Ltg_Lamp | LED_lamp |  | ILtg-Res-LED-20000hr |  |  |  | LEDratio0424 | LEDratio0424 | LED-MR16(2w) | Standard | Not Used by Oct 2014 disposition. May 2014 disposition used this measure in error; the Measure Technology is 3w | f | f | Disposition: MeasuresList-October312014.xlsx | RobNc |  |  |  | DEER1314 | 1/1/2013 |  |  | FALSE | FALSE |  |  | FALSE | FALSE | FALSE | FALSE | FALSE | FALSE | FALSE | FALSE | FALSE
5254 | R-In-LED-MR16(3w)-dWP9 | Residential Indoor General Lighting: LED Lamp replaces pre-existing standard lighting Wattage. Measure includes Code case. Impacts: CFL-based HOU (varies by BldgType) | DEER1314 | Lighting Disposition | 7/30/2014 00:00:00 | Res-Iltg-dWatt-CFL | Non-DEER | Scaled | BaseRatio |  |  | None |  | f |  | t | Res | Any | Lighting | InGen-CFL | Ltg_Lamp | LED_lamp |  | ILtg-Res-LED-20000hr |  |  |  | LEDratio0424 | LEDratio0424 | LED-MR16(3w) | Standard | WP source e.g.: SCE13LG106r1 | f | f | Disposition: MeasuresList-October312014.xlsx | RobNc |  |  |  | DEER1314 | 1/1/2013 |  |  | FALSE | FALSE |  |  | FALSE | FALSE | FALSE | FALSE | FALSE | FALSE | FALSE | FALSE | FALSE
5255 | R-In-LED-MR16(6.1w)-dWP19 | Residential Indoor General Lighting: LED Lamp replaces pre-existing standard lighting Wattage. Measure includes Code case. Impacts: CFL-based HOU (varies by BldgType) | DEER1314 | Lighting Disposition | 7/30/2014 00:00:00 | Res-Iltg-dWatt-CFL | Non-DEER | Scaled | BaseRatio |  |  | None |  | f |  | t | Res | Any | Lighting | InGen-CFL | Ltg_Lamp | LED_lamp |  | ILtg-Res-LED-20000hr |  |  |  | LEDratio0424 | LEDratio0424 | LED-MR16(6.1w) | Standard |  | f | f | Disposition: MeasuresList-October312014.xlsx | RobNc |  |  |  | DEER1314 | 1/1/2013 |  |  | FALSE | FALSE |  |  | FALSE | FALSE | FALSE | FALSE | FALSE | FALSE | FALSE | FALSE | FALSE
5256 | R-In-LED-MR16(6w)-dWP19 | Residential Indoor General Lighting: LED Lamp replaces pre-existing standard lighting Wattage. Measure includes Code case. Impacts: CFL-based HOU (varies by BldgType) | DEER1314 | Lighting Disposition | 7/30/2014 00:00:00 | Res-Iltg-dWatt-CFL | Non-DEER | Scaled | BaseRatio |  |  | None |  | f |  | t | Res | Any | Lighting | InGen-CFL | Ltg_Lamp | LED_lamp |  | ILtg-Res-LED-20000hr |  |  |  | LEDratio0424 | LEDratio0424 | LED-MR16(6w) | Standard | WP source e.g.: SCE13LG106r1 | f | f | Disposition: MeasuresList-October312014.xlsx | RobNc |  |  |  | DEER1314 | 1/1/2013 |  |  | FALSE | FALSE |  |  | FALSE | FALSE | FALSE | FALSE | FALSE | FALSE | FALSE | FALSE | FALSE
5257 | R-In-LED-MR16(7w)-dWP22 | Residential Indoor General Lighting: LED Lamp replaces pre-existing standard lighting Wattage. Measure includes Code case. Impacts: CFL-based HOU (varies by BldgType) | DEER1314 | Lighting Disposition | 7/30/2014 00:00:00 | Res-Iltg-dWatt-CFL | Non-DEER | Scaled | BaseRatio |  |  | None |  | f |  | t | Res | Any | Lighting | InGen-CFL | Ltg_Lamp | LED_lamp |  | ILtg-Res-LED-20000hr |  |  |  | LEDratio0424 | LEDratio0424 | LED-MR16(7w) | Standard | WP source e.g.: SCE13LG106r0 | f | f | Disposition: MeasuresList-October312014.xlsx | RobNc |  |  |  | DEER1314 | 1/1/2013 |  |  | FALSE | FALSE |  |  | FALSE | FALSE | FALSE | FALSE | FALSE | FALSE | FALSE | FALSE | FALSE
5258 | R-In-LED-MR16(8.1w)-dWP26 | Residential Indoor General Lighting: LED Lamp replaces pre-existing standard lighting Wattage. Measure includes Code case. Impacts: CFL-based HOU (varies by BldgType) | DEER1314 | Lighting Disposition | 7/30/2014 00:00:00 | Res-Iltg-dWatt-CFL | Non-DEER | Scaled | BaseRatio |  |  | None |  | f |  | t | Res | Any | Lighting | InGen-CFL | Ltg_Lamp | LED_lamp |  | ILtg-Res-LED-20000hr |  |  |  | LEDratio0424 | LEDratio0424 | LED-MR16(8.1w) | Standard |  | f | f | Disposition: MeasuresList-October312014.xlsx | RobNc |  |  |  | DEER1314 | 1/1/2013 |  |  | FALSE | FALSE |  |  | FALSE | FALSE | FALSE | FALSE | FALSE | FALSE | FALSE | FALSE | FALSE
5259 | R-In-LED-MR16(8w)-dWP25 | Residential Indoor General Lighting: LED Lamp replaces pre-existing standard lighting Wattage. Measure includes Code case. Impacts: CFL-based HOU (varies by BldgType) | DEER1314 | Lighting Disposition | 7/30/2014 00:00:00 | Res-Iltg-dWatt-CFL | Non-DEER | Scaled | BaseRatio |  |  | None |  | f |  | t | Res | Any | Lighting | InGen-CFL | Ltg_Lamp | LED_lamp |  | ILtg-Res-LED-20000hr |  |  |  | LEDratio0424 | LEDratio0424 | LED-MR16(8w) | Standard | WP source e.g.: SCE13LG106r0 | f | f | Disposition: MeasuresList-October312014.xlsx | RobNc |  |  |  | DEER1314 | 1/1/2013 |  |  | FALSE | FALSE |  |  | FALSE | FALSE | FALSE | FALSE | FALSE | FALSE | FALSE | FALSE | FALSE
5260 | R-In-LED-MR16(9w)-dWP29 | Residential Indoor General Lighting: LED Lamp replaces pre-existing standard lighting Wattage. Measure includes Code case. Impacts: CFL-based HOU (varies by BldgType) | DEER1314 | Lighting Disposition | 7/30/2014 00:00:00 | Res-Iltg-dWatt-CFL | Non-DEER | Scaled | BaseRatio |  |  | None |  | f |  | t | Res | Any | Lighting | InGen-CFL | Ltg_Lamp | LED_lamp |  | ILtg-Res-LED-20000hr |  |  |  | LEDratio0424 | LEDratio0424 | LED-MR16(9w) | Standard | WP source e.g.: SCE13LG106r0 | f | f | Disposition: MeasuresList-October312014.xlsx | RobNc |  |  |  | DEER1314 | 1/1/2013 |  |  | FALSE | FALSE |  |  | FALSE | FALSE | FALSE | FALSE | FALSE | FALSE | FALSE | FALSE | FALSE
5261 | R-In-LED-PAR20(10w)-dWP37 | Residential Indoor General Lighting: LED Lamp replaces pre-existing standard lighting Wattage. Measure includes Code case. Impacts: CFL-based HOU (varies by BldgType) | DEER1314 | Lighting Disposition | 7/30/2014 00:00:00 | Res-Iltg-dWatt-CFL | Non-DEER | Scaled | BaseRatio |  |  | None |  | f |  | t | Res | Any | Lighting | InGen-CFL | Ltg_Lamp | LED_lamp |  | ILtg-Res-LED-20000hr |  |  |  | LEDratio0470 | LEDratio0470 | LED-PAR20(10w) | Standard | WP source e.g.: SCE13LG106r0 | f | f | Disposition: MeasuresList-October312014.xlsx | RobNc |  |  |  | DEER1314 | 1/1/2013 |  |  | FALSE | FALSE |  |  | FALSE | FALSE | FALSE | FALSE | FALSE | FALSE | FALSE | FALSE | FALSE
5262 | R-In-LED-PAR20(4w)-dWP14 | Residential Indoor General Lighting: LED Lamp replaces pre-existing standard lighting Wattage. Measure includes Code case. Impacts: CFL-based HOU (varies by BldgType) | DEER1314 | Lighting Disposition | 7/30/2014 00:00:00 | Res-Iltg-dWatt-CFL | Non-DEER | Scaled | BaseRatio |  |  | None |  | f |  | t | Res | Any | Lighting | InGen-CFL | Ltg_Lamp | LED_lamp |  | ILtg-Res-LED-20000hr |  |  |  | LEDratio0470 | LEDratio0470 | LED-PAR20(4w) | Standard | WP source e.g.: SCE13LG106r0 | f | f | Disposition: MeasuresList-October312014.xlsx | RobNc |  |  |  | DEER1314 | 1/1/2013 |  |  | FALSE | FALSE |  |  | FALSE | FALSE | FALSE | FALSE | FALSE | FALSE | FALSE | FALSE | FALSE
5263 | R-In-LED-PAR20(5.5w)-dWP20 | Residential Indoor General Lighting: LED Lamp replaces pre-existing standard lighting Wattage. Measure includes Code case. Impacts: CFL-based HOU (varies by BldgType) | DEER2011 | Lighting Disposition | 7/30/2014 00:00:00 | Res-Iltg-dWatt-CFL | Non-DEER | Scaled | BaseRatio |  |  | None |  | f |  | t | Res | Any | Lighting | InGen-CFL | Ltg_Lamp | LED_lamp |  | ILtg-Res-LED-20000hr |  |  |  | LEDratio0470 | LEDratio0470 | LED-PAR20(5.5w) | Standard | May not be claimed after December 31, 2013 for PGECOLTG141r2. Replacement measure is R-In-LED-PAR20(6w)-dWP22 | f | f | Disposition: MeasuresList-October312014.xlsx | RobNc |  |  |  | None | 1/1/2013 | 12/31/2013 |  | FALSE | FALSE |  |  | FALSE | FALSE | FALSE | FALSE | FALSE | FALSE | FALSE | FALSE | FALSE
5264 | R-In-LED-PAR20(6w)-dWP22 | Residential Indoor General Lighting: LED Lamp replaces pre-existing standard lighting Wattage. Measure includes Code case. Impacts: CFL-based HOU (varies by BldgType) | DEER1314 | Lighting Disposition | 7/30/2014 00:00:00 | Res-Iltg-dWatt-CFL | Non-DEER | Scaled | BaseRatio |  |  | None |  | f |  | t | Res | Any | Lighting | InGen-CFL | Ltg_Lamp | LED_lamp |  | ILtg-Res-LED-20000hr |  |  |  | LEDratio0470 | LEDratio0470 | LED-PAR20(6w) | Standard | WP source e.g.: SCE13LG106r1. May be used starting January 1, 2014 for PGECOLTG141r3 | f | f | Disposition: MeasuresList-October312014.xlsx | RobNc |  |  |  | DEER1314 | 1/1/2013 |  |  | FALSE | FALSE |  |  | FALSE | FALSE | FALSE | FALSE | FALSE | FALSE | FALSE | FALSE | FALSE
5265 | R-In-LED-PAR20(7w)-dWP25 | Residential Indoor General Lighting: LED Lamp replaces pre-existing standard lighting Wattage. Measure includes Code case. Impacts: CFL-based HOU (varies by BldgType) | DEER1314 | Lighting Disposition | 7/30/2014 00:00:00 | Res-Iltg-dWatt-CFL | Non-DEER | Scaled | BaseRatio |  |  | None |  | f |  | t | Res | Any | Lighting | InGen-CFL | Ltg_Lamp | LED_lamp |  | ILtg-Res-LED-20000hr |  |  |  | LEDratio0470 | LEDratio0470 | LED-PAR20(7w) | Standard | WP source e.g.: SCE13LG106r0 | f | f | Disposition: MeasuresList-October312014.xlsx | RobNc |  |  |  | DEER1314 | 1/1/2013 |  |  | FALSE | FALSE |  |  | FALSE | FALSE | FALSE | FALSE | FALSE | FALSE | FALSE | FALSE | FALSE
5266 | R-In-LED-PAR20(8w)-dWP29 | Residential Indoor General Lighting: LED Lamp replaces pre-existing standard lighting Wattage. Measure includes Code case. Impacts: CFL-based HOU (varies by BldgType) | DEER1314 | Lighting Disposition | 7/30/2014 00:00:00 | Res-Iltg-dWatt-CFL | Non-DEER | Scaled | BaseRatio |  |  | None |  | f |  | t | Res | Any | Lighting | InGen-CFL | Ltg_Lamp | LED_lamp |  | ILtg-Res-LED-20000hr |  |  |  | LEDratio0470 | LEDratio0470 | LED-PAR20(8w) | Standard | WP source e.g.: SCE13LG106r1 | f | f | Disposition: MeasuresList-October312014.xlsx | RobNc |  |  |  | DEER1314 | 1/1/2013 |  |  | FALSE | FALSE |  |  | FALSE | FALSE | FALSE | FALSE | FALSE | FALSE | FALSE | FALSE | FALSE
5267 | R-In-LED-PAR20(9w)-dWP33 | Residential Indoor General Lighting: LED Lamp replaces pre-existing standard lighting Wattage. Measure includes Code case. Impacts: CFL-based HOU (varies by BldgType) | DEER1314 | Lighting Disposition | 7/30/2014 00:00:00 | Res-Iltg-dWatt-CFL | Non-DEER | Scaled | BaseRatio |  |  | None |  | f |  | t | Res | Any | Lighting | InGen-CFL | Ltg_Lamp | LED_lamp |  | ILtg-Res-LED-20000hr |  |  |  | LEDratio0470 | LEDratio0470 | LED-PAR20(9w) | Standard | WP source e.g.: SCE13LG106r0 | f | f | Disposition: MeasuresList-October312014.xlsx | RobNc |  |  |  | DEER1314 | 1/1/2013 |  |  | FALSE | FALSE |  |  | FALSE | FALSE | FALSE | FALSE | FALSE | FALSE | FALSE | FALSE | FALSE
5268 | R-In-LED-PAR30(10w)-dWP24 | Residential Indoor General Lighting: LED Lamp replaces pre-existing standard lighting Wattage. Measure includes Code case. Impacts: CFL-based HOU (varies by BldgType) | DEER1314 | Lighting Disposition | 7/30/2014 00:00:00 | Res-Iltg-dWatt-CFL | Non-DEER | Scaled | BaseRatio |  |  | None |  | f |  | t | Res | Any | Lighting | InGen-CFL | Ltg_Lamp | LED_lamp |  | ILtg-Res-LED-20000hr |  |  |  | LEDratio0342 | LEDratio0342 | LED-PAR30(10w) | Standard | WP source e.g.: SCE13LG106r0 | f | f | Disposition: MeasuresList-October312014.xlsx | RobNc |  |  |  | DEER1314 | 1/1/2013 |  |  | FALSE | FALSE |  |  | FALSE | FALSE | FALSE | FALSE | FALSE | FALSE | FALSE | FALSE | FALSE
5269 | R-In-LED-PAR30(11w)-dWP26 | Residential Indoor General Lighting: LED Lamp replaces pre-existing standard lighting Wattage. Measure includes Code case. Impacts: CFL-based HOU (varies by BldgType) | DEER1314 | Lighting Disposition | 7/30/2014 00:00:00 | Res-Iltg-dWatt-CFL | Non-DEER | Scaled | BaseRatio |  |  | None |  | f |  | t | Res | Any | Lighting | InGen-CFL | Ltg_Lamp | LED_lamp |  | ILtg-Res-LED-20000hr |  |  |  | LEDratio0342 | LEDratio0342 | LED-PAR30(11w) | Standard | WP source e.g.: SCE13LG106r0 | f | f | Disposition: MeasuresList-October312014.xlsx | RobNc |  |  |  | DEER1314 | 1/1/2013 |  |  | FALSE | FALSE |  |  | FALSE | FALSE | FALSE | FALSE | FALSE | FALSE | FALSE | FALSE | FALSE
5270 | R-In-LED-PAR30(12w)-dWP29 | Residential Indoor General Lighting: LED Lamp replaces pre-existing standard lighting Wattage. Measure includes Code case. Impacts: CFL-based HOU (varies by BldgType) | DEER1314 | Lighting Disposition | 7/30/2014 00:00:00 | Res-Iltg-dWatt-CFL | Non-DEER | Scaled | BaseRatio |  |  | None |  | f |  | t | Res | Any | Lighting | InGen-CFL | Ltg_Lamp | LED_lamp |  | ILtg-Res-LED-20000hr |  |  |  | LEDratio0342 | LEDratio0342 | LED-PAR30(12w) | Standard | WP source e.g.: SCE13LG106r0 | f | f | Disposition: MeasuresList-October312014.xlsx | RobNc |  |  |  | DEER1314 | 1/1/2013 |  |  | FALSE | FALSE |  |  | FALSE | FALSE | FALSE | FALSE | FALSE | FALSE | FALSE | FALSE | FALSE
5271 | R-In-LED-PAR30(13w)-dWP31 | Residential Indoor General Lighting: LED Lamp replaces pre-existing standard lighting Wattage. Measure includes Code case. Impacts: CFL-based HOU (varies by BldgType) | DEER1314 | Lighting Disposition | 7/30/2014 00:00:00 | Res-Iltg-dWatt-CFL | Non-DEER | Scaled | BaseRatio |  |  | None |  | f |  | t | Res | Any | Lighting | InGen-CFL | Ltg_Lamp | LED_lamp |  | ILtg-Res-LED-20000hr |  |  |  | LEDratio0342 | LEDratio0342 | LED-PAR30(13w) | Standard | WP source e.g.: SCE13LG106r0 | f | f | Disposition: MeasuresList-October312014.xlsx | RobNc |  |  |  | DEER1314 | 1/1/2013 |  |  | FALSE | FALSE |  |  | FALSE | FALSE | FALSE | FALSE | FALSE | FALSE | FALSE | FALSE | FALSE
5272 | R-In-LED-PAR30(14w)-dWP33 | Residential Indoor General Lighting: LED Lamp replaces pre-existing standard lighting Wattage. Measure includes Code case. Impacts: CFL-based HOU (varies by BldgType) | DEER1314 | Lighting Disposition | 7/30/2014 00:00:00 | Res-Iltg-dWatt-CFL | Non-DEER | Scaled | BaseRatio |  |  | None |  | f |  | t | Res | Any | Lighting | InGen-CFL | Ltg_Lamp | LED_lamp |  | ILtg-Res-LED-20000hr |  |  |  | LEDratio0342 | LEDratio0342 | LED-PAR30(14w) | Standard | WP source e.g.: SCE13LG106r0 | f | f | Disposition: MeasuresList-October312014.xlsx | RobNc |  |  |  | DEER1314 | 1/1/2013 |  |  | FALSE | FALSE |  |  | FALSE | FALSE | FALSE | FALSE | FALSE | FALSE | FALSE | FALSE | FALSE
5273 | R-In-LED-PAR30(15w)-dWP36 | Residential Indoor General Lighting: LED Lamp replaces pre-existing standard lighting Wattage. Measure includes Code case. Impacts: CFL-based HOU (varies by BldgType) | DEER1314 | Lighting Disposition | 7/30/2014 00:00:00 | Res-Iltg-dWatt-CFL | Non-DEER | Scaled | BaseRatio |  |  | None |  | f |  | t | Res | Any | Lighting | InGen-CFL | Ltg_Lamp | LED_lamp |  | ILtg-Res-LED-20000hr |  |  |  | LEDratio0342 | LEDratio0342 | LED-PAR30(15w) | Standard | WP source e.g.: SCE13LG106r1 | f | f | Disposition: MeasuresList-October312014.xlsx | RobNc |  |  |  | DEER1314 | 1/1/2013 |  |  | FALSE | FALSE |  |  | FALSE | FALSE | FALSE | FALSE | FALSE | FALSE | FALSE | FALSE | FALSE
5274 | R-In-LED-PAR30(16w)-dWP38 | Residential Indoor General Lighting: LED Lamp replaces pre-existing standard lighting Wattage. Measure includes Code case. Impacts: CFL-based HOU (varies by BldgType) | DEER1314 | Lighting Disposition | 7/30/2014 00:00:00 | Res-Iltg-dWatt-CFL | Non-DEER | Scaled | BaseRatio |  |  | None |  | f |  | t | Res | Any | Lighting | InGen-CFL | Ltg_Lamp | LED_lamp |  | ILtg-Res-LED-20000hr |  |  |  | LEDratio0342 | LEDratio0342 | LED-PAR30(16w) | Standard | WP source e.g.: SCE13LG106r0 | f | f | Disposition: MeasuresList-October312014.xlsx | RobNc |  |  |  | DEER1314 | 1/1/2013 |  |  | FALSE | FALSE |  |  | FALSE | FALSE | FALSE | FALSE | FALSE | FALSE | FALSE | FALSE | FALSE
5275 | R-In-LED-PAR30(17w)-dWP41 | Residential Indoor General Lighting: LED Lamp replaces pre-existing standard lighting Wattage. Measure includes Code case. Impacts: CFL-based HOU (varies by BldgType) | DEER1314 | Lighting Disposition | 7/30/2014 00:00:00 | Res-Iltg-dWatt-CFL | Non-DEER | Scaled | BaseRatio |  |  | None |  | f |  | t | Res | Any | Lighting | InGen-CFL | Ltg_Lamp | LED_lamp |  | ILtg-Res-LED-20000hr |  |  |  | LEDratio0342 | LEDratio0342 | LED-PAR30(17w) | Standard | WP source e.g.: SCE13LG106r0 | f | f | Disposition: MeasuresList-October312014.xlsx | RobNc |  |  |  | DEER1314 | 1/1/2013 |  |  | FALSE | FALSE |  |  | FALSE | FALSE | FALSE | FALSE | FALSE | FALSE | FALSE | FALSE | FALSE
5276 | R-In-LED-PAR30(18w)-dWP43 | Residential Indoor General Lighting: LED Lamp replaces pre-existing standard lighting Wattage. Measure includes Code case. Impacts: CFL-based HOU (varies by BldgType) | DEER1314 | Lighting Disposition | 7/30/2014 00:00:00 | Res-Iltg-dWatt-CFL | Non-DEER | Scaled | BaseRatio |  |  | None |  | f |  | t | Res | Any | Lighting | InGen-CFL | Ltg_Lamp | LED_lamp |  | ILtg-Res-LED-20000hr |  |  |  | LEDratio0342 | LEDratio0342 | LED-PAR30(18w) | Standard | WP source e.g.: SCE13LG106r0 | f | f | Disposition: MeasuresList-October312014.xlsx | RobNc |  |  |  | DEER1314 | 1/1/2013 |  |  | FALSE | FALSE |  |  | FALSE | FALSE | FALSE | FALSE | FALSE | FALSE | FALSE | FALSE | FALSE
5277 | R-In-LED-PAR30(19w)-dWP45 | Residential Indoor General Lighting: LED Lamp replaces pre-existing standard lighting Wattage. Measure includes Code case. Impacts: CFL-based HOU (varies by BldgType) | DEER1314 | Lighting Disposition | 7/30/2014 00:00:00 | Res-Iltg-dWatt-CFL | Non-DEER | Scaled | BaseRatio |  |  | None |  | f |  | t | Res | Any | Lighting | InGen-CFL | Ltg_Lamp | LED_lamp |  | ILtg-Res-LED-20000hr |  |  |  | LEDratio0342 | LEDratio0342 | LED-PAR30(19w) | Standard | WP source e.g.: SCE13LG106r0 | f | f | Disposition: MeasuresList-October312014.xlsx | RobNc |  |  |  | DEER1314 | 1/1/2013 |  |  | FALSE | FALSE |  |  | FALSE | FALSE | FALSE | FALSE | FALSE | FALSE | FALSE | FALSE | FALSE
5278 | R-In-LED-PAR30(20w)-dWP48 | Residential Indoor General Lighting: LED Lamp replaces pre-existing standard lighting Wattage. Measure includes Code case. Impacts: CFL-based HOU (varies by BldgType) | DEER1314 | Lighting Disposition | 7/30/2014 00:00:00 | Res-Iltg-dWatt-CFL | Non-DEER | Scaled | BaseRatio |  |  | None |  | f |  | t | Res | Any | Lighting | InGen-CFL | Ltg_Lamp | LED_lamp |  | ILtg-Res-LED-20000hr |  |  |  | LEDratio0342 | LEDratio0342 | LED-PAR30(20w) | Standard | WP source e.g.: SCE13LG106r0 | f | f | Disposition: MeasuresList-October312014.xlsx | RobNc |  |  |  | DEER1314 | 1/1/2013 |  |  | FALSE | FALSE |  |  | FALSE | FALSE | FALSE | FALSE | FALSE | FALSE | FALSE | FALSE | FALSE
5279 | R-In-LED-PAR30(21w)-dWP50 | Residential Indoor General Lighting: LED Lamp replaces pre-existing standard lighting Wattage. Measure includes Code case. Impacts: CFL-based HOU (varies by BldgType) | DEER1314 | Lighting Disposition | 7/30/2014 00:00:00 | Res-Iltg-dWatt-CFL | Non-DEER | Scaled | BaseRatio |  |  | None |  | f |  | t | Res | Any | Lighting | InGen-CFL | Ltg_Lamp | LED_lamp |  | ILtg-Res-LED-20000hr |  |  |  | LEDratio0342 | LEDratio0342 | LED-PAR30(21w) | Standard | WP source e.g.: WPSDGENRLG0106r2 | f | f | Disposition: MeasuresList-October312014.xlsx | RobNc |  |  |  | DEER1314 | 1/1/2013 |  |  | FALSE | FALSE |  |  | FALSE | FALSE | FALSE | FALSE | FALSE | FALSE | FALSE | FALSE | FALSE
5280 | R-In-LED-PAR30(6w)-dWP14 | Residential Indoor General Lighting: LED Lamp replaces pre-existing standard lighting Wattage. Measure includes Code case. Impacts: CFL-based HOU (varies by BldgType) | DEER1314 | Lighting Disposition | 7/30/2014 00:00:00 | Res-Iltg-dWatt-CFL | Non-DEER | Scaled | BaseRatio |  |  | None |  | f |  | t | Res | Any | Lighting | InGen-CFL | Ltg_Lamp | LED_lamp |  | ILtg-Res-LED-20000hr |  |  |  | LEDratio0342 | LEDratio0342 | LED-PAR30(6w) | Standard | WP source e.g.: SCE13LG106r1 | f | f | Disposition: MeasuresList-October312014.xlsx | RobNc |  |  |  | DEER1314 | 1/1/2013 |  |  | FALSE | FALSE |  |  | FALSE | FALSE | FALSE | FALSE | FALSE | FALSE | FALSE | FALSE | FALSE
5281 | R-In-LED-PAR30(7w)-dWP16 | Residential Indoor General Lighting: LED Lamp replaces pre-existing standard lighting Wattage. Measure includes Code case. Impacts: CFL-based HOU (varies by BldgType) | DEER1314 | Lighting Disposition | 7/30/2014 00:00:00 | Res-Iltg-dWatt-CFL | Non-DEER | Scaled | BaseRatio |  |  | None |  | f |  | t | Res | Any | Lighting | InGen-CFL | Ltg_Lamp | LED_lamp |  | ILtg-Res-LED-20000hr |  |  |  | LEDratio0342 | LEDratio0342 | LED-PAR30(7w) | Standard | WP source e.g.: WPSDGENRLG0106r2 | f | f | Disposition: MeasuresList-October312014.xlsx | RobNc |  |  |  | DEER1314 | 1/1/2013 |  |  | FALSE | FALSE |  |  | FALSE | FALSE | FALSE | FALSE | FALSE | FALSE | FALSE | FALSE | FALSE
5282 | R-In-LED-PAR30(8w)-dWP19 | Residential Indoor General Lighting: LED Lamp replaces pre-existing standard lighting Wattage. Measure includes Code case. Impacts: CFL-based HOU (varies by BldgType) | DEER1314 | Lighting Disposition | 7/30/2014 00:00:00 | Res-Iltg-dWatt-CFL | Non-DEER | Scaled | BaseRatio |  |  | None |  | f |  | t | Res | Any | Lighting | InGen-CFL | Ltg_Lamp | LED_lamp |  | ILtg-Res-LED-20000hr |  |  |  | LEDratio0342 | LEDratio0342 | LED-PAR30(8w) | Standard | WP source e.g.: SCE13LG106r0 | f | f | Disposition: MeasuresList-October312014.xlsx | RobNc |  |  |  | DEER1314 | 1/1/2013 |  |  | FALSE | FALSE |  |  | FALSE | FALSE | FALSE | FALSE | FALSE | FALSE | FALSE | FALSE | FALSE
5283 | R-In-LED-PAR30(9w)-dWP21 | Residential Indoor General Lighting: LED Lamp replaces pre-existing standard lighting Wattage. Measure includes Code case. Impacts: CFL-based HOU (varies by BldgType) | DEER1314 | Lighting Disposition | 7/30/2014 00:00:00 | Res-Iltg-dWatt-CFL | Non-DEER | Scaled | BaseRatio |  |  | None |  | f |  | t | Res | Any | Lighting | InGen-CFL | Ltg_Lamp | LED_lamp |  | ILtg-Res-LED-20000hr |  |  |  | LEDratio0342 | LEDratio0342 | LED-PAR30(9w) | Standard | WP source e.g.: WPSDGENRLG0106r2 | f | f | Disposition: MeasuresList-October312014.xlsx | RobNc |  |  |  | DEER1314 | 1/1/2013 |  |  | FALSE | FALSE |  |  | FALSE | FALSE | FALSE | FALSE | FALSE | FALSE | FALSE | FALSE | FALSE
5284 | R-In-LED-PAR38(10w)-dWP28 | Residential Indoor General Lighting: LED Lamp replaces pre-existing standard lighting Wattage. Measure includes Code case. Impacts: CFL-based HOU (varies by BldgType) | DEER1314 | Lighting Disposition | 7/30/2014 00:00:00 | Res-Iltg-dWatt-CFL | Non-DEER | Scaled | BaseRatio |  |  | None |  | f |  | t | Res | Any | Lighting | InGen-CFL | Ltg_Lamp | LED_lamp |  | ILtg-Res-LED-20000hr |  |  |  | LEDratio0381 | LEDratio0381 | LED-PAR38(10w) | Standard | WP source e.g.: SCE13LG106r0 | f | f | Disposition: MeasuresList-October312014.xlsx | RobNc |  |  |  | DEER1314 | 1/1/2013 |  |  | FALSE | FALSE |  |  | FALSE | FALSE | FALSE | FALSE | FALSE | FALSE | FALSE | FALSE | FALSE
5285 | R-In-LED-PAR38(11w)-dWP30 | Residential Indoor General Lighting: LED Lamp replaces pre-existing standard lighting Wattage. Measure includes Code case. Impacts: CFL-based HOU (varies by BldgType) | DEER1314 | Lighting Disposition | 7/30/2014 00:00:00 | Res-Iltg-dWatt-CFL | Non-DEER | Scaled | BaseRatio |  |  | None |  | f |  | t | Res | Any | Lighting | InGen-CFL | Ltg_Lamp | LED_lamp |  | ILtg-Res-LED-20000hr |  |  |  | LEDratio0381 | LEDratio0381 | LED-PAR38(11w) | Standard | WP source e.g.: WPSDGENRLG0106r2 | f | f | Disposition: MeasuresList-October312014.xlsx | RobNc |  |  |  | DEER1314 | 1/1/2013 |  |  | FALSE | FALSE |  |  | FALSE | FALSE | FALSE | FALSE | FALSE | FALSE | FALSE | FALSE | FALSE
5286 | R-In-LED-PAR38(12w)-dWP33 | Residential Indoor General Lighting: LED Lamp replaces pre-existing standard lighting Wattage. Measure includes Code case. Impacts: CFL-based HOU (varies by BldgType) | DEER1314 | Lighting Disposition | 7/30/2014 00:00:00 | Res-Iltg-dWatt-CFL | Non-DEER | Scaled | BaseRatio |  |  | None |  | f |  | t | Res | Any | Lighting | InGen-CFL | Ltg_Lamp | LED_lamp |  | ILtg-Res-LED-20000hr |  |  |  | LEDratio0381 | LEDratio0381 | LED-PAR38(12w) | Standard | WP source e.g.: SCE13LG106r0 | f | f | Disposition: MeasuresList-October312014.xlsx | RobNc |  |  |  | DEER1314 | 1/1/2013 |  |  | FALSE | FALSE |  |  | FALSE | FALSE | FALSE | FALSE | FALSE | FALSE | FALSE | FALSE | FALSE
5287 | R-In-LED-PAR38(13w)-dWP36 | Residential Indoor General Lighting: LED Lamp replaces pre-existing standard lighting Wattage. Measure includes Code case. Impacts: CFL-based HOU (varies by BldgType) | DEER1314 | Lighting Disposition | 7/30/2014 00:00:00 | Res-Iltg-dWatt-CFL | Non-DEER | Scaled | BaseRatio |  |  | None |  | f |  | t | Res | Any | Lighting | InGen-CFL | Ltg_Lamp | LED_lamp |  | ILtg-Res-LED-20000hr |  |  |  | LEDratio0381 | LEDratio0381 | LED-PAR38(13w) | Standard | WP source e.g.: SCE13LG106r0 | f | f | Disposition: MeasuresList-October312014.xlsx | RobNc |  |  |  | DEER1314 | 1/1/2013 |  |  | FALSE | FALSE |  |  | FALSE | FALSE | FALSE | FALSE | FALSE | FALSE | FALSE | FALSE | FALSE
5288 | R-In-LED-PAR38(14w)-dWP39 | Residential Indoor General Lighting: LED Lamp replaces pre-existing standard lighting Wattage. Measure includes Code case. Impacts: CFL-based HOU (varies by BldgType) | DEER1314 | Lighting Disposition | 7/30/2014 00:00:00 | Res-Iltg-dWatt-CFL | Non-DEER | Scaled | BaseRatio |  |  | None |  | f |  | t | Res | Any | Lighting | InGen-CFL | Ltg_Lamp | LED_lamp |  | ILtg-Res-LED-20000hr |  |  |  | LEDratio0381 | LEDratio0381 | LED-PAR38(14w) | Standard | WP source e.g.: SCE13LG106r0 | f | f | Disposition: MeasuresList-October312014.xlsx | RobNc |  |  |  | DEER1314 | 1/1/2013 |  |  | FALSE | FALSE |  |  | FALSE | FALSE | FALSE | FALSE | FALSE | FALSE | FALSE | FALSE | FALSE
5289 | R-In-LED-PAR38(15w)-dWP42 | Residential Indoor General Lighting: LED Lamp replaces pre-existing standard lighting Wattage. Measure includes Code case. Impacts: CFL-based HOU (varies by BldgType) | DEER1314 | Lighting Disposition | 7/30/2014 00:00:00 | Res-Iltg-dWatt-CFL | Non-DEER | Scaled | BaseRatio |  |  | None |  | f |  | t | Res | Any | Lighting | InGen-CFL | Ltg_Lamp | LED_lamp |  | ILtg-Res-LED-20000hr |  |  |  | LEDratio0381 | LEDratio0381 | LED-PAR38(15w) | Standard | WP source e.g.: SCE13LG106r0 | f | f | Disposition: MeasuresList-October312014.xlsx | RobNc |  |  |  | DEER1314 | 1/1/2013 |  |  | FALSE | FALSE |  |  | FALSE | FALSE | FALSE | FALSE | FALSE | FALSE | FALSE | FALSE | FALSE
5290 | R-In-LED-PAR38(16w)-dWP44 | Residential Indoor General Lighting: LED Lamp replaces pre-existing standard lighting Wattage. Measure includes Code case. Impacts: CFL-based HOU (varies by BldgType) | DEER1314 | Lighting Disposition | 7/30/2014 00:00:00 | Res-Iltg-dWatt-CFL | Non-DEER | Scaled | BaseRatio |  |  | None |  | f |  | t | Res | Any | Lighting | InGen-CFL | Ltg_Lamp | LED_lamp |  | ILtg-Res-LED-20000hr |  |  |  | LEDratio0381 | LEDratio0381 | LED-PAR38(16w) | Standard | WP source e.g.: SCE13LG106r0 | f | f | Disposition: MeasuresList-October312014.xlsx | RobNc |  |  |  | DEER1314 | 1/1/2013 |  |  | FALSE | FALSE |  |  | FALSE | FALSE | FALSE | FALSE | FALSE | FALSE | FALSE | FALSE | FALSE
5291 | R-In-LED-PAR38(17w)-dWP47 | Residential Indoor General Lighting: LED Lamp replaces pre-existing standard lighting Wattage. Measure includes Code case. Impacts: CFL-based HOU (varies by BldgType) | DEER1314 | Lighting Disposition | 7/30/2014 00:00:00 | Res-Iltg-dWatt-CFL | Non-DEER | Scaled | BaseRatio |  |  | None |  | f |  | t | Res | Any | Lighting | InGen-CFL | Ltg_Lamp | LED_lamp |  | ILtg-Res-LED-20000hr |  |  |  | LEDratio0381 | LEDratio0381 | LED-PAR38(17w) | Standard | WP source e.g.: SCE13LG106r1 | f | f | Disposition: MeasuresList-October312014.xlsx | RobNc |  |  |  | DEER1314 | 1/1/2013 |  |  | FALSE | FALSE |  |  | FALSE | FALSE | FALSE | FALSE | FALSE | FALSE | FALSE | FALSE | FALSE
5292 | R-In-LED-PAR38(18w)-dWP50 | Residential Indoor General Lighting: LED Lamp replaces pre-existing standard lighting Wattage. Measure includes Code case. Impacts: CFL-based HOU (varies by BldgType) | DEER1314 | Lighting Disposition | 7/30/2014 00:00:00 | Res-Iltg-dWatt-CFL | Non-DEER | Scaled | BaseRatio |  |  | None |  | f |  | t | Res | Any | Lighting | InGen-CFL | Ltg_Lamp | LED_lamp |  | ILtg-Res-LED-20000hr |  |  |  | LEDratio0381 | LEDratio0381 | LED-PAR38(18w) | Standard | WP source e.g.: SCE13LG106r0 | f | f | Disposition: MeasuresList-October312014.xlsx | RobNc |  |  |  | DEER1314 | 1/1/2013 |  |  | FALSE | FALSE |  |  | FALSE | FALSE | FALSE | FALSE | FALSE | FALSE | FALSE | FALSE | FALSE
5293 | R-In-LED-PAR38(19w)-dWP53 | Residential Indoor General Lighting: LED Lamp replaces pre-existing standard lighting Wattage. Measure includes Code case. Impacts: CFL-based HOU (varies by BldgType) | DEER1314 | Lighting Disposition | 7/30/2014 00:00:00 | Res-Iltg-dWatt-CFL | Non-DEER | Scaled | BaseRatio |  |  | None |  | f |  | t | Res | Any | Lighting | InGen-CFL | Ltg_Lamp | LED_lamp |  | ILtg-Res-LED-20000hr |  |  |  | LEDratio0381 | LEDratio0381 | LED-PAR38(19w) | Standard | WP source e.g.: SCE13LG106r0 | f | f | Disposition: MeasuresList-October312014.xlsx | RobNc |  |  |  | DEER1314 | 1/1/2013 |  |  | FALSE | FALSE |  |  | FALSE | FALSE | FALSE | FALSE | FALSE | FALSE | FALSE | FALSE | FALSE
5294 | R-In-LED-PAR38(20.1w)-dWP56 | Residential Indoor General Lighting: LED Lamp replaces pre-existing standard lighting Wattage. Measure includes Code case. Impacts: CFL-based HOU (varies by BldgType) | DEER1314 | Lighting Disposition | 7/30/2014 00:00:00 | Res-Iltg-dWatt-CFL | Non-DEER | Scaled | BaseRatio |  |  | None |  | f |  | t | Res | Any | Lighting | InGen-CFL | Ltg_Lamp | LED_lamp |  | ILtg-Res-LED-20000hr |  |  |  | LEDratio0381 | LEDratio0381 | LED-PAR38(20.1w) | Standard | WP source e.g.: PGECOLTG141r2 | f | f | Disposition: MeasuresList-October312014.xlsx | RobNc |  |  |  | DEER1314 | 1/1/2013 |  |  | FALSE | FALSE |  |  | FALSE | FALSE | FALSE | FALSE | FALSE | FALSE | FALSE | FALSE | FALSE
5295 | R-In-LED-PAR38(20w)-dWP56 | Residential Indoor General Lighting: LED Lamp replaces pre-existing standard lighting Wattage. Measure includes Code case. Impacts: CFL-based HOU (varies by BldgType) | DEER1314 | Lighting Disposition | 7/30/2014 00:00:00 | Res-Iltg-dWatt-CFL | Non-DEER | Scaled | BaseRatio |  |  | None |  | f |  | t | Res | Any | Lighting | InGen-CFL | Ltg_Lamp | LED_lamp |  | ILtg-Res-LED-20000hr |  |  |  | LEDratio0381 | LEDratio0381 | LED-PAR38(20w) | Standard | WP source e.g.: SCE13LG106r0 | f | f | Disposition: MeasuresList-October312014.xlsx | RobNc |  |  |  | DEER1314 | 1/1/2013 |  |  | FALSE | FALSE |  |  | FALSE | FALSE | FALSE | FALSE | FALSE | FALSE | FALSE | FALSE | FALSE
5296 | R-In-LED-PAR38(21w)-dWP59 | Residential Indoor General Lighting: LED Lamp replaces pre-existing standard lighting Wattage. Measure includes Code case. Impacts: CFL-based HOU (varies by BldgType) | DEER1314 | Lighting Disposition | 7/30/2014 00:00:00 | Res-Iltg-dWatt-CFL | Non-DEER | Scaled | BaseRatio |  |  | None |  | f |  | t | Res | Any | Lighting | InGen-CFL | Ltg_Lamp | LED_lamp |  | ILtg-Res-LED-20000hr |  |  |  | LEDratio0381 | LEDratio0381 | LED-PAR38(21w) | Standard | WP source e.g.: SCE13LG106r0 | f | f | Disposition: MeasuresList-October312014.xlsx | RobNc |  |  |  | DEER1314 | 1/1/2013 |  |  | FALSE | FALSE |  |  | FALSE | FALSE | FALSE | FALSE | FALSE | FALSE | FALSE | FALSE | FALSE
5297 | R-In-LED-PAR38(22w)-dWP61 | Residential Indoor General Lighting: LED Lamp replaces pre-existing standard lighting Wattage. Measure includes Code case. Impacts: CFL-based HOU (varies by BldgType) | DEER1314 | Lighting Disposition | 7/30/2014 00:00:00 | Res-Iltg-dWatt-CFL | Non-DEER | Scaled | BaseRatio |  |  | None |  | f |  | t | Res | Any | Lighting | InGen-CFL | Ltg_Lamp | LED_lamp |  | ILtg-Res-LED-20000hr |  |  |  | LEDratio0381 | LEDratio0381 | LED-PAR38(22w) | Standard | WP source e.g.: SCE13LG106r0 | f | f | Disposition: MeasuresList-October312014.xlsx | RobNc |  |  |  | DEER1314 | 1/1/2013 |  |  | FALSE | FALSE |  |  | FALSE | FALSE | FALSE | FALSE | FALSE | FALSE | FALSE | FALSE | FALSE
5298 | R-In-LED-PAR38(23w)-dWP64 | Residential Indoor General Lighting: LED Lamp replaces pre-existing standard lighting Wattage. Measure includes Code case. Impacts: CFL-based HOU (varies by BldgType) | DEER1314 | Lighting Disposition | 7/30/2014 00:00:00 | Res-Iltg-dWatt-CFL | Non-DEER | Scaled | BaseRatio |  |  | None |  | f |  | t | Res | Any | Lighting | InGen-CFL | Ltg_Lamp | LED_lamp |  | ILtg-Res-LED-20000hr |  |  |  | LEDratio0381 | LEDratio0381 | LED-PAR38(23w) | Standard | WP source e.g.: SCE13LG106r0 | f | f | Disposition: MeasuresList-October312014.xlsx | RobNc |  |  |  | DEER1314 | 1/1/2013 |  |  | FALSE | FALSE |  |  | FALSE | FALSE | FALSE | FALSE | FALSE | FALSE | FALSE | FALSE | FALSE
5299 | R-In-LED-PAR38(24w)-dWP67 | Residential Indoor General Lighting: LED Lamp replaces pre-existing standard lighting Wattage. Measure includes Code case. Impacts: CFL-based HOU (varies by BldgType) | DEER1314 | Lighting Disposition | 7/30/2014 00:00:00 | Res-Iltg-dWatt-CFL | Non-DEER | Scaled | BaseRatio |  |  | None |  | f |  | t | Res | Any | Lighting | InGen-CFL | Ltg_Lamp | LED_lamp |  | ILtg-Res-LED-20000hr |  |  |  | LEDratio0381 | LEDratio0381 | LED-PAR38(24w) | Standard | WP source e.g.: SCE13LG106r0 | f | f | Disposition: MeasuresList-October312014.xlsx | RobNc |  |  |  | DEER1314 | 1/1/2013 |  |  | FALSE | FALSE |  |  | FALSE | FALSE | FALSE | FALSE | FALSE | FALSE | FALSE | FALSE | FALSE
5300 | R-In-LED-PAR38(25w)-dWP70 | Residential Indoor General Lighting: LED Lamp replaces pre-existing standard lighting Wattage. Measure includes Code case. Impacts: CFL-based HOU (varies by BldgType) | DEER1314 | Lighting Disposition | 7/30/2014 00:00:00 | Res-Iltg-dWatt-CFL | Non-DEER | Scaled | BaseRatio |  |  | None |  | f |  | t | Res | Any | Lighting | InGen-CFL | Ltg_Lamp | LED_lamp |  | ILtg-Res-LED-20000hr |  |  |  | LEDratio0381 | LEDratio0381 | LED-PAR38(25w) | Standard | WP source e.g.: SCE13LG106rx | f | f | Disposition: MeasuresList-October312014.xlsx | RobNc |  |  |  | DEER1314 | 1/1/2013 |  |  | FALSE | FALSE |  |  | FALSE | FALSE | FALSE | FALSE | FALSE | FALSE | FALSE | FALSE | FALSE
5301 | R-In-LED-PAR38(26w)-dWP73 | Residential Indoor General Lighting: LED Lamp replaces pre-existing standard lighting Wattage. Measure includes Code case. Impacts: CFL-based HOU (varies by BldgType) | DEER1314 | Lighting Disposition | 7/30/2014 00:00:00 | Res-Iltg-dWatt-CFL | Non-DEER | Scaled | BaseRatio |  |  | None |  | f |  | t | Res | Any | Lighting | InGen-CFL | Ltg_Lamp | LED_lamp |  | ILtg-Res-LED-20000hr |  |  |  | LEDratio0381 | LEDratio0381 | LED-PAR38(26w) | Standard | WP source e.g.: SCE13LG106rx | f | f | Disposition: MeasuresList-October312014.xlsx | RobNc |  |  |  | DEER1314 | 1/1/2013 |  |  | FALSE | FALSE |  |  | FALSE | FALSE | FALSE | FALSE | FALSE | FALSE | FALSE | FALSE | FALSE
5302 | R-In-LED-PAR38(27w)-dWP75 | Residential Indoor General Lighting: LED Lamp replaces pre-existing standard lighting Wattage. Measure includes Code case. Impacts: CFL-based HOU (varies by BldgType) | DEER1314 | Lighting Disposition | 7/30/2014 00:00:00 | Res-Iltg-dWatt-CFL | Non-DEER | Scaled | BaseRatio |  |  | None |  | f |  | t | Res | Any | Lighting | InGen-CFL | Ltg_Lamp | LED_lamp |  | ILtg-Res-LED-20000hr |  |  |  | LEDratio0381 | LEDratio0381 | LED-PAR38(27w) | Standard | WP source e.g.: SCE13LG106rx | f | f | Disposition: MeasuresList-October312014.xlsx | RobNc |  |  |  | DEER1314 | 1/1/2013 |  |  | FALSE | FALSE |  |  | FALSE | FALSE | FALSE | FALSE | FALSE | FALSE | FALSE | FALSE | FALSE
5303 | R-In-LED-PAR38(7w)-dWP19 | Residential Indoor General Lighting: LED Lamp replaces pre-existing standard lighting Wattage. Measure includes Code case. Impacts: CFL-based HOU (varies by BldgType) | DEER1314 | Lighting Disposition | 7/30/2014 00:00:00 | Res-Iltg-dWatt-CFL | Non-DEER | Scaled | BaseRatio |  |  | None |  | f |  | t | Res | Any | Lighting | InGen-CFL | Ltg_Lamp | LED_lamp |  | ILtg-Res-LED-20000hr |  |  |  | LEDratio0381 | LEDratio0381 | LED-PAR38(7w) | Standard | WP source e.g.: SCE13LG106r1 | f | f | Disposition: MeasuresList-October312014.xlsx | RobNc |  |  |  | DEER1314 | 1/1/2013 |  |  | FALSE | FALSE |  |  | FALSE | FALSE | FALSE | FALSE | FALSE | FALSE | FALSE | FALSE | FALSE
5304 | R-In-LED-PAR38(8w)-dWP22 | Residential Indoor General Lighting: LED Lamp replaces pre-existing standard lighting Wattage. Measure includes Code case. Impacts: CFL-based HOU (varies by BldgType) | DEER1314 | Lighting Disposition | 7/30/2014 00:00:00 | Res-Iltg-dWatt-CFL | Non-DEER | Scaled | BaseRatio |  |  | None |  | f |  | t | Res | Any | Lighting | InGen-CFL | Ltg_Lamp | LED_lamp |  | ILtg-Res-LED-20000hr |  |  |  | LEDratio0381 | LEDratio0381 | LED-PAR38(8w) | Standard | WP source e.g.: PGECOLTG141r2 | f | f | Disposition: MeasuresList-October312014.xlsx | RobNc |  |  |  | DEER1314 | 1/1/2013 |  |  | FALSE | FALSE |  |  | FALSE | FALSE | FALSE | FALSE | FALSE | FALSE | FALSE | FALSE | FALSE
5305 | R-In-LED-PAR38(9w)-dWP25 | Residential Indoor General Lighting: LED Lamp replaces pre-existing standard lighting Wattage. Measure includes Code case. Impacts: CFL-based HOU (varies by BldgType) | DEER1314 | Lighting Disposition | 7/30/2014 00:00:00 | Res-Iltg-dWatt-CFL | Non-DEER | Scaled | BaseRatio |  |  | None |  | f |  | t | Res | Any | Lighting | InGen-CFL | Ltg_Lamp | LED_lamp |  | ILtg-Res-LED-20000hr |  |  |  | LEDratio0381 | LEDratio0381 | LED-PAR38(9w) | Standard | WP source e.g.: WPSDGENRLG0106r2 | f | f | Disposition: MeasuresList-October312014.xlsx | RobNc |  |  |  | DEER1314 | 1/1/2013 |  |  | FALSE | FALSE |  |  | FALSE | FALSE | FALSE | FALSE | FALSE | FALSE | FALSE | FALSE | FALSE
5306 | R-In-LED-RefR(10w)-dWP50 | Residential Indoor General Lighting: LED Lamp replaces pre-existing standard lighting Wattage. Measure includes Code case. Impacts: CFL-based HOU (varies by BldgType) | DEER1314 | Lighting Disposition | 7/30/2014 00:00:00 | Res-Iltg-dWatt-CFL | Non-DEER | Scaled | BaseRatio |  |  | None |  | f |  | t | Res | Any | Lighting | InGen-CFL | Ltg_Lamp | LED_lamp |  | ILtg-Res-LED-20000hr |  |  |  | LEDratio0609 | LEDratio0609 | LED-RefR(10w) | Standard | WP source e.g.: WPSDGENRLG0106r2 | f | f | Disposition: MeasuresList-October312014.xlsx | RobNc |  |  |  | DEER1314 | 1/1/2013 |  |  | FALSE | FALSE |  |  | FALSE | FALSE | FALSE | FALSE | FALSE | FALSE | FALSE | FALSE | FALSE
5307 | R-In-LED-RefR(11w)-dWP37 | Residential Indoor General Lighting: LED Lamp replaces pre-existing standard lighting Wattage. Measure includes Code case. Impacts: CFL-based HOU (varies by BldgType) | DEER2011 | Lighting Disposition | 7/31/2014 00:00:00 | Res-Iltg-dWatt-CFL | Non-DEER | Scaled | BaseRatio |  |  | None |  | f |  | t | Res | Any | Lighting | InGen-CFL | Ltg_Lamp | LED_lamp |  | ILtg-Res-LED-20000hr |  |  |  | LEDratio0440 | LEDratio0440 | LED-RefR(11w) | Standard | WP source: PGECOLTG177r1. For use prior to July 1, 2014 only. | f | f | Disposition: MeasuresList-October312014.xlsx | RobNc |  |  |  | None | 1/1/2013 | 6/30/2014 |  | FALSE | FALSE |  |  | FALSE | FALSE | FALSE | FALSE | FALSE | FALSE | FALSE | FALSE | FALSE
5308 | R-In-LED-RefR(11w)-dWP41 | Residential Indoor General Lighting: LED Lamp replaces pre-existing standard lighting Wattage. Measure includes Code case. Impacts: CFL-based HOU (varies by BldgType) | DEER1314 | Lighting Disposition | 7/30/2014 00:00:00 | Res-Iltg-dWatt-CFL | Non-DEER | Scaled | BaseRatio |  |  | None |  | f |  | t | Res | Any | Lighting | InGen-CFL | Ltg_Lamp | LED_lamp |  | ILtg-Res-LED-20000hr |  |  |  | LEDratio0480 | LEDratio0480 | LED-RefR(11w) | Standard |  | f | f | Disposition: MeasuresList-October312014.xlsx | RobNc |  |  |  | DEER1314 | 1/1/2013 |  |  | FALSE | FALSE |  |  | FALSE | FALSE | FALSE | FALSE | FALSE | FALSE | FALSE | FALSE | FALSE
5309 | R-In-LED-RefR(12w)-dWP45 | Residential Indoor General Lighting: LED Lamp replaces pre-existing standard lighting Wattage. Measure includes Code case. Impacts: CFL-based HOU (varies by BldgType) | DEER1314 | Lighting Disposition | 7/30/2014 00:00:00 | Res-Iltg-dWatt-CFL | Non-DEER | Scaled | BaseRatio |  |  | None |  | f |  | t | Res | Any | Lighting | InGen-CFL | Ltg_Lamp | LED_lamp |  | ILtg-Res-LED-20000hr |  |  |  | LEDratio0480 | LEDratio0480 | LED-RefR(12w) | Standard | WP source e.g.: WPSDGENRLG0106r2 | f | f | Disposition: MeasuresList-October312014.xlsx | RobNc |  |  |  | DEER1314 | 1/1/2013 |  |  | FALSE | FALSE |  |  | FALSE | FALSE | FALSE | FALSE | FALSE | FALSE | FALSE | FALSE | FALSE
5310 | R-In-LED-RefR(13w)-dWP49 | Residential Indoor General Lighting: LED Lamp replaces pre-existing standard lighting Wattage. Measure includes Code case. Impacts: CFL-based HOU (varies by BldgType) | DEER1314 | Lighting Disposition | 7/30/2014 00:00:00 | Res-Iltg-dWatt-CFL | Non-DEER | Scaled | BaseRatio |  |  | None |  | f |  | t | Res | Any | Lighting | InGen-CFL | Ltg_Lamp | LED_lamp |  | ILtg-Res-LED-20000hr |  |  |  | LEDratio0480 | LEDratio0480 | LED-RefR(13w) | Standard | WP source e.g.: WPSDGENRLG0106r2 | f | f | Disposition: MeasuresList-October312014.xlsx | RobNc |  |  |  | DEER1314 | 1/1/2013 |  |  | FALSE | FALSE |  |  | FALSE | FALSE | FALSE | FALSE | FALSE | FALSE | FALSE | FALSE | FALSE
5311 | R-In-LED-RefR(14w)-dWP39 | Residential Indoor General Lighting: LED Lamp replaces pre-existing standard lighting Wattage. Measure includes Code case. Impacts: CFL-based HOU (varies by BldgType) | DEER2011 | Lighting Disposition | 7/31/2014 00:00:00 | Res-Iltg-dWatt-CFL | Non-DEER | Scaled | BaseRatio |  |  | None |  | f |  | t | Res | Any | Lighting | InGen-CFL | Ltg_Lamp | LED_lamp |  | ILtg-Res-LED-20000hr |  |  |  | LEDratio0380 | LEDratio0380 | LED-RefR(14w) | Standard | WP source: PGECOLTG177r1. For use prior to July 1, 2014 only. | f | f | Disposition: MeasuresList-October312014.xlsx | RobNc |  |  |  | None | 1/1/2013 | 6/30/2014 |  | FALSE | FALSE |  |  | FALSE | FALSE | FALSE | FALSE | FALSE | FALSE | FALSE | FALSE | FALSE
5312 | R-In-LED-RefR(14w)-dWP46 | Residential Indoor General Lighting: LED Lamp replaces pre-existing standard lighting Wattage. Measure includes Code case. Impacts: CFL-based HOU (varies by BldgType) | DEER1314 | Lighting Disposition | 7/30/2014 00:00:00 | Res-Iltg-dWatt-CFL | Non-DEER | Scaled | BaseRatio |  |  | None |  | f |  | t | Res | Any | Lighting | InGen-CFL | Ltg_Lamp | LED_lamp |  | ILtg-Res-LED-20000hr |  |  |  | LEDratio0434 | LEDratio0434 | LED-RefR(14w) | Standard |  | f | f | Disposition: MeasuresList-October312014.xlsx | RobNc |  |  |  | DEER1314 | 1/1/2013 |  |  | FALSE | FALSE |  |  | FALSE | FALSE | FALSE | FALSE | FALSE | FALSE | FALSE | FALSE | FALSE
5313 | R-In-LED-RefR(15w)-dWP50 | Residential Indoor General Lighting: LED Lamp replaces pre-existing standard lighting Wattage. Measure includes Code case. Impacts: CFL-based HOU (varies by BldgType) | DEER1314 | Lighting Disposition | 7/30/2014 00:00:00 | Res-Iltg-dWatt-CFL | Non-DEER | Scaled | BaseRatio |  |  | None |  | f |  | t | Res | Any | Lighting | InGen-CFL | Ltg_Lamp | LED_lamp |  | ILtg-Res-LED-20000hr |  |  |  | LEDratio0434 | LEDratio0434 | LED-RefR(15w) | Standard | WP source e.g.: WPSDGENRLG0106r2 | f | f | Disposition: MeasuresList-October312014.xlsx | RobNc |  |  |  | DEER1314 | 1/1/2013 |  |  | FALSE | FALSE |  |  | FALSE | FALSE | FALSE | FALSE | FALSE | FALSE | FALSE | FALSE | FALSE
5314 | R-In-LED-RefR(6w)-dWP21 | Residential Indoor General Lighting: LED Lamp replaces pre-existing standard lighting Wattage. Measure includes Code case. Impacts: CFL-based HOU (varies by BldgType) | DEER2011 | Lighting Disposition | 7/31/2014 00:00:00 | Res-Iltg-dWatt-CFL | Non-DEER | Scaled | BaseRatio |  |  | None |  | f |  | t | Res | Any | Lighting | InGen-CFL | Ltg_Lamp | LED_lamp |  | ILtg-Res-LED-20000hr |  |  |  | LEDratio0456 | LEDratio0456 | LED-RefR(6w) | Standard | WP source: PGECOLTG177r1. For use prior to July 1, 2014 only. | f | f | Disposition: MeasuresList-October312014.xlsx | RobNc |  |  |  | None | 1/1/2013 | 6/30/2014 |  | FALSE | FALSE |  |  | FALSE | FALSE | FALSE | FALSE | FALSE | FALSE | FALSE | FALSE | FALSE
5315 | R-In-LED-RefR(6w)-dWP30 | Residential Indoor General Lighting: LED Lamp replaces pre-existing standard lighting Wattage. Measure includes Code case. Impacts: CFL-based HOU (varies by BldgType) | DEER1314 | Lighting Disposition | 7/30/2014 00:00:00 | Res-Iltg-dWatt-CFL | Non-DEER | Scaled | BaseRatio |  |  | None |  | f |  | t | Res | Any | Lighting | InGen-CFL | Ltg_Lamp | LED_lamp |  | ILtg-Res-LED-20000hr |  |  |  | LEDratio0609 | LEDratio0609 | LED-RefR(6w) | Standard |  | f | f | Disposition: MeasuresList-October312014.xlsx | RobNc |  |  |  | DEER1314 | 1/1/2013 |  |  | FALSE | FALSE |  |  | FALSE | FALSE | FALSE | FALSE | FALSE | FALSE | FALSE | FALSE | FALSE
5316 | R-In-LFLmpBlst-T5-46in-49w+El-IS-NLO(49.3w)-dWP4 | Residential Indoor General Lighting: more efficient Linear Fluorescent Lamp & Ballast installed. Measure includes Code case. Impacts: CFL-based HOU (varies by BldgType) | DEER1314 | Lighting Disposition | 5/30/2014 00:00:00 | Res-Iltg-dWatt-CFL | DEER | Scaled | Delta |  |  | None |  | t |  | t | Res | Any | Lighting | InGen-CFL | Ltg_Lmp+Blst | LF_LmpBlst |  | ILtg-T5 |  |  |  | LFLmpBlst-T5-46in-54w+El-IS-NLO(54w) | LFLmpBlst-T5-46in-54w+El-IS-NLO(54w) | LFLmpBlst-T5-46in-49w+El-IS-NLO(49.3w) | Standard | WP source e.g.: WPSDGENRLG0106r2 | f | f | Disposition: MeasuresList-May222014.xlsx | RobNc |  | ILtg-T5 |  | DEER1314 | 1/1/2013 |  |  | FALSE | FALSE |  |  | FALSE | FALSE | FALSE | FALSE | FALSE | FALSE | FALSE | FALSE | FALSE
5317 | R-In-LFLmpBlst-T8-24in-17w+El-IS-RLO(27w)-dWP6 | Residential Indoor General Lighting: more efficient Linear Fluorescent Lamp & Ballast installed. Measure includes Code case. Impacts: CFL-based HOU (varies by BldgType) | DEER1314 | Lighting Disposition | 5/30/2014 00:00:00 | Res-Iltg-dWatt-CFL | DEER | Scaled | Delta |  |  | None |  | t |  | t | Res | Any | Lighting | InGen-CFL | Ltg_Lmp+Blst | LF_LmpBlst |  | ILtg-Lfluor-Elec |  |  |  | LFLmpBlst-T8-24in-17w+El-IS-NLO(33w) | LFLmpBlst-T8-24in-17w+El-IS-NLO(33w) | LFLmpBlst-T8-24in-17w+El-IS-RLO(27w) | Standard | WP source e.g.: WPSDGENRLG0106r2 | f | f | Disposition: MeasuresList-May222014.xlsx | RobNc |  | ILtg-Lfluor-Elec |  | DEER1314 | 1/1/2013 |  |  | FALSE | FALSE |  |  | FALSE | FALSE | FALSE | FALSE | FALSE | FALSE | FALSE | FALSE | FALSE
5318 | R-In-LFLmpBlst-T8-24in-17w+El-IS-RLO(42w)-dWP5 | Residential Indoor General Lighting: more efficient Linear Fluorescent Lamp & Ballast installed. Measure includes Code case. Impacts: CFL-based HOU (varies by BldgType) | DEER1314 | Lighting Disposition | 5/30/2014 00:00:00 | Res-Iltg-dWatt-CFL | DEER | Scaled | Delta |  |  | None |  | t |  | t | Res | Any | Lighting | InGen-CFL | Ltg_Lmp+Blst | LF_LmpBlst |  | ILtg-Lfluor-Elec |  |  |  | LFLmpBlst-T8-24in-17w+El-IS-NLO(47w) | LFLmpBlst-T8-24in-17w+El-IS-NLO(47w) | LFLmpBlst-T8-24in-17w+El-IS-RLO(42w) | Standard | WP source e.g.: PGECOLTG177r1 | f | f | Disposition: MeasuresList-May222014.xlsx | RobNc |  | ILtg-Lfluor-Elec |  | DEER1314 | 1/1/2013 |  |  | FALSE | FALSE |  |  | FALSE | FALSE | FALSE | FALSE | FALSE | FALSE | FALSE | FALSE | FALSE
5319 | R-In-LFLmpBlst-T8-24in-17w+El-IS-RLO(53w)-dWP8 | Residential Indoor General Lighting: more efficient Linear Fluorescent Lamp & Ballast installed. Measure includes Code case. Impacts: CFL-based HOU (varies by BldgType) | DEER1314 | Lighting Disposition | 5/30/2014 00:00:00 | Res-Iltg-dWatt-CFL | DEER | Scaled | Delta |  |  | None |  | t |  | t | Res | Any | Lighting | InGen-CFL | Ltg_Lmp+Blst | LF_LmpBlst |  | ILtg-Lfluor-Elec |  |  |  | LFLmpBlst-T8-24in-17w+El-IS-NLO(61w) | LFLmpBlst-T8-24in-17w+El-IS-NLO(61w) | LFLmpBlst-T8-24in-17w+El-IS-RLO(53w) | Standard | WP source e.g.: WPSDGENRLG0106r2 | f | f | Disposition: MeasuresList-May222014.xlsx | RobNc |  | ILtg-Lfluor-Elec |  | DEER1314 | 1/1/2013 |  |  | FALSE | FALSE |  |  | FALSE | FALSE | FALSE | FALSE | FALSE | FALSE | FALSE | FALSE | FALSE
5320 | R-In-LFLmpBlst-T8-24in-17w+El-PS-NLO(15w)-dWP2 | Residential Indoor General Lighting: more efficient Linear Fluorescent Lamp & Ballast installed. Measure includes Code case. Impacts: CFL-based HOU (varies by BldgType) | DEER1314 | Lighting Disposition | 5/30/2014 00:00:00 | Res-Iltg-dWatt-CFL | DEER | Scaled | Delta |  |  | None |  | t |  | t | Res | Any | Lighting | InGen-CFL | Ltg_Lmp+Blst | LF_LmpBlst |  | ILtg-Lfluor-Elec |  |  |  | LFLmpBlst-T8-24in-17w+El-IS-NLO(17w) | LFLmpBlst-T8-24in-17w+El-IS-NLO(17w) | LFLmpBlst-T8-24in-17w+El-PS-NLO(15w) | Standard | WP source e.g.: WPSDGENRLG0106r2 | f | f | Disposition: MeasuresList-May222014.xlsx | RobNc |  | ILtg-Lfluor-Elec |  | DEER1314 | 1/1/2013 |  |  | FALSE | FALSE |  |  | FALSE | FALSE | FALSE | FALSE | FALSE | FALSE | FALSE | FALSE | FALSE
5321 | R-In-LFLmpBlst-T8-36in-25w+El-IS-RLO(21w)-dWP5 | Residential Indoor General Lighting: more efficient Linear Fluorescent Lamp & Ballast installed. Measure includes Code case. Impacts: CFL-based HOU (varies by BldgType) | DEER1314 | Lighting Disposition | 5/30/2014 00:00:00 | Res-Iltg-dWatt-CFL | DEER | Scaled | Delta |  |  | None |  | t |  | t | Res | Any | Lighting | InGen-CFL | Ltg_Lmp+Blst | LF_LmpBlst |  | ILtg-Lfluor-Elec |  |  |  | LFLmpBlst-T8-36in-25w+El-IS-NLO(26w) | LFLmpBlst-T8-36in-25w+El-IS-NLO(26w) | LFLmpBlst-T8-36in-25w+El-IS-RLO(21w) | Standard | WP source e.g.: PGECOLTG177r1 | f | f | Disposition: MeasuresList-May222014.xlsx | RobNc |  | ILtg-Lfluor-Elec |  | DEER1314 | 1/1/2013 |  |  | FALSE | FALSE |  |  | FALSE | FALSE | FALSE | FALSE | FALSE | FALSE | FALSE | FALSE | FALSE
5322 | R-In-LFLmpBlst-T8-36in-25w+El-IS-RLO(38w)-dWP8 | Residential Indoor General Lighting: more efficient Linear Fluorescent Lamp & Ballast installed. Measure includes Code case. Impacts: CFL-based HOU (varies by BldgType) | DEER1314 | Lighting Disposition | 5/30/2014 00:00:00 | Res-Iltg-dWatt-CFL | DEER | Scaled | Delta |  |  | None |  | t |  | t | Res | Any | Lighting | InGen-CFL | Ltg_Lmp+Blst | LF_LmpBlst |  | ILtg-Lfluor-Elec |  |  |  | LFLmpBlst-T8-36in-25w+El-IS-NLO(46w) | LFLmpBlst-T8-36in-25w+El-IS-NLO(46w) | LFLmpBlst-T8-36in-25w+El-IS-RLO(38w) | Standard | WP source e.g.: WPSDGENRLG0106r2 | f | f | Disposition: MeasuresList-May222014.xlsx | RobNc |  | ILtg-Lfluor-Elec |  | DEER1314 | 1/1/2013 |  |  | FALSE | FALSE |  |  | FALSE | FALSE | FALSE | FALSE | FALSE | FALSE | FALSE | FALSE | FALSE
5323 | R-In-LFLmpBlst-T8-36in-25w+El-IS-RLO(77w)-dWP10 | Residential Indoor General Lighting: more efficient Linear Fluorescent Lamp & Ballast installed. Measure includes Code case. Impacts: CFL-based HOU (varies by BldgType) | DEER1314 | Lighting Disposition | 5/30/2014 00:00:00 | Res-Iltg-dWatt-CFL | DEER | Scaled | Delta |  |  | None |  | t |  | t | Res | Any | Lighting | InGen-CFL | Ltg_Lmp+Blst | LF_LmpBlst |  | ILtg-Lfluor-Elec |  |  |  | LFLmpBlst-T8-36in-25w+El-IS-NLO(87w) | LFLmpBlst-T8-36in-25w+El-IS-NLO(87w) | LFLmpBlst-T8-36in-25w+El-IS-RLO(77w) | Standard | WP source e.g.: PGECOLTG177r1 | f | f | Disposition: MeasuresList-May222014.xlsx | RobNc |  | ILtg-Lfluor-Elec |  | DEER1314 | 1/1/2013 |  |  | FALSE | FALSE |  |  | FALSE | FALSE | FALSE | FALSE | FALSE | FALSE | FALSE | FALSE | FALSE
5324 | R-In-LFLmpBlst-T8-36in-25w+El-PS-NLO(58w)-dWP9 | Residential Indoor General Lighting: more efficient Linear Fluorescent Lamp & Ballast installed. Measure includes Code case. Impacts: CFL-based HOU (varies by BldgType) | DEER1314 | Lighting Disposition | 5/30/2014 00:00:00 | Res-Iltg-dWatt-CFL | DEER | Scaled | Delta |  |  | None |  | t |  | t | Res | Any | Lighting | InGen-CFL | Ltg_Lmp+Blst | LF_LmpBlst |  | ILtg-Lfluor-Elec |  |  |  | LFLmpBlst-T8-36in-25w+El-IS-NLO(67w) | LFLmpBlst-T8-36in-25w+El-IS-NLO(67w) | LFLmpBlst-T8-36in-25w+El-PS-NLO(58w) | Standard | WP source e.g.: SCE13LG092r0 | f | f | Disposition: MeasuresList-May222014.xlsx | RobNc |  | ILtg-Lfluor-Elec |  | DEER1314 | 1/1/2013 |  |  | FALSE | FALSE |  |  | FALSE | FALSE | FALSE | FALSE | FALSE | FALSE | FALSE | FALSE | FALSE
5325 | R-In-LFLmpBlst-T8-48in-25w+El-IS-NLO(23w)-dWP7 | Residential Indoor General Lighting: more efficient Linear Fluorescent Lamp & Ballast installed. Measure includes Code case. Impacts: CFL-based HOU (varies by BldgType) | DEER2014 | Lighting Disposition | 11/6/2014 00:00:00 | Res-Iltg-dWatt-CFL | DEER | Scaled | Delta |  |  | None |  | t |  | t | Res | Any | Lighting | InGen-CFL | Ltg_Lmp+Blst | LF_LmpBlst |  | ILtg-Lfluor-Elec |  |  |  | LFLmpBlst-T8-48in-32w-1g+El-IS-NLO-3(30w) | LFLmpBlst-T8-48in-32w-1g+El-IS-NLO-3(30w) | LFLmpBlst-T8-48in-25w+El-IS-NLO(23w) | Standard |  | f | f | Disposition: MeasuresList-Dec1-2014.xlsx | RobNc |  | ILtg-Lfluor-Elec |  | None | 7/1/2014 |  |  | FALSE | FALSE |  |  | FALSE | FALSE | FALSE | FALSE | FALSE | FALSE | FALSE | FALSE | FALSE
5326 | R-In-LFLmpBlst-T8-48in-25w+El-IS-NLO(25w)-dWP7 | Residential Indoor General Lighting: more efficient Linear Fluorescent Lamp & Ballast installed. Measure includes Code case. Impacts: CFL-based HOU (varies by BldgType) | DEER2011 | Lighting Disposition | 5/30/2014 00:00:00 | Res-Iltg-dWatt-CFL | Non-DEER | Scaled | Delta |  |  | None |  | t |  | t | Res | Any | Lighting | InGen-CFL | Ltg_Lmp+Blst | LF_LmpBlst |  | ILtg-Lfluor-Elec |  |  |  | LFLmpBlst-T8-48in-32w-2g+El-IS-NLO(32w) | LFLmpBlst-T8-48in-32w-2g+El-IS-NLO(32w) | LFLmpBlst-T8-48in-25w+El-IS-NLO(25w) | Standard | WP source e.g.: PGE3PLTG172r2; Expires 6-30-2014; Not used in 2013-14 Lighting Disposition | f | f | Disposition: MeasuresList-May222014.xlsx | RobNc |  | ILtg-Lfluor-Elec |  | None | 1/1/2013 | 6/30/2014 |  | FALSE | FALSE |  |  | FALSE | FALSE | FALSE | FALSE | FALSE | FALSE | FALSE | FALSE | FALSE
5327 | R-In-LFLmpBlst-T8-48in-25w+El-IS-NLO(26w)-dWP4-1 | Residential Indoor General Lighting: more efficient Linear Fluorescent Lamp & Ballast installed. Measure includes Code case. Impacts: CFL-based HOU (varies by BldgType) | DEER1314 | Lighting Disposition | 11/6/2014 00:00:00 | Res-Iltg-dWatt-CFL | DEER | Scaled | Delta |  |  | None |  | t |  | t | Res | Any | Lighting | InGen-CFL | Ltg_Lmp+Blst | LF_LmpBlst |  | ILtg-Lfluor-Elec |  |  |  | LFLmpBlst-T8-48in-32w-2g+El-IS-NLO-2(30w) | LFLmpBlst-T8-48in-32w-2g+El-IS-NLO-2(30w) | LFLmpBlst-T8-48in-25w+El-IS-NLO(26w) | Standard |  | f | f | Disposition: MeasuresList-Dec1-2014.xlsx | RobNc |  | ILtg-Lfluor-Elec |  | DEER1314 | 1/1/2013 |  |  | FALSE | FALSE |  |  | FALSE | FALSE | FALSE | FALSE | FALSE | FALSE | FALSE | FALSE | FALSE
5328 | R-In-LFLmpBlst-T8-48in-25w+El-IS-NLO(26w)-dWP4-2 | Residential Indoor General Lighting: more efficient Linear Fluorescent Lamp & Ballast installed. Measure includes Code case. Impacts: CFL-based HOU (varies by BldgType) | DEER1314 | Lighting Disposition | 11/6/2014 00:00:00 | Res-Iltg-dWatt-CFL | Non-DEER | Scaled | Delta |  |  | None |  | t |  | t | Res | Any | Lighting | InGen-CFL | Ltg_Lmp+Blst | LF_LmpBlst |  | ILtg-Lfluor-Elec |  |  |  | LFLmpBlst-T8-48in-32w-1g+El-IS-NLO-3(30w) | LFLmpBlst-T8-48in-32w-1g+El-IS-NLO-3(30w) | LFLmpBlst-T8-48in-25w+El-IS-NLO(26w) | Standard |  | f | f | Disposition: MeasuresList-Dec1-2014.xlsx | RobNc |  | ILtg-Lfluor-Elec |  | DEER1314 | 1/1/2013 |  |  | FALSE | FALSE |  |  | FALSE | FALSE | FALSE | FALSE | FALSE | FALSE | FALSE | FALSE | FALSE
5329 | R-In-LFLmpBlst-T8-48in-25w+El-IS-NLO(27.7w)-dWP2 | Residential Indoor General Lighting: more efficient Linear Fluorescent Lamp & Ballast installed. Measure includes Code case. Impacts: CFL-based HOU (varies by BldgType) | DEER2011 | Lighting Disposition | 5/30/2014 00:00:00 | Res-Iltg-dWatt-CFL | Non-DEER | Scaled | Delta |  |  | None |  | t |  | t | Res | Any | Lighting | InGen-CFL | Ltg_Lmp+Blst | LF_LmpBlst |  | ILtg-Lfluor-Elec |  |  |  | LFLmpBlst-T8-48in-32w-1g+El-IS-NLO(30.5w) | LFLmpBlst-T8-48in-32w-1g+El-IS-NLO(30.5w) | LFLmpBlst-T8-48in-25w+El-IS-NLO(27.7w) | Standard | WP source e.g.: PGE3PLTG172r2; Expires 6-30-2014; Not used in 2013-14 Lighting Disposition | f | f | Disposition: MeasuresList-May222014.xlsx | RobNc |  | ILtg-Lfluor-Elec |  | None | 1/1/2013 | 6/30/2014 |  | FALSE | FALSE |  |  | FALSE | FALSE | FALSE | FALSE | FALSE | FALSE | FALSE | FALSE | FALSE
5330 | R-In-LFLmpBlst-T8-48in-25w+El-IS-NLO(27w)-dWP4-1 | Residential Indoor General Lighting: more efficient Linear Fluorescent Lamp & Ballast installed. Measure includes Code case. Impacts: CFL-based HOU (varies by BldgType) | DEER2011 | Lighting Disposition | 5/30/2014 00:00:00 | Res-Iltg-dWatt-CFL | Non-DEER | Scaled | Delta |  |  | None |  | t |  | t | Res | Any | Lighting | InGen-CFL | Ltg_Lmp+Blst | LF_LmpBlst |  | ILtg-Lfluor-Elec |  |  |  | LFLmpBlst-T8-48in-32w-1g+El-IS-NLO(31w) | LFLmpBlst-T8-48in-32w-1g+El-IS-NLO(31w) | LFLmpBlst-T8-48in-25w+El-IS-NLO(27w) | Standard | WP source e.g.: PGE3PLTG172r2; Expires 6-30-2014; Not used in 2013-14 Lighting Disposition | f | f | Disposition: MeasuresList-May222014.xlsx | RobNc |  | ILtg-Lfluor-Elec |  | None | 1/1/2013 | 6/30/2014 |  | FALSE | FALSE |  |  | FALSE | FALSE | FALSE | FALSE | FALSE | FALSE | FALSE | FALSE | FALSE
5331 | R-In-LFLmpBlst-T8-48in-25w+El-IS-NLO(27w)-dWP4-2 | Residential Indoor General Lighting: more efficient Linear Fluorescent Lamp & Ballast installed. Measure includes Code case. Impacts: CFL-based HOU (varies by BldgType) | DEER2011 | Lighting Disposition | 5/30/2014 00:00:00 | Res-Iltg-dWatt-CFL | Non-DEER | Scaled | Delta |  |  | None |  | t |  | t | Res | Any | Lighting | InGen-CFL | Ltg_Lmp+Blst | LF_LmpBlst |  | ILtg-Lfluor-Elec |  |  |  | LFLmpBlst-T8-48in-32w-2g+El-IS-NLO(31w) | LFLmpBlst-T8-48in-32w-2g+El-IS-NLO(31w) | LFLmpBlst-T8-48in-25w+El-IS-NLO(27w) | Standard | WP source e.g.: PGE3PLTG172r2; Expires 6-30-2014; Not used in 2013-14 Lighting Disposition | f | f | Disposition: MeasuresList-May222014.xlsx | RobNc |  | ILtg-Lfluor-Elec |  | None | 1/1/2013 | 6/30/2014 |  | FALSE | FALSE |  |  | FALSE | FALSE | FALSE | FALSE | FALSE | FALSE | FALSE | FALSE | FALSE
5332 | R-In-LFLmpBlst-T8-48in-25w+El-IS-NLO(45w)-dWP14 | Residential Indoor General Lighting: more efficient Linear Fluorescent Lamp & Ballast installed. Measure includes Code case. Impacts: CFL-based HOU (varies by BldgType) | DEER1314 | Lighting Disposition | 5/30/2014 00:00:00 | Res-Iltg-dWatt-CFL | DEER | Scaled | Delta |  |  | None |  | t |  | t | Res | Any | Lighting | InGen-CFL | Ltg_Lmp+Blst | LF_LmpBlst |  | ILtg-Lfluor-Elec |  |  |  | LFLmpBlst-T8-48in-32w-2g+El-IS-NLO(59w) | LFLmpBlst-T8-48in-32w-2g+El-IS-NLO(59w) | LFLmpBlst-T8-48in-25w+El-IS-NLO(45w) | Standard | WP source e.g.: PGE3PLTG172r2 | f | f | Disposition: MeasuresList-May222014.xlsx | RobNc |  | ILtg-Lfluor-Elec |  | DEER1314 | 1/1/2013 |  |  | FALSE | FALSE |  |  | FALSE | FALSE | FALSE | FALSE | FALSE | FALSE | FALSE | FALSE | FALSE
5333 | R-In-LFLmpBlst-T8-48in-25w+El-IS-NLO(68w)-dWP21 | Residential Indoor General Lighting: more efficient Linear Fluorescent Lamp & Ballast installed. Measure includes Code case. Impacts: CFL-based HOU (varies by BldgType) | DEER1314 | Lighting Disposition | 5/30/2014 00:00:00 | Res-Iltg-dWatt-CFL | DEER | Scaled | Delta |  |  | None |  | t |  | t | Res | Any | Lighting | InGen-CFL | Ltg_Lmp+Blst | LF_LmpBlst |  | ILtg-Lfluor-Elec |  |  |  | LFLmpBlst-T8-48in-32w-2g+El-IS-NLO(89w) | LFLmpBlst-T8-48in-32w-2g+El-IS-NLO(89w) | LFLmpBlst-T8-48in-25w+El-IS-NLO(68w) | Standard | WP source e.g.: PGE3PLTG172r2 | f | f | Disposition: MeasuresList-May222014.xlsx | RobNc |  | ILtg-Lfluor-Elec |  | DEER1314 | 1/1/2013 |  |  | FALSE | FALSE |  |  | FALSE | FALSE | FALSE | FALSE | FALSE | FALSE | FALSE | FALSE | FALSE
5334 | R-In-LFLmpBlst-T8-48in-25w+El-IS-NLO(90w)-dWP22 | Residential Indoor General Lighting: more efficient Linear Fluorescent Lamp & Ballast installed. Measure includes Code case. Impacts: CFL-based HOU (varies by BldgType) | DEER1314 | Lighting Disposition | 11/6/2014 00:00:00 | Res-Iltg-dWatt-CFL | DEER | Scaled | Delta |  |  | None |  | t |  | t | Res | Any | Lighting | InGen-CFL | Ltg_Lmp+Blst | LF_LmpBlst |  | ILtg-Lfluor-Elec |  |  |  | LFLmpBlst-T8-48in-32w-1g+El-IS-NLO(112w) | LFLmpBlst-T8-48in-32w-1g+El-IS-NLO(112w) | LFLmpBlst-T8-48in-25w+El-IS-NLO(90w) | Standard |  | f | f | Disposition: MeasuresList-Dec1-2014.xlsx | RobNc |  | ILtg-Lfluor-Elec |  | DEER1314 | 1/1/2013 |  |  | FALSE | FALSE |  |  | FALSE | FALSE | FALSE | FALSE | FALSE | FALSE | FALSE | FALSE | FALSE
5335 | R-In-LFLmpBlst-T8-48in-25w+El-IS-NLO(90w)-dWP8 | Residential Indoor General Lighting: more efficient Linear Fluorescent Lamp & Ballast installed. Measure includes Code case. Impacts: CFL-based HOU (varies by BldgType) | DEER2011 | Lighting Disposition | 5/30/2014 00:00:00 | Res-Iltg-dWatt-CFL | Non-DEER | Scaled | Delta |  |  | None |  | t |  | t | Res | Any | Lighting | InGen-CFL | Ltg_Lmp+Blst | LF_LmpBlst |  | ILtg-Lfluor-Elec |  |  |  | LFLmpBlst-T8-96in-59w+El-IS-RLO(98w) | LFLmpBlst-T8-96in-59w+El-IS-RLO(98w) | LFLmpBlst-T8-48in-25w+El-IS-NLO(90w) | Standard | WP source e.g.: PGE3PLTG172r2; Expires 6-30-2014; Not used in 2013-14 Lighting Disposition | f | f | Disposition: MeasuresList-May222014.xlsx | RobNc |  | ILtg-Lfluor-Elec |  | None | 1/1/2013 | 6/30/2014 |  | FALSE | FALSE |  |  | FALSE | FALSE | FALSE | FALSE | FALSE | FALSE | FALSE | FALSE | FALSE
5336 | R-In-LFLmpBlst-T8-48in-28w+El-IS-NLO(26w)-dWP4 | Residential Indoor General Lighting: more efficient Linear Fluorescent Lamp & Ballast installed. Measure includes Code case. Impacts: CFL-based HOU (varies by BldgType) | DEER2014 | Lighting Disposition | 11/6/2014 00:00:00 | Res-Iltg-dWatt-CFL | DEER | Scaled | Delta |  |  | None |  | t |  | t | Res | Any | Lighting | InGen-CFL | Ltg_Lmp+Blst | LF_LmpBlst |  | ILtg-Lfluor-Elec |  |  |  | LFLmpBlst-T8-48in-32w-1g+El-IS-NLO-3(30w) | LFLmpBlst-T8-48in-32w-1g+El-IS-NLO-3(30w) | LFLmpBlst-T8-48in-28w+El-IS-NLO(26w) | Standard |  | f | f | Disposition: MeasuresList-Dec1-2014.xlsx | RobNc |  | ILtg-Lfluor-Elec |  | None | 7/1/2014 |  |  | FALSE | FALSE |  |  | FALSE | FALSE | FALSE | FALSE | FALSE | FALSE | FALSE | FALSE | FALSE
5337 | R-In-LFLmpBlst-T8-48in-28w+El-IS-NLO(27w)-dWP3-1 | Residential Indoor General Lighting: more efficient Linear Fluorescent Lamp & Ballast installed. Measure includes Code case. Impacts: CFL-based HOU (varies by BldgType) | DEER1314 | Lighting Disposition | 11/6/2014 00:00:00 | Res-Iltg-dWatt-CFL | DEER | Scaled | Delta |  |  | None |  | t |  | t | Res | Any | Lighting | InGen-CFL | Ltg_Lmp+Blst | LF_LmpBlst |  | ILtg-Lfluor-Elec |  |  |  | LFLmpBlst-T8-48in-32w-2g+El-IS-NLO-2(30w) | LFLmpBlst-T8-48in-32w-2g+El-IS-NLO-2(30w) | LFLmpBlst-T8-48in-28w+El-IS-NLO(27w) | Standard |  | f | f | Disposition: MeasuresList-Dec1-2014.xlsx | RobNc |  | ILtg-Lfluor-Elec |  | DEER1314 | 1/1/2013 |  |  | FALSE | FALSE |  |  | FALSE | FALSE | FALSE | FALSE | FALSE | FALSE | FALSE | FALSE | FALSE
5338 | R-In-LFLmpBlst-T8-48in-28w+El-IS-NLO(27w)-dWP3-2 | Residential Indoor General Lighting: more efficient Linear Fluorescent Lamp & Ballast installed. Measure includes Code case. Impacts: CFL-based HOU (varies by BldgType) | DEER1314 | Lighting Disposition | 11/6/2014 00:00:00 | Res-Iltg-dWatt-CFL | Non-DEER | Scaled | Delta |  |  | None |  | t |  | t | Res | Any | Lighting | InGen-CFL | Ltg_Lmp+Blst | LF_LmpBlst |  | ILtg-Lfluor-Elec |  |  |  | LFLmpBlst-T8-48in-32w-1g+El-IS-NLO-3(30w) | LFLmpBlst-T8-48in-32w-1g+El-IS-NLO-3(30w) | LFLmpBlst-T8-48in-28w+El-IS-NLO(27w) | Standard |  | f | f | Disposition: MeasuresList-Dec1-2014.xlsx | RobNc |  | ILtg-Lfluor-Elec |  | DEER1314 | 1/1/2013 |  |  | FALSE | FALSE |  |  | FALSE | FALSE | FALSE | FALSE | FALSE | FALSE | FALSE | FALSE | FALSE
5339 | R-In-LFLmpBlst-T8-48in-28w+El-IS-NLO(28w)-dWP3 | Residential Indoor General Lighting: more efficient Linear Fluorescent Lamp & Ballast installed. Measure includes Code case. Impacts: CFL-based HOU (varies by BldgType) | DEER2011 | Lighting Disposition | 5/30/2014 00:00:00 | Res-Iltg-dWatt-CFL | Non-DEER | Scaled | Delta |  |  | None |  | t |  | t | Res | Any | Lighting | InGen-CFL | Ltg_Lmp+Blst | LF_LmpBlst |  | ILtg-Lfluor-Elec |  |  |  | LFLmpBlst-T8-48in-32w-1g+El-IS-NLO(31w) | LFLmpBlst-T8-48in-32w-1g+El-IS-NLO(31w) | LFLmpBlst-T8-48in-28w+El-IS-NLO(28w) | Standard | WP source e.g.: PGE3PLTG172r2; Expires 6-30-2014; Not used in 2013-14 Lighting Disposition | f | f | Disposition: MeasuresList-May222014.xlsx | RobNc |  | ILtg-Lfluor-Elec |  | None | 1/1/2013 | 6/30/2014 |  | FALSE | FALSE |  |  | FALSE | FALSE | FALSE | FALSE | FALSE | FALSE | FALSE | FALSE | FALSE
5340 | R-In-LFLmpBlst-T8-48in-28w+El-IS-NLO(28w)-dWP4 | Residential Indoor General Lighting: more efficient Linear Fluorescent Lamp & Ballast installed. Measure includes Code case. Impacts: CFL-based HOU (varies by BldgType) | DEER2011 | Lighting Disposition | 5/30/2014 00:00:00 | Res-Iltg-dWatt-CFL | Non-DEER | Scaled | Delta |  |  | None |  | t |  | t | Res | Any | Lighting | InGen-CFL | Ltg_Lmp+Blst | LF_LmpBlst |  | ILtg-Lfluor-Elec |  |  |  | LFLmpBlst-T8-48in-32w-2g+El-IS-NLO(32w) | LFLmpBlst-T8-48in-32w-2g+El-IS-NLO(32w) | LFLmpBlst-T8-48in-28w+El-IS-NLO(28w) | Standard | WP source e.g.: PGECOLTG116r5; Expires 6-30-2014; Not used in 2013-14 Lighting Disposition | f | f | Disposition: MeasuresList-May222014.xlsx | RobNc |  | ILtg-Lfluor-Elec |  | None | 1/1/2013 | 6/30/2014 |  | FALSE | FALSE |  |  | FALSE | FALSE | FALSE | FALSE | FALSE | FALSE | FALSE | FALSE | FALSE
5341 | R-In-LFLmpBlst-T8-48in-28w+El-IS-NLO(30.3w)-dWP0 | Residential Indoor General Lighting: more efficient Linear Fluorescent Lamp & Ballast installed. Measure includes Code case. Impacts: CFL-based HOU (varies by BldgType) | DEER2011 | Lighting Disposition | 5/30/2014 00:00:00 | Res-Iltg-dWatt-CFL | Non-DEER | Scaled | Delta |  |  | None |  | t |  | t | Res | Any | Lighting | InGen-CFL | Ltg_Lmp+Blst | LF_LmpBlst |  | ILtg-Lfluor-Elec |  |  |  | LFLmpBlst-T8-48in-32w-1g+El-IS-NLO(30.5w) | LFLmpBlst-T8-48in-32w-1g+El-IS-NLO(30.5w) | LFLmpBlst-T8-48in-28w+El-IS-NLO(30.3w) | Standard | WP source e.g.: SCE13LG092r0; Expires 6-30-2014; Not used in 2013-14 Lighting Disposition | f | f | Disposition: MeasuresList-May222014.xlsx | RobNc |  | ILtg-Lfluor-Elec |  | None | 1/1/2013 | 6/30/2014 |  | FALSE | FALSE |  |  | FALSE | FALSE | FALSE | FALSE | FALSE | FALSE | FALSE | FALSE | FALSE
5342 | R-In-LFLmpBlst-T8-48in-28w+El-IS-NLO(53w)-dWP6 | Residential Indoor General Lighting: more efficient Linear Fluorescent Lamp & Ballast installed. Measure includes Code case. Impacts: CFL-based HOU (varies by BldgType) | DEER1314 | Lighting Disposition | 5/30/2014 00:00:00 | Res-Iltg-dWatt-CFL | DEER | Scaled | Delta |  |  | None |  | t |  | t | Res | Any | Lighting | InGen-CFL | Ltg_Lmp+Blst | LF_LmpBlst |  | ILtg-Lfluor-Elec |  |  |  | LFLmpBlst-T8-48in-32w-2g+El-IS-NLO(59w) | LFLmpBlst-T8-48in-32w-2g+El-IS-NLO(59w) | LFLmpBlst-T8-48in-28w+El-IS-NLO(53w) | Standard | WP source e.g.: WPSDGENRLG0120r3 | f | f | Disposition: MeasuresList-May222014.xlsx | RobNc |  | ILtg-Lfluor-Elec |  | DEER1314 | 1/1/2013 |  |  | FALSE | FALSE |  |  | FALSE | FALSE | FALSE | FALSE | FALSE | FALSE | FALSE | FALSE | FALSE
5343 | R-In-LFLmpBlst-T8-48in-28w+El-IS-NLO(75w)-dWP14 | Residential Indoor General Lighting: more efficient Linear Fluorescent Lamp & Ballast installed. Measure includes Code case. Impacts: CFL-based HOU (varies by BldgType) | DEER1314 | Lighting Disposition | 5/30/2014 00:00:00 | Res-Iltg-dWatt-CFL | DEER | Scaled | Delta |  |  | None |  | t |  | t | Res | Any | Lighting | InGen-CFL | Ltg_Lmp+Blst | LF_LmpBlst |  | ILtg-Lfluor-Elec |  |  |  | LFLmpBlst-T8-48in-32w-2g+El-IS-NLO(89w) | LFLmpBlst-T8-48in-32w-2g+El-IS-NLO(89w) | LFLmpBlst-T8-48in-28w+El-IS-NLO(75w) | Standard | WP source e.g.: SCE13LG087r0 | f | f | Disposition: MeasuresList-May222014.xlsx | RobNc |  | ILtg-Lfluor-Elec |  | DEER1314 | 1/1/2013 |  |  | FALSE | FALSE |  |  | FALSE | FALSE | FALSE | FALSE | FALSE | FALSE | FALSE | FALSE | FALSE
5344 | R-In-LFLmpBlst-T8-48in-28w+El-IS-NLO(98w)-dWP14 | Residential Indoor General Lighting: more efficient Linear Fluorescent Lamp & Ballast installed. Measure includes Code case. Impacts: CFL-based HOU (varies by BldgType) | DEER1314 | Lighting Disposition | 11/6/2014 00:00:00 | Res-Iltg-dWatt-CFL | DEER | Scaled | Delta |  |  | None |  | t |  | t | Res | Any | Lighting | InGen-CFL | Ltg_Lmp+Blst | LF_LmpBlst |  | ILtg-Lfluor-Elec |  |  |  | LFLmpBlst-T8-48in-32w-1g+El-IS-NLO(112w) | LFLmpBlst-T8-48in-32w-1g+El-IS-NLO(112w) | LFLmpBlst-T8-48in-28w+El-IS-NLO(98w) | Standard |  | f | f | Disposition: MeasuresList-Dec1-2014.xlsx | RobNc |  | ILtg-Lfluor-Elec |  | DEER1314 | 1/1/2013 |  |  | FALSE | FALSE |  |  | FALSE | FALSE | FALSE | FALSE | FALSE | FALSE | FALSE | FALSE | FALSE
5345 | R-In-LFLmpBlst-T8-48in-28w+El-IS-NLO(98w)-dWP4 | Residential Indoor General Lighting: more efficient Linear Fluorescent Lamp & Ballast installed. Measure includes Code case. Impacts: CFL-based HOU (varies by BldgType) | DEER2011 | Lighting Disposition | 5/30/2014 00:00:00 | Res-Iltg-dWatt-CFL | Non-DEER | Scaled | Delta |  |  | None |  | t |  | t | Res | Any | Lighting | InGen-CFL | Ltg_Lmp+Blst | LF_LmpBlst |  | ILtg-Lfluor-Elec |  |  |  | LFLmpBlst-T8-48in-32w-2g+El-IS-RLO(102w) | LFLmpBlst-T8-48in-32w-2g+El-IS-RLO(102w) | LFLmpBlst-T8-48in-28w+El-IS-NLO(98w) | Standard | WP source e.g.: SCE13LG087r0; Not used in 2013-14 Lighting Disposition | f | f | Disposition: MeasuresList-May222014.xlsx | RobNc |  | ILtg-Lfluor-Elec |  | None | 1/1/2013 | 6/30/2014 |  | FALSE | FALSE |  |  | FALSE | FALSE | FALSE | FALSE | FALSE | FALSE | FALSE | FALSE | FALSE
5346 | R-In-LFLmpBlst-T8-48in-32w-1g+El-IS-NLO-Del(0w)-dWP53-dWC0 | Residential Indoor General Lighting: Linear Fluorescent Lamp & Ballast permanently delamped. Measure includes Code case. Impacts: CFL-based HOU (varies by BldgType) | DEER2011 | Lighting Disposition | 5/30/2014 00:00:00 | Res-Iltg-dWatt-CFL | Non-DEER | Scaled | Delta |  |  | None |  | t |  | t | Res | Any | Lighting | InGen-CFL | Ltg_Lmp+Blst | LF_LmpBlst |  | ILtg-Lfluor-Elec |  |  |  | LFLmpBlst-T8-48in-32w-1g+El-RS-NLO(53w) | LFLmpBlst-T8-48in-32w-1g+El-IS-NLO-Del(0w) | LFLmpBlst-T8-48in-32w-1g+El-IS-NLO-Del(0w) | Standard | WP source e.g.: SCE13LG087r0; Expires 6-30-2014; Not used in 2013-14 Lighting Disposition | f | f | Disposition: MeasuresList-May222014.xlsx | ERrul |  | ILtg-Lfluor-Elec |  | None | 1/1/2013 | 6/30/2014 |  | FALSE | FALSE |  |  | FALSE | FALSE | FALSE | FALSE | FALSE | FALSE | FALSE | FALSE | FALSE
5347 | R-In-LFLmpBlst-T8-48in-32w-1g+El-IS-NLO-Del(59w)-dWP53 | Residential Indoor General Lighting: Linear Fluorescent Lamp & Ballast permanently delamped. Measure includes Code case. Impacts: CFL-based HOU (varies by BldgType) | DEER1314 | Lighting Disposition | 11/6/2014 00:00:00 | Res-Iltg-dWatt-CFL | DEER | Scaled | Delta |  |  | None |  | t |  | t | Res | Any | Lighting | InGen-CFL | Ltg_Lmp+Blst | LF_LmpBlst |  | ILtg-Lfluor-Elec |  |  |  | LFLmpBlst-T8-48in-32w-1g+El-IS-NLO(112w) | LFLmpBlst-T8-48in-32w-1g+El-IS-NLO(112w) | LFLmpBlst-T8-48in-32w-1g+El-IS-NLO-Del(59w) | Standard |  | f | f | Disposition: MeasuresList-Dec1-2014.xlsx | RobNc |  | ILtg-Lfluor-Elec |  | DEER1314 | 1/1/2013 |  |  | FALSE | FALSE |  |  | FALSE | FALSE | FALSE | FALSE | FALSE | FALSE | FALSE | FALSE | FALSE
5348 | R-In-LFLmpBlst-T8-48in-32w-3g+El-PS-RLO(24w)-dWP7 | Residential Indoor General Lighting: more efficient Linear Fluorescent Lamp & Ballast installed. Measure includes Code case. Impacts: CFL-based HOU (varies by BldgType) | DEER1314 | Lighting Disposition | 5/30/2014 00:00:00 | Res-Iltg-dWatt-CFL | DEER | Scaled | Delta |  |  | None |  | t |  | t | Res | Any | Lighting | InGen-CFL | Ltg_Lmp+Blst | LF_LmpBlst |  | ILtg-Lfluor-Elec |  |  |  | LFLmpBlst-T8-48in-32w-2g+El-IS-NLO(31w) | LFLmpBlst-T8-48in-32w-2g+El-IS-NLO(31w) | LFLmpBlst-T8-48in-32w-3g+El-PS-RLO(24w) | Standard | WP source e.g.: SCE13LG087r0 | f | f | Disposition: MeasuresList-May222014.xlsx | RobNc |  | ILtg-Lfluor-Elec |  | DEER1314 | 1/1/2013 |  |  | FALSE | FALSE |  |  | FALSE | FALSE | FALSE | FALSE | FALSE | FALSE | FALSE | FALSE | FALSE
5349 | R-In-LFLmpBlst-T8-48in-32w-3g+El-PS-RLO(45w)-dWP14 | Residential Indoor General Lighting: more efficient Linear Fluorescent Lamp & Ballast installed. Measure includes Code case. Impacts: CFL-based HOU (varies by BldgType) | DEER1314 | Lighting Disposition | 5/30/2014 00:00:00 | Res-Iltg-dWatt-CFL | DEER | Scaled | Delta |  |  | None |  | t |  | t | Res | Any | Lighting | InGen-CFL | Ltg_Lmp+Blst | LF_LmpBlst |  | ILtg-Lfluor-Elec |  |  |  | LFLmpBlst-T8-48in-32w-2g+El-IS-NLO(59w) | LFLmpBlst-T8-48in-32w-2g+El-IS-NLO(59w) | LFLmpBlst-T8-48in-32w-3g+El-PS-RLO(45w) | Standard | WP source e.g.: WPSDGENRLG0120r3 | f | f | Disposition: MeasuresList-May222014.xlsx | RobNc |  | ILtg-Lfluor-Elec |  | DEER1314 | 1/1/2013 |  |  | FALSE | FALSE |  |  | FALSE | FALSE | FALSE | FALSE | FALSE | FALSE | FALSE | FALSE | FALSE
5350 | R-In-LFLmpBlst-T8-48in-32w-3g+El-PS-RLO(68w)-dWP21 | Residential Indoor General Lighting: more efficient Linear Fluorescent Lamp & Ballast installed. Measure includes Code case. Impacts: CFL-based HOU (varies by BldgType) | DEER1314 | Lighting Disposition | 5/30/2014 00:00:00 | Res-Iltg-dWatt-CFL | DEER | Scaled | Delta |  |  | None |  | t |  | t | Res | Any | Lighting | InGen-CFL | Ltg_Lmp+Blst | LF_LmpBlst |  | ILtg-Lfluor-Elec |  |  |  | LFLmpBlst-T8-48in-32w-2g+El-IS-NLO(89w) | LFLmpBlst-T8-48in-32w-2g+El-IS-NLO(89w) | LFLmpBlst-T8-48in-32w-3g+El-PS-RLO(68w) | Standard | WP source e.g.: PGECOLTG116r5 | f | f | Disposition: MeasuresList-May222014.xlsx | RobNc |  | ILtg-Lfluor-Elec |  | DEER1314 | 1/1/2013 |  |  | FALSE | FALSE |  |  | FALSE | FALSE | FALSE | FALSE | FALSE | FALSE | FALSE | FALSE | FALSE
5351 | R-In-LFLmpBlst-T8-48in-32w-3g+El-PS-RLO(90w)-dWP22 | Residential Indoor General Lighting: more efficient Linear Fluorescent Lamp & Ballast installed. Measure includes Code case. Impacts: CFL-based HOU (varies by BldgType) | DEER1314 | Lighting Disposition | 5/30/2014 00:00:00 | Res-Iltg-dWatt-CFL | DEER | Scaled | Delta |  |  | None |  | t |  | t | Res | Any | Lighting | InGen-CFL | Ltg_Lmp+Blst | LF_LmpBlst |  | ILtg-Lfluor-Elec |  |  |  | LFLmpBlst-T8-48in-32w-2g+El-IS-NLO(112w) | LFLmpBlst-T8-48in-32w-2g+El-IS-NLO(112w) | LFLmpBlst-T8-48in-32w-3g+El-PS-RLO(90w) | Standard | WP source e.g.: SCE13LG092r0 | f | f | Disposition: MeasuresList-May222014.xlsx | RobNc |  | ILtg-Lfluor-Elec |  | DEER1314 | 1/1/2013 |  |  | FALSE | FALSE |  |  | FALSE | FALSE | FALSE | FALSE | FALSE | FALSE | FALSE | FALSE | FALSE
5352 | R-In-LFLmpBlst-T8-96in-59w+El-IS-RLO(167w)-dWP52 | Residential Indoor General Lighting: more efficient Linear Fluorescent Lamp & Ballast installed. Measure includes Code case. Impacts: CFL-based HOU (varies by BldgType) | DEER1314 | Lighting Disposition | 5/30/2014 00:00:00 | Res-Iltg-dWatt-CFL | DEER | Scaled | Delta |  |  | None |  | t |  | t | Res | Any | Lighting | InGen-CFL | Ltg_Lmp+Blst | LF_LmpBlst |  | ILtg-Lfluor-Elec |  |  |  | LFLmpBlst-T8-96in-59w+El-IS-NLO(219w) | LFLmpBlst-T8-96in-59w+El-IS-NLO(219w) | LFLmpBlst-T8-96in-59w+El-IS-RLO(167w) | Standard | WP source e.g.: SCE13LG087r0 | f | f | Disposition: MeasuresList-May222014.xlsx | RobNc |  | ILtg-Lfluor-Elec |  | DEER1314 | 1/1/2013 |  |  | FALSE | FALSE |  |  | FALSE | FALSE | FALSE | FALSE | FALSE | FALSE | FALSE | FALSE | FALSE
5353 | R-In-LFLmpBlst-T8-96in-59w+El-IS-RLO(57w)-dWP1 | Residential Indoor General Lighting: more efficient Linear Fluorescent Lamp & Ballast installed. Measure includes Code case. Impacts: CFL-based HOU (varies by BldgType) | DEER1314 | Lighting Disposition | 5/30/2014 00:00:00 | Res-Iltg-dWatt-CFL | DEER | Scaled | Delta |  |  | None |  | t |  | t | Res | Any | Lighting | InGen-CFL | Ltg_Lmp+Blst | LF_LmpBlst |  | ILtg-Lfluor-Elec |  |  |  | LFLmpBlst-T8-96in-59w+El-IS-NLO(58w) | LFLmpBlst-T8-96in-59w+El-IS-NLO(58w) | LFLmpBlst-T8-96in-59w+El-IS-RLO(57w) | Standard | WP source e.g.: SCE13LG087r0 | f | f | Disposition: MeasuresList-May222014.xlsx | RobNc |  | ILtg-Lfluor-Elec |  | DEER1314 | 1/1/2013 |  |  | FALSE | FALSE |  |  | FALSE | FALSE | FALSE | FALSE | FALSE | FALSE | FALSE | FALSE | FALSE
5354 | R-In-LFLmpBlst-T8-96in-59w+El-IS-RLO(98w)-dWP11 | Residential Indoor General Lighting: more efficient Linear Fluorescent Lamp & Ballast installed. Measure includes Code case. Impacts: CFL-based HOU (varies by BldgType) | DEER1314 | Lighting Disposition | 5/30/2014 00:00:00 | Res-Iltg-dWatt-CFL | DEER | Scaled | Delta |  |  | None |  | t |  | t | Res | Any | Lighting | InGen-CFL | Ltg_Lmp+Blst | LF_LmpBlst |  | ILtg-Lfluor-Elec |  |  |  | LFLmpBlst-T8-96in-59w+El-IS-NLO(109w) | LFLmpBlst-T8-96in-59w+El-IS-NLO(109w) | LFLmpBlst-T8-96in-59w+El-IS-RLO(98w) | Standard | WP source e.g.: SCE13LG087r0 | f | f | Disposition: MeasuresList-May222014.xlsx | RobNc |  | ILtg-Lfluor-Elec |  | DEER1314 | 1/1/2013 |  |  | FALSE | FALSE |  |  | FALSE | FALSE | FALSE | FALSE | FALSE | FALSE | FALSE | FALSE | FALSE
5355 | R-In-PlugIn-CFL(14w)-dWP34 | Residential Indoor General Lighting: Plug-in Fixture replaces pre-existing standard lighting Wattage. Measure includes Code case. Impacts: CFL-based HOU (varies by BldgType) | DEER1314 | Lighting Disposition | 5/18/2015 | Res-Iltg-dWatt-CFL | DEER | Scaled | BaseRatio |  |  | None |  | t |  | t | Res | Any | Lighting | InGen-CFL | Ltg_PlugIn | PlugIn_fixt |  | ILtg-CFLfix-Res |  |  |  | CFLratio0347 | CFLratio0347 | PlugIn-CFL(14w) | Standard |  | f | f | Disposition: MeasuresList-October312014.xlsx | RobNc |  |  |  | DEER1315-lt30wCFL | 1/1/2013 | 5/31/2015 | DEER2015 Uncertain Msr Update (Msr Expires) | TRUE | FALSE | 14 | 1 | TRUE | FALSE | FALSE | FALSE | FALSE | FALSE | TRUE | FALSE | FALSE
5356 | R-In-PlugIn-CFL(18w)-dWP44 | Residential Indoor General Lighting: Plug-in Fixture replaces pre-existing standard lighting Wattage. Measure includes Code case. Impacts: CFL-based HOU (varies by BldgType) | DEER1314 | Lighting Disposition | 5/18/2015 | Res-Iltg-dWatt-CFL | DEER | Scaled | BaseRatio |  |  | None |  | t |  | t | Res | Any | Lighting | InGen-CFL | Ltg_PlugIn | PlugIn_fixt |  | ILtg-CFLfix-Res |  |  |  | CFLratio0347 | CFLratio0347 | PlugIn-CFL(18w) | Standard |  | f | f | Disposition: MeasuresList-October312014.xlsx | RobNc |  |  |  | DEER1315-lt30wCFL | 1/1/2013 | 5/31/2015 | DEER2015 Uncertain Msr Update (Msr Expires) | TRUE | FALSE | 18 | 1 | TRUE | FALSE | FALSE | FALSE | FALSE | FALSE | TRUE | FALSE | FALSE
5357 | R-In-PlugIn-CFL(19w)-dWP46 | Residential Indoor General Lighting: Plug-in Fixture replaces pre-existing standard lighting Wattage. Measure includes Code case. Impacts: CFL-based HOU (varies by BldgType) | DEER1314 | Lighting Disposition | 5/18/2015 | Res-Iltg-dWatt-CFL | DEER | Scaled | BaseRatio |  |  | None |  | t |  | t | Res | Any | Lighting | InGen-CFL | Ltg_PlugIn | PlugIn_fixt |  | ILtg-CFLfix-Res |  |  |  | CFLratio0347 | CFLratio0347 | PlugIn-CFL(19w) | Standard |  | f | f | Disposition: MeasuresList-October312014.xlsx | RobNc |  |  |  | DEER1315-lt30wCFL | 1/1/2013 | 5/31/2015 | DEER2015 Uncertain Msr Update (Msr Expires) | TRUE | FALSE | 19 | 1 | TRUE | FALSE | FALSE | FALSE | FALSE | FALSE | TRUE | FALSE | FALSE
5358 | R-In-PlugIn-CFL(22w)-dWP54 | Residential Indoor General Lighting: Plug-in Fixture replaces pre-existing standard lighting Wattage. Measure includes Code case. Impacts: CFL-based HOU (varies by BldgType) | DEER1314 | Lighting Disposition | 5/18/2015 | Res-Iltg-dWatt-CFL | DEER | Scaled | BaseRatio |  |  | None |  | t |  | t | Res | Any | Lighting | InGen-CFL | Ltg_PlugIn | PlugIn_fixt |  | ILtg-CFLfix-Res |  |  |  | CFLratio0347 | CFLratio0347 | PlugIn-CFL(22w) | Standard |  | f | f | Disposition: MeasuresList-October312014.xlsx | RobNc |  |  |  | DEER1315-lt30wCFL | 1/1/2013 | 5/31/2015 | DEER2015 Uncertain Msr Update (Msr Expires) | TRUE | FALSE | 22 | 1 | TRUE | FALSE | FALSE | FALSE | FALSE | FALSE | TRUE | FALSE | FALSE
5359 | R-In-PlugIn-CFL(23w)-dWP56 | Residential Indoor General Lighting: Plug-in Fixture replaces pre-existing standard lighting Wattage. Measure includes Code case. Impacts: CFL-based HOU (varies by BldgType) | DEER1314 | Lighting Disposition | 5/18/2015 | Res-Iltg-dWatt-CFL | DEER | Scaled | BaseRatio |  |  | None |  | t |  | t | Res | Any | Lighting | InGen-CFL | Ltg_PlugIn | PlugIn_fixt |  | ILtg-CFLfix-Res |  |  |  | CFLratio0347 | CFLratio0347 | PlugIn-CFL(23w) | Standard |  | f | f | Disposition: MeasuresList-October312014.xlsx | RobNc |  |  |  | DEER1315-lt30wCFL | 1/1/2013 | 5/31/2015 | DEER2015 Uncertain Msr Update (Msr Expires) | TRUE | FALSE | 23 | 1 | TRUE | FALSE | FALSE | FALSE | FALSE | FALSE | TRUE | FALSE | FALSE
5360 | R-In-PlugIn-CFL(26w)-dWP64 | Residential Indoor General Lighting: Plug-in Fixture replaces pre-existing standard lighting Wattage. Measure includes Code case. Impacts: CFL-based HOU (varies by BldgType) | DEER1314 | Lighting Disposition | 5/18/2015 | Res-Iltg-dWatt-CFL | DEER | Scaled | BaseRatio |  |  | None |  | t |  | t | Res | Any | Lighting | InGen-CFL | Ltg_PlugIn | PlugIn_fixt |  | ILtg-CFLfix-Res |  |  |  | CFLratio0347 | CFLratio0347 | PlugIn-CFL(26w) | Standard |  | f | f | Disposition: MeasuresList-October312014.xlsx | RobNc |  |  |  | DEER1315-lt30wCFL | 1/1/2013 | 5/31/2015 | DEER2015 Uncertain Msr Update (Msr Expires) | TRUE | FALSE | 26 | 1 | TRUE | FALSE | FALSE | FALSE | FALSE | FALSE | TRUE | FALSE | FALSE
5361 | R-In-PlugIn-CFL(36w)-dWP88 | Residential Indoor General Lighting: Plug-in Fixture replaces pre-existing standard lighting Wattage. Measure includes Code case. Impacts: CFL-based HOU (varies by BldgType) | DEER1314 | Lighting Disposition | 5/18/2015 | Res-Iltg-dWatt-CFL | Non-DEER | Scaled | BaseRatio |  |  | None |  | t |  | t | Res | Any | Lighting | InGen-CFL | Ltg_PlugIn | PlugIn_fixt |  | ILtg-CFLfix-Res |  |  |  | CFLratio0347 | CFLratio0347 | PlugIn-CFL(36w) | Standard | Transition to new HOU begins 1/1/2016 as part of DEER2016 | f | f | Disposition: MeasuresList-October312014.xlsx | RobNc |  |  |  | DEER1315end | 1/1/2013 | 2015-12-31 | DEER2016 Update (Msr Expires) | TRUE | FALSE | 36 | 0 | TRUE | FALSE | FALSE | FALSE | FALSE | FALSE | FALSE | TRUE | FALSE
5362 | R-In-PlugIn-CFL(65w)-dWP160 | Residential Indoor General Lighting: Plug-in Fixture replaces pre-existing standard lighting Wattage. Measure includes Code case. Impacts: CFL-based HOU (varies by BldgType) | DEER1314 | Lighting Disposition | 5/18/2015 | Res-Iltg-dWatt-CFL | Non-DEER | Scaled | BaseRatio |  |  | None |  | t |  | t | Res | Any | Lighting | InGen-CFL | Ltg_PlugIn | PlugIn_fixt |  | ILtg-CFLfix-Res |  |  |  | CFLratio0347 | CFLratio0347 | PlugIn-CFL(65w) | Standard | Transition to new HOU begins 1/1/2016 as part of DEER2016 | f | f | Disposition: MeasuresList-October312014.xlsx | RobNc |  |  |  | DEER1315end | 1/1/2013 | 2015-12-31 | DEER2016 Update (Msr Expires) | TRUE | FALSE | 65 | 0 | TRUE | FALSE | FALSE | FALSE | FALSE | FALSE | FALSE | TRUE | FALSE
5363 | R-In-PlugIn-CFL(75w)-dWP189 | Residential Indoor General Lighting: Plug-in Fixture replaces pre-existing standard lighting Wattage. Measure includes Code case. Impacts: CFL-based HOU (varies by BldgType) | DEER1314 | Lighting Disposition | 5/18/2015 | Res-Iltg-dWatt-CFL | Non-DEER | Scaled | BaseRatio |  |  | None |  | t |  | t | Res | Any | Lighting | InGen-CFL | Ltg_PlugIn | PlugIn_fixt |  | ILtg-CFLfix-Res |  |  |  | CFLratio0353 | CFLratio0353 | PlugIn-CFL(75w) | Standard | Transition to new HOU begins 1/1/2016 as part of DEER2016 | f | f | Disposition: MeasuresList-October312014.xlsx | RobNc |  |  |  | DEER1315end | 1/1/2013 | 2015-12-31 | DEER2016 Update (Msr Expires) | TRUE | FALSE | 75 | 0 | TRUE | FALSE | FALSE | FALSE | FALSE | FALSE | FALSE | TRUE | FALSE
5364 | R-In-PlugIn-CFL-1(55w)-dWP135 | Residential Indoor General Lighting: Plug-in Fixture replaces pre-existing standard lighting Wattage. Measure includes Code case. Impacts: CFL-based HOU (varies by BldgType) | DEER1314 | Lighting Disposition | 5/18/2015 | Res-Iltg-dWatt-CFL | Non-DEER | Scaled | BaseRatio |  |  | None |  | t |  | t | Res | Any | Lighting | InGen-CFL | Ltg_PlugIn | PlugIn_fixt |  | ILtg-CFLfix-Res |  |  |  | CFLratio0347 | CFLratio0347 | PlugIn-CFL-1(55w) | Standard | Transition to new HOU begins 1/1/2016 as part of DEER2016 | f | f | Disposition: MeasuresList-October312014.xlsx | RobNc |  |  |  | DEER1315end | 1/1/2013 | 2015-12-31 | DEER2016 Update (Msr Expires) | TRUE | FALSE | 55 | 0 | TRUE | FALSE | FALSE | FALSE | FALSE | FALSE | FALSE | TRUE | FALSE
5365 | R-In-PlugIn-CFL-1(70w)-dWP177 | Residential Indoor General Lighting: Plug-in Fixture replaces pre-existing standard lighting Wattage. Measure includes Code case. Impacts: CFL-based HOU (varies by BldgType) | DEER1314 | Lighting Disposition | 5/18/2015 | Res-Iltg-dWatt-CFL | Non-DEER | Scaled | BaseRatio |  |  | None |  | t |  | t | Res | Any | Lighting | InGen-CFL | Ltg_PlugIn | PlugIn_fixt |  | ILtg-CFLfix-Res |  |  |  | CFLratio0353 | CFLratio0353 | PlugIn-CFL-1(70w) | Standard | Transition to new HOU begins 1/1/2016 as part of DEER2016 | f | f | Disposition: MeasuresList-October312014.xlsx | RobNc |  |  |  | DEER1315end | 1/1/2013 | 2015-12-31 | DEER2016 Update (Msr Expires) | TRUE | FALSE | 70 | 0 | TRUE | FALSE | FALSE | FALSE | FALSE | FALSE | FALSE | TRUE | FALSE
5366 | R-In-PlugIn-CFL-2(13w)-dWP32 | Residential Indoor General Lighting: Plug-in Fixture replaces pre-existing standard lighting Wattage. Measure includes Code case. Impacts: CFL-based HOU (varies by BldgType) | DEER1314 | Lighting Disposition | 5/18/2015 | Res-Iltg-dWatt-CFL | DEER | Scaled | BaseRatio |  |  | None |  | t |  | t | Res | Any | Lighting | InGen-CFL | Ltg_PlugIn | PlugIn_fixt |  | ILtg-CFLfix-Res |  |  |  | CFLratio0347 | CFLratio0347 | PlugIn-CFL-2(13w) | Standard |  | f | f | Disposition: MeasuresList-October312014.xlsx | RobNc |  |  |  | DEER1315-lt30wCFL | 1/1/2013 | 5/31/2015 | DEER2015 Uncertain Msr Update (Msr Expires) | TRUE | FALSE | 13 | 1 | TRUE | FALSE | FALSE | FALSE | FALSE | FALSE | TRUE | FALSE | FALSE
5367 | R-In-PlugIn-CFL-2(55w)-dWP139 | Residential Indoor General Lighting: Plug-in Fixture replaces pre-existing standard lighting Wattage. Measure includes Code case. Impacts: CFL-based HOU (varies by BldgType) | DEER1314 | Lighting Disposition | 5/18/2015 | Res-Iltg-dWatt-CFL | Non-DEER | Scaled | BaseRatio |  |  | None |  | t |  | t | Res | Any | Lighting | InGen-CFL | Ltg_PlugIn | PlugIn_fixt |  | ILtg-CFLfix-Res |  |  |  | CFLratio0353 | CFLratio0353 | PlugIn-CFL-2(55w) | Standard | Transition to new HOU begins 1/1/2016 as part of DEER2016 | f | f | Disposition: MeasuresList-October312014.xlsx | RobNc |  |  |  | DEER1315end | 1/1/2013 | 2015-12-31 | DEER2016 Update (Msr Expires) | TRUE | FALSE | 55 | 0 | TRUE | FALSE | FALSE | FALSE | FALSE | FALSE | FALSE | TRUE | FALSE
5368 | R-In-PlugIn-CFL-2(70w)-dWP172 | Residential Indoor General Lighting: Plug-in Fixture replaces pre-existing standard lighting Wattage. Measure includes Code case. Impacts: CFL-based HOU (varies by BldgType) | DEER1314 | Lighting Disposition | 5/18/2015 | Res-Iltg-dWatt-CFL | Non-DEER | Scaled | BaseRatio |  |  | None |  | t |  | t | Res | Any | Lighting | InGen-CFL | Ltg_PlugIn | PlugIn_fixt |  | ILtg-CFLfix-Res |  |  |  | CFLratio0347 | CFLratio0347 | PlugIn-CFL-2(70w) | Standard | Transition to new HOU begins 1/1/2016 as part of DEER2016 | f | f | Disposition: MeasuresList-October312014.xlsx | RobNc |  |  |  | DEER1315end | 1/1/2013 | 2015-12-31 | DEER2016 Update (Msr Expires) | TRUE | FALSE | 70 | 0 | TRUE | FALSE | FALSE | FALSE | FALSE | FALSE | FALSE | TRUE | FALSE
5369 | R-Out-CFLfixt-13w-ext(13w)-dWP32 | Residential Outdoor General Lighting: CFL Fixture replaces pre-existing standard lighting Wattage. Measure includes Code case. Impacts: HOU = 1249; CDF = 0 | DEER1314 | Lighting Disposition | 7/24/2014 00:00:00 | Res-Oltg-dWatt | DEER | Scaled | BaseRatio |  |  | None |  | f |  | t | Res | Any | Lighting | OutGen | Ltg_Fixture | CFL_fixt |  | OLtg-CFLfix |  |  |  | CFLratio0353 | CFLratio0353 | CFLfixt-13w-ext(13w) | Standard | This measure replaces measure ID = R-Out-CFLfixt-13w-ext(13w)-dWP39 | f | f | Disposition: MeasuresList-October312014.xlsx | RobNc |  |  |  | None | 10/31/2014 |  |  | FALSE | FALSE |  |  | FALSE | FALSE | FALSE | FALSE | FALSE | FALSE | FALSE | FALSE | FALSE
5370 | R-Out-CFLfixt-13w-ext(13w)-dWP39 | Residential Outdoor General Lighting: CFL Fixture replaces pre-existing standard lighting Wattage. Measure includes Code case. Impacts: HOU = 1249; CDF = 0 | DEER1314 | Lighting Disposition | 7/31/2014 00:00:00 | Res-Oltg-dWatt | Non-DEER | Scaled | BaseRatio |  |  | None |  | f |  | t | Res | Any | Lighting | OutGen | Ltg_Fixture | CFL_fixt |  | OLtg-CFLfix |  |  |  | CFLratio0407 | CFLratio0407 | CFLfixt-13w-ext(13w) | Standard | For PGE3PLTG173 and SCE13LG007 until expiry date. Replaced by measure ID R-Out-CFLfixt-13w-ext(13w)-dWP32. This measure uses the wrong WRR for an exterior CFL fixture. | f | f | Disposition: MeasuresList-October312014.xlsx | RobNc |  |  |  | None | 1/1/2013 | 10/30/2014 |  | FALSE | FALSE |  |  | FALSE | FALSE | FALSE | FALSE | FALSE | FALSE | FALSE | FALSE | FALSE
5371 | R-Out-CFLfixt-15w-ext(15w)-dWP37 | Residential Outdoor General Lighting: CFL Fixture replaces pre-existing standard lighting Wattage. Measure includes Code case. Impacts: HOU = 1249; CDF = 0 | DEER1314 | Lighting Disposition | 7/24/2014 00:00:00 | Res-Oltg-dWatt | DEER | Scaled | BaseRatio |  |  | None |  | f |  | t | Res | Any | Lighting | OutGen | Ltg_Fixture | CFL_fixt |  | OLtg-CFLfix |  |  |  | CFLratio0353 | CFLratio0353 | CFLfixt-15w-ext(15w) | Standard | This measure replaces Measure ID = R-Out-CFLfixt-15w-ext(15w)-dWP46 | f | f | Disposition: MeasuresList-October312014.xlsx | RobNc |  |  |  | None | 10/31/2014 |  |  | FALSE | FALSE |  |  | FALSE | FALSE | FALSE | FALSE | FALSE | FALSE | FALSE | FALSE | FALSE
5372 | R-Out-CFLfixt-15w-ext(15w)-dWP46 | Residential Outdoor General Lighting: CFL Fixture replaces pre-existing standard lighting Wattage. Measure includes Code case. Impacts: HOU = 1249; CDF = 0 | DEER1314 | Lighting Disposition | 7/31/2014 00:00:00 | Res-Oltg-dWatt | Non-DEER | Scaled | BaseRatio |  |  | None |  | f |  | t | Res | Any | Lighting | OutGen | Ltg_Fixture | CFL_fixt |  | OLtg-CFLfix |  |  |  | CFLratio0407 | CFLratio0407 | CFLfixt-15w-ext(15w) | Standard | For PGECOLTG107r6 only. This measure may only be claimed by this work paper. For revision 7 and later, use R-Out-CFLfixt-15w-ext(15w)-dWP37. This measure uses the wrong WRR for an exterior CFL fixture | f | f | Disposition: MeasuresList-October312014.xlsx | RobNc |  |  |  | None | 1/1/2013 | 6/30/2014 |  | FALSE | FALSE |  |  | FALSE | FALSE | FALSE | FALSE | FALSE | FALSE | FALSE | FALSE | FALSE
5373 | R-Out-CFLfixt-17w-ext(17w)-dWP43 | Residential Outdoor General Lighting: CFL Fixture replaces pre-existing standard lighting Wattage. Measure includes Code case. Impacts: HOU = 1249; CDF = 0 | DEER1314 | Lighting Disposition | 7/24/2014 00:00:00 | Res-Oltg-dWatt | DEER | Scaled | BaseRatio |  |  | None |  | f |  | t | Res | Any | Lighting | OutGen | Ltg_Fixture | CFL_fixt |  | OLtg-CFLfix |  |  |  | CFLratio0353 | CFLratio0353 | CFLfixt-17w-ext(17w) | Standard | This measure replaces measure ID = R-Out-CFLfixt-17w-ext(17w)-dWP52 | f | f | Disposition: MeasuresList-October312014.xlsx | RobNc |  |  |  | None | 10/31/2014 |  |  | FALSE | FALSE |  |  | FALSE | FALSE | FALSE | FALSE | FALSE | FALSE | FALSE | FALSE | FALSE
5374 | R-Out-CFLfixt-17w-ext(17w)-dWP52 | Residential Outdoor General Lighting: CFL Fixture replaces pre-existing standard lighting Wattage. Measure includes Code case. Impacts: HOU = 1249; CDF = 0 | DEER1314 | Lighting Disposition | 7/31/2014 00:00:00 | Res-Oltg-dWatt | Non-DEER | Scaled | BaseRatio |  |  | None |  | f |  | t | Res | Any | Lighting | OutGen | Ltg_Fixture | CFL_fixt |  | OLtg-CFLfix |  |  |  | CFLratio0407 | CFLratio0407 | CFLfixt-17w-ext(17w) | Standard | For PGE3PLTG173 and SCE13LG007 until expiry date. Replaced by R-Out-CFLfixt-17w-ext(17w)-dWP43. This measure uses the wrong WRR for an exterior CFL fixture | f | f | Disposition: MeasuresList-October312014.xlsx | RobNc |  |  |  | None | 1/1/2013 | 10/30/2014 |  | FALSE | FALSE |  |  | FALSE | FALSE | FALSE | FALSE | FALSE | FALSE | FALSE | FALSE | FALSE
5375 | R-Out-CFLfixt-18w-ext(18w)-dWP45 | Residential Outdoor General Lighting: CFL Fixture replaces pre-existing standard lighting Wattage. Measure includes Code case. Impacts: HOU = 1249; CDF = 0 | DEER1314 | Lighting Disposition | 7/24/2014 00:00:00 | Res-Oltg-dWatt | DEER | Scaled | BaseRatio |  |  | None |  | f |  | t | Res | Any | Lighting | OutGen | Ltg_Fixture | CFL_fixt |  | OLtg-CFLfix |  |  |  | CFLratio0353 | CFLratio0353 | CFLfixt-18w-ext(18w) | Standard | This measure replaces Measure ID = R-Out-CFLfixt-18w-ext(18w)-dWP55 | f | f | Disposition: MeasuresList-October312014.xlsx | RobNc |  |  |  | None | 10/31/2014 |  |  | FALSE | FALSE |  |  | FALSE | FALSE | FALSE | FALSE | FALSE | FALSE | FALSE | FALSE | FALSE
5376 | R-Out-CFLfixt-18w-ext(18w)-dWP55 | Residential Outdoor General Lighting: CFL Fixture replaces pre-existing standard lighting Wattage. Measure includes Code case. Impacts: HOU = 1249; CDF = 0 | DEER1314 | Lighting Disposition | 7/31/2014 00:00:00 | Res-Oltg-dWatt | Non-DEER | Scaled | BaseRatio |  |  | None |  | f |  | t | Res | Any | Lighting | OutGen | Ltg_Fixture | CFL_fixt |  | OLtg-CFLfix |  |  |  | CFLratio0407 | CFLratio0407 | CFLfixt-18w-ext(18w) | Standard | For PGECOLTG107r6 and SCE13LG007 until expiry date. Then use R-Out-CFLfixt-18w-ext(18w)-dWP45. This measure uses the wrong WRR for an exterior CFL fixture | f | f | Disposition: MeasuresList-October312014.xlsx | RobNc |  |  |  | None | 1/1/2013 | 10/30/2014 |  | FALSE | FALSE |  |  | FALSE | FALSE | FALSE | FALSE | FALSE | FALSE | FALSE | FALSE | FALSE
5377 | R-Out-CFLfixt-19w-ext(19w)-dWP48 | Residential Outdoor General Lighting: CFL Fixture replaces pre-existing standard lighting Wattage. Measure includes Code case. Impacts: HOU = 1249; CDF = 0 | DEER1314 | Lighting Disposition | 7/24/2014 00:00:00 | Res-Oltg-dWatt | DEER | Scaled | BaseRatio |  |  | None |  | f |  | t | Res | Any | Lighting | OutGen | Ltg_Fixture | CFL_fixt |  | OLtg-CFLfix |  |  |  | CFLratio0353 | CFLratio0353 | CFLfixt-19w-ext(19w) | Standard | This measure replaces Measure ID = R-Out-CFLfixt-19w-ext(19w)-dWP58 | f | f | Disposition: MeasuresList-October312014.xlsx | RobNc |  |  |  | None | 10/31/2014 |  |  | FALSE | FALSE |  |  | FALSE | FALSE | FALSE | FALSE | FALSE | FALSE | FALSE | FALSE | FALSE
5378 | R-Out-CFLfixt-19w-ext(19w)-dWP58 | Residential Outdoor General Lighting: CFL Fixture replaces pre-existing standard lighting Wattage. Measure includes Code case. Impacts: HOU = 1249; CDF = 0 | DEER1314 | Lighting Disposition | 7/31/2014 00:00:00 | Res-Oltg-dWatt | Non-DEER | Scaled | BaseRatio |  |  | None |  | f |  | t | Res | Any | Lighting | OutGen | Ltg_Fixture | CFL_fixt |  | OLtg-CFLfix |  |  |  | CFLratio0407 | CFLratio0407 | CFLfixt-19w-ext(19w) | Standard | For SCE13LG007 until expiry date. Replaced by measure ID R-Out-CFLfixt-19w-ext(19w)-dWP48 | f | f | Disposition: MeasuresList-October312014.xlsx | RobNc |  |  |  | None | 1/1/2013 | 10/30/2014 |  | FALSE | FALSE |  |  | FALSE | FALSE | FALSE | FALSE | FALSE | FALSE | FALSE | FALSE | FALSE
5379 | R-Out-CFLfixt-20w-ext(20w)-dWP50 | Residential Outdoor General Lighting: CFL Fixture replaces pre-existing standard lighting Wattage. Measure includes Code case. Impacts: HOU = 1249; CDF = 0 | DEER1314 | Lighting Disposition | 7/24/2014 00:00:00 | Res-Oltg-dWatt | DEER | Scaled | BaseRatio |  |  | None |  | f |  | t | Res | Any | Lighting | OutGen | Ltg_Fixture | CFL_fixt |  | OLtg-CFLfix |  |  |  | CFLratio0353 | CFLratio0353 | CFLfixt-20w-ext(20w) | Standard | This measure replaces Measure ID = R-Out-CFLfixt-20w-ext(20w)-dWP61 | f | f | Disposition: MeasuresList-October312014.xlsx | RobNc |  |  |  | None | 10/31/2014 |  |  | FALSE | FALSE |  |  | FALSE | FALSE | FALSE | FALSE | FALSE | FALSE | FALSE | FALSE | FALSE
5380 | R-Out-CFLfixt-20w-ext(20w)-dWP61 | Residential Outdoor General Lighting: CFL Fixture replaces pre-existing standard lighting Wattage. Measure includes Code case. Impacts: HOU = 1249; CDF = 0 | DEER1314 | Lighting Disposition | 7/31/2014 00:00:00 | Res-Oltg-dWatt | Non-DEER | Scaled | BaseRatio |  |  | None |  | f |  | t | Res | Any | Lighting | OutGen | Ltg_Fixture | CFL_fixt |  | OLtg-CFLfix |  |  |  | CFLratio0407 | CFLratio0407 | CFLfixt-20w-ext(20w) | Standard | For SCE13LG007 until expiry date. Replaced by measure ID R-Out-CFLfixt-20w-ext(20w)-dWP50 | f | f | Disposition: MeasuresList-October312014.xlsx | RobNc |  |  |  | None | 1/1/2013 | 10/30/2014 |  | FALSE | FALSE |  |  | FALSE | FALSE | FALSE | FALSE | FALSE | FALSE | FALSE | FALSE | FALSE
5381 | R-Out-CFLfixt-21w-ext(21w)-dWP53 | Residential Outdoor General Lighting: CFL Fixture replaces pre-existing standard lighting Wattage. Measure includes Code case. Impacts: HOU = 1249; CDF = 0 | DEER1314 | Lighting Disposition | 7/24/2014 00:00:00 | Res-Oltg-dWatt | DEER | Scaled | BaseRatio |  |  | None |  | f |  | t | Res | Any | Lighting | OutGen | Ltg_Fixture | CFL_fixt |  | OLtg-CFLfix |  |  |  | CFLratio0353 | CFLratio0353 | CFLfixt-21w-ext(21w) | Standard | This measure replaces measure ID = R-Out-CFLfixt-21w-ext(21w)-dWP64 | f | f | Disposition: MeasuresList-October312014.xlsx | RobNc |  |  |  | None | 10/31/2014 |  |  | FALSE | FALSE |  |  | FALSE | FALSE | FALSE | FALSE | FALSE | FALSE | FALSE | FALSE | FALSE
5382 | R-Out-CFLfixt-21w-ext(21w)-dWP64 | Residential Outdoor General Lighting: CFL Fixture replaces pre-existing standard lighting Wattage. Measure includes Code case. Impacts: HOU = 1249; CDF = 0 | DEER1314 | Lighting Disposition | 7/31/2014 00:00:00 | Res-Oltg-dWatt | Non-DEER | Scaled | BaseRatio |  |  | None |  | f |  | t | Res | Any | Lighting | OutGen | Ltg_Fixture | CFL_fixt |  | OLtg-CFLfix |  |  |  | CFLratio0407 | CFLratio0407 | CFLfixt-21w-ext(21w) | Standard | For PGE3PLTG173 and SCE13LG007 until expiry date. Replaced by R-Out-CFLfixt-21w-ext(21w)-dWP53. This measure uses the wrong WRR for an exterior CFL fixture | f | f | Disposition: MeasuresList-October312014.xlsx | RobNc |  |  |  | None | 1/1/2013 | 10/30/2014 |  | FALSE | FALSE |  |  | FALSE | FALSE | FALSE | FALSE | FALSE | FALSE | FALSE | FALSE | FALSE
5383 | R-Out-CFLfixt-22w-ext(22w)-dWP55 | Residential Outdoor General Lighting: CFL Fixture replaces pre-existing standard lighting Wattage. Measure includes Code case. Impacts: HOU = 1249; CDF = 0 | DEER1314 | Lighting Disposition | 7/24/2014 00:00:00 | Res-Oltg-dWatt | DEER | Scaled | BaseRatio |  |  | None |  | f |  | t | Res | Any | Lighting | OutGen | Ltg_Fixture | CFL_fixt |  | OLtg-CFLfix |  |  |  | CFLratio0353 | CFLratio0353 | CFLfixt-22w-ext(22w) | Standard | This measure replaces measure ID = R-Out-CFLfixt-22w-ext(22w)-dWP67 | f | f | Disposition: MeasuresList-October312014.xlsx | RobNc |  |  |  | None | 10/31/2014 |  |  | FALSE | FALSE |  |  | FALSE | FALSE | FALSE | FALSE | FALSE | FALSE | FALSE | FALSE | FALSE
5384 | R-Out-CFLfixt-22w-ext(22w)-dWP67 | Residential Outdoor General Lighting: CFL Fixture replaces pre-existing standard lighting Wattage. Measure includes Code case. Impacts: HOU = 1249; CDF = 0 | DEER1314 | Lighting Disposition | 7/31/2014 00:00:00 | Res-Oltg-dWatt | Non-DEER | Scaled | BaseRatio |  |  | None |  | f |  | t | Res | Any | Lighting | OutGen | Ltg_Fixture | CFL_fixt |  | OLtg-CFLfix |  |  |  | CFLratio0407 | CFLratio0407 | CFLfixt-22w-ext(22w) | Standard | For PGE3PLTG173 and SCE13LG007 until expiry date. Replaced by R-Out-CFLfixt-22w-ext(22w)-dWP55. This measure uses the wrong WRR for an exterior CFL fixture | f | f | Disposition: MeasuresList-October312014.xlsx | RobNc |  |  |  | None | 1/1/2013 | 10/30/2014 |  | FALSE | FALSE |  |  | FALSE | FALSE | FALSE | FALSE | FALSE | FALSE | FALSE | FALSE | FALSE
5385 | R-Out-CFLfixt-23w-ext(23w)-dWP58 | Residential Outdoor General Lighting: CFL Fixture replaces pre-existing standard lighting Wattage. Measure includes Code case. Impacts: HOU = 1249; CDF = 0 | DEER1314 | Lighting Disposition | 7/24/2014 00:00:00 | Res-Oltg-dWatt | DEER | Scaled | BaseRatio |  |  | None |  | f |  | t | Res | Any | Lighting | OutGen | Ltg_Fixture | CFL_fixt |  | OLtg-CFLfix |  |  |  | CFLratio0353 | CFLratio0353 | CFLfixt-23w-ext(23w) | Standard | This measure replaces Measure ID = R-Out-CFLfixt-23w-ext(23w)-dWP70 | f | f | Disposition: MeasuresList-October312014.xlsx | RobNc |  |  |  | None | 10/31/2014 |  |  | FALSE | FALSE |  |  | FALSE | FALSE | FALSE | FALSE | FALSE | FALSE | FALSE | FALSE | FALSE
5386 | R-Out-CFLfixt-23w-ext(23w)-dWP70 | Residential Outdoor General Lighting: CFL Fixture replaces pre-existing standard lighting Wattage. Measure includes Code case. Impacts: HOU = 1249; CDF = 0 | DEER1314 | Lighting Disposition | 7/31/2014 00:00:00 | Res-Oltg-dWatt | Non-DEER | Scaled | BaseRatio |  |  | None |  | f |  | t | Res | Any | Lighting | OutGen | Ltg_Fixture | CFL_fixt |  | OLtg-CFLfix |  |  |  | CFLratio0407 | CFLratio0407 | CFLfixt-23w-ext(23w) | Standard | For PGECOLTG107r6 and SCE13LG007 until expiry date. Then use R-Out-CFLfixt-23w-ext(23w)-dWP58. This measure uses the wrong WRR for an exterior CFL fixture | f | f | Disposition: MeasuresList-October312014.xlsx | RobNc |  |  |  | None | 1/1/2013 | 10/30/2014 |  | FALSE | FALSE |  |  | FALSE | FALSE | FALSE | FALSE | FALSE | FALSE | FALSE | FALSE | FALSE
5387 | R-Out-CFLfixt-25w-ext(25w)-dWP63 | Residential Outdoor General Lighting: CFL Fixture replaces pre-existing standard lighting Wattage. Measure includes Code case. Impacts: HOU = 1249; CDF = 0 | DEER1314 | Lighting Disposition | 7/24/2014 00:00:00 | Res-Oltg-dWatt | DEER | Scaled | BaseRatio |  |  | None |  | f |  | t | Res | Any | Lighting | OutGen | Ltg_Fixture | CFL_fixt |  | OLtg-CFLfix |  |  |  | CFLratio0353 | CFLratio0353 | CFLfixt-25w-ext(25w) | Standard | This measure replaces measure ID = R-Out-CFLfixt-25w-ext(25w)-dWP76 | f | f | Disposition: MeasuresList-October312014.xlsx | RobNc |  |  |  | None | 10/31/2014 |  |  | FALSE | FALSE |  |  | FALSE | FALSE | FALSE | FALSE | FALSE | FALSE | FALSE | FALSE | FALSE
5388 | R-Out-CFLfixt-25w-ext(25w)-dWP76 | Residential Outdoor General Lighting: CFL Fixture replaces pre-existing standard lighting Wattage. Measure includes Code case. Impacts: HOU = 1249; CDF = 0 | DEER1314 | Lighting Disposition | 7/31/2014 00:00:00 | Res-Oltg-dWatt | Non-DEER | Scaled | BaseRatio |  |  | None |  | f |  | t | Res | Any | Lighting | OutGen | Ltg_Fixture | CFL_fixt |  | OLtg-CFLfix |  |  |  | CFLratio0407 | CFLratio0407 | CFLfixt-25w-ext(25w) | Standard | For PGE3PLTG173 and SCE13LG007 until expiry date. Replaced by R-Out-CFLfixt-25w-ext(25w)-dWP63. This measure uses the wrong WRR for an exterior CFL fixture | f | f | Disposition: MeasuresList-October312014.xlsx | RobNc |  |  |  | None | 1/1/2013 | 10/30/2014 |  | FALSE | FALSE |  |  | FALSE | FALSE | FALSE | FALSE | FALSE | FALSE | FALSE | FALSE | FALSE
5389 | R-Out-CFLfixt-26w-ext(26w)-dWP65 | Residential Outdoor General Lighting: CFL Fixture replaces pre-existing standard lighting Wattage. Measure includes Code case. Impacts: HOU = 1249; CDF = 0 | DEER1314 | Lighting Disposition | 7/24/2014 00:00:00 | Res-Oltg-dWatt | DEER | Scaled | BaseRatio |  |  | None |  | f |  | t | Res | Any | Lighting | OutGen | Ltg_Fixture | CFL_fixt |  | OLtg-CFLfix |  |  |  | CFLratio0353 | CFLratio0353 | CFLfixt-26w-ext(26w) | Standard | This measure replaces Measure ID = R-Out-CFLfixt-26w-ext(26w)-dWP79 | f | f | Disposition: MeasuresList-October312014.xlsx | RobNc |  |  |  | None | 10/31/2014 |  |  | FALSE | FALSE |  |  | FALSE | FALSE | FALSE | FALSE | FALSE | FALSE | FALSE | FALSE | FALSE
5390 | R-Out-CFLfixt-26w-ext(26w)-dWP79 | Residential Outdoor General Lighting: CFL Fixture replaces pre-existing standard lighting Wattage. Measure includes Code case. Impacts: HOU = 1249; CDF = 0 | DEER1314 | Lighting Disposition | 7/31/2014 00:00:00 | Res-Oltg-dWatt | Non-DEER | Scaled | BaseRatio |  |  | None |  | f |  | t | Res | Any | Lighting | OutGen | Ltg_Fixture | CFL_fixt |  | OLtg-CFLfix |  |  |  | CFLratio0407 | CFLratio0407 | CFLfixt-26w-ext(26w) | Standard | For PGECOLTG107r6 and SCE13LG007 until expiry date. Then use R-Out-CFLfixt-26w-ext(26w)-dWP65. This measure uses the wrong WRR for an exterior CFL fixture | f | f | Disposition: MeasuresList-October312014.xlsx | RobNc |  |  |  | None | 1/1/2013 | 10/30/2014 |  | FALSE | FALSE |  |  | FALSE | FALSE | FALSE | FALSE | FALSE | FALSE | FALSE | FALSE | FALSE
5391 | R-Out-CFLfixt-26w-ext-2Lmp(56w)-dWP39 | Residential Outdoor General Lighting: CFL Fixture replaces HID Fixture. Measure includes Code case. Impacts: HOU = 1249; CDF = 0 | DEER1314 | Lighting Disposition | 5/30/2014 00:00:00 | Res-Oltg-dWatt | DEER | Scaled | Delta |  |  | None |  | f |  | t | Res | Any | Lighting | OutGen | Ltg_Fixture | CFL_fixt |  | OLtg-CFLfix |  |  |  | HIDFixt-MH-70w-Ext(95w) | HIDFixt-MH-70w-Ext(95w) | CFLfixt-26w-ext-2Lmp(56w) | Standard | WP source e.g.: PGECOLTG107r6 | f | f | Disposition: MeasuresList-May222014.xlsx | RobNc |  | OLtg-MH |  | None | 1/1/2013 |  |  | FALSE | FALSE |  |  | FALSE | FALSE | FALSE | FALSE | FALSE | FALSE | FALSE | FALSE | FALSE
5392 | R-Out-CFLfixt-27w-ext(27w)-dWP68 | Residential Outdoor General Lighting: CFL Fixture replaces pre-existing standard lighting Wattage. Measure includes Code case. Impacts: HOU = 1249; CDF = 0 | DEER1314 | Lighting Disposition | 7/24/2014 00:00:00 | Res-Oltg-dWatt | DEER | Scaled | BaseRatio |  |  | None |  | f |  | t | Res | Any | Lighting | OutGen | Ltg_Fixture | CFL_fixt |  | OLtg-CFLfix |  |  |  | CFLratio0353 | CFLratio0353 | CFLfixt-27w-ext(27w) | Standard | This measure replaces measure ID = R-Out-CFLfixt-27w-ext(27w)-dWP82 | f | f | Disposition: MeasuresList-October312014.xlsx | RobNc |  |  |  | None | 10/31/2014 |  |  | FALSE | FALSE |  |  | FALSE | FALSE | FALSE | FALSE | FALSE | FALSE | FALSE | FALSE | FALSE
5393 | R-Out-CFLfixt-27w-ext(27w)-dWP82 | Residential Outdoor General Lighting: CFL Fixture replaces pre-existing standard lighting Wattage. Measure includes Code case. Impacts: HOU = 1249; CDF = 0 | DEER1314 | Lighting Disposition | 7/31/2014 00:00:00 | Res-Oltg-dWatt | Non-DEER | Scaled | BaseRatio |  |  | None |  | f |  | t | Res | Any | Lighting | OutGen | Ltg_Fixture | CFL_fixt |  | OLtg-CFLfix |  |  |  | CFLratio0407 | CFLratio0407 | CFLfixt-27w-ext(27w) | Standard | For PGE3PLTG173 and SCE13LG007 until expiry date. Replaced by R-Out-CFLfixt-27w-ext(27w)-dWP68. This measure uses the wrong WRR for an exterior CFL fixture | f | f | Disposition: MeasuresList-October312014.xlsx | RobNc |  |  |  | None | 1/1/2013 | 10/30/2014 |  | FALSE | FALSE |  |  | FALSE | FALSE | FALSE | FALSE | FALSE | FALSE | FALSE | FALSE | FALSE
5394 | R-Out-CFLfixt-30w-ext(30w)-dWP75 | Residential Outdoor General Lighting: CFL Fixture replaces pre-existing standard lighting Wattage. Measure includes Code case. Impacts: HOU = 1249; CDF = 0 | DEER1314 | Lighting Disposition | 7/24/2014 00:00:00 | Res-Oltg-dWatt | DEER | Scaled | BaseRatio |  |  | None |  | f |  | t | Res | Any | Lighting | OutGen | Ltg_Fixture | CFL_fixt |  | OLtg-CFLfix |  |  |  | CFLratio0353 | CFLratio0353 | CFLfixt-30w-ext(30w) | Standard | This measure replaces Measure ID = R-Out-CFLfixt-30w-ext(30w)-dWP92 | f | f | Disposition: MeasuresList-October312014.xlsx | RobNc |  |  |  | None | 10/31/2014 |  |  | FALSE | FALSE |  |  | FALSE | FALSE | FALSE | FALSE | FALSE | FALSE | FALSE | FALSE | FALSE
5395 | R-Out-CFLfixt-30w-ext(30w)-dWP92 | Residential Outdoor General Lighting: CFL Fixture replaces pre-existing standard lighting Wattage. Measure includes Code case. Impacts: HOU = 1249; CDF = 0 | DEER1314 | Lighting Disposition | 7/31/2014 00:00:00 | Res-Oltg-dWatt | Non-DEER | Scaled | BaseRatio |  |  | None |  | f |  | t | Res | Any | Lighting | OutGen | Ltg_Fixture | CFL_fixt |  | OLtg-CFLfix |  |  |  | CFLratio0407 | CFLratio0407 | CFLfixt-30w-ext(30w) | Standard | For SCE13LG007 until expiry date. Replaced by measure ID R-Out-CFLfixt-30w-ext(30w)-dWP75 | f | f | Disposition: MeasuresList-October312014.xlsx | RobNc |  |  |  | None | 1/1/2013 | 10/30/2014 |  | FALSE | FALSE |  |  | FALSE | FALSE | FALSE | FALSE | FALSE | FALSE | FALSE | FALSE | FALSE
5396 | R-Out-CFLfixt-32w-ext(32w)-dWP80 | Residential Outdoor General Lighting: CFL Fixture replaces pre-existing standard lighting Wattage. Measure includes Code case. Impacts: HOU = 1249; CDF = 0 | DEER1314 | Lighting Disposition | 7/24/2014 00:00:00 | Res-Oltg-dWatt | Non-DEER | Scaled | BaseRatio |  |  | None |  | f |  | t | Res | Any | Lighting | OutGen | Ltg_Fixture | CFL_fixt |  | OLtg-CFLfix |  |  |  | CFLratio0353 | CFLratio0353 | CFLfixt-32w-ext(32w) | Standard | This measure replaces Measure ID = R-Out-CFLfixt-32w-ext(32w)-dWP98 | f | f | Disposition: MeasuresList-October312014.xlsx | RobNc |  |  |  | None | 10/31/2014 |  |  | FALSE | FALSE |  |  | FALSE | FALSE | FALSE | FALSE | FALSE | FALSE | FALSE | FALSE | FALSE
5397 | R-Out-CFLfixt-32w-ext(32w)-dWP98 | Residential Outdoor General Lighting: CFL Fixture replaces pre-existing standard lighting Wattage. Measure includes Code case. Impacts: HOU = 1249; CDF = 0 | DEER1314 | Lighting Disposition | 7/31/2014 00:00:00 | Res-Oltg-dWatt | Non-DEER | Scaled | BaseRatio |  |  | None |  | f |  | t | Res | Any | Lighting | OutGen | Ltg_Fixture | CFL_fixt |  | OLtg-CFLfix |  |  |  | CFLratio0407 | CFLratio0407 | CFLfixt-32w-ext(32w) | Standard | For SCE13LG007 until expiry date. Replaced by measure ID R-Out-CFLfixt-32w-ext(32w)-dWP80 | f | f | Disposition: MeasuresList-October312014.xlsx | RobNc |  |  |  | None | 1/1/2013 | 10/30/2014 |  | FALSE | FALSE |  |  | FALSE | FALSE | FALSE | FALSE | FALSE | FALSE | FALSE | FALSE | FALSE
5398 | R-Out-CFLfixt-36w-ext(36w)-dWP110 | Residential Outdoor General Lighting: CFL Fixture replaces pre-existing standard lighting Wattage. Measure includes Code case. Impacts: HOU = 1249; CDF = 0 | DEER1314 | Lighting Disposition | 7/31/2014 00:00:00 | Res-Oltg-dWatt | Non-DEER | Scaled | BaseRatio |  |  | None |  | f |  | t | Res | Any | Lighting | OutGen | Ltg_Fixture | CFL_fixt |  | OLtg-CFLfix |  |  |  | CFLratio0407 | CFLratio0407 | CFLfixt-36w-ext(36w) | Standard | For SCE13LG007 until expiry date. Replaced by measure ID R-Out-CFLfixt-36w-ext(36w)-dWP91 | f | f | Disposition: MeasuresList-October312014.xlsx | RobNc |  |  |  | None | 1/1/2013 | 10/30/2014 |  | FALSE | FALSE |  |  | FALSE | FALSE | FALSE | FALSE | FALSE | FALSE | FALSE | FALSE | FALSE
5399 | R-Out-CFLfixt-36w-ext(36w)-dWP91 | Residential Outdoor General Lighting: CFL Fixture replaces pre-existing standard lighting Wattage. Measure includes Code case. Impacts: HOU = 1249; CDF = 0 | DEER1314 | Lighting Disposition | 7/24/2014 00:00:00 | Res-Oltg-dWatt | Non-DEER | Scaled | BaseRatio |  |  | None |  | f |  | t | Res | Any | Lighting | OutGen | Ltg_Fixture | CFL_fixt |  | OLtg-CFLfix |  |  |  | CFLratio0353 | CFLratio0353 | CFLfixt-36w-ext(36w) | Standard | This measure replaces Measure ID = R-Out-CFLfixt-36w-ext(36w)-dWP110 | f | f | Disposition: MeasuresList-October312014.xlsx | RobNc |  |  |  | None | 10/31/2014 |  |  | FALSE | FALSE |  |  | FALSE | FALSE | FALSE | FALSE | FALSE | FALSE | FALSE | FALSE | FALSE
5400 | R-Out-CFLfixt-50w-ext(50w)-dWP126 | Residential Outdoor General Lighting: CFL Fixture replaces pre-existing standard lighting Wattage. Measure includes Code case. Impacts: HOU = 1249; CDF = 0 | DEER1314 | Lighting Disposition | 7/24/2014 00:00:00 | Res-Oltg-dWatt | Non-DEER | Scaled | BaseRatio |  |  | None |  | f |  | t | Res | Any | Lighting | OutGen | Ltg_Fixture | CFL_fixt |  | OLtg-CFLfix |  |  |  | CFLratio0353 | CFLratio0353 | CFLfixt-50w-ext(50w) | Standard | This measure replaces Measure ID = R-Out-CFLfixt-50w-ext(50w)-dWP153 | f | f | Disposition: MeasuresList-October312014.xlsx | RobNc |  |  |  | None | 10/31/2014 |  |  | FALSE | FALSE |  |  | FALSE | FALSE | FALSE | FALSE | FALSE | FALSE | FALSE | FALSE | FALSE
5401 | R-Out-CFLfixt-50w-ext(50w)-dWP153 | Residential Outdoor General Lighting: CFL Fixture replaces pre-existing standard lighting Wattage. Measure includes Code case. Impacts: HOU = 1249; CDF = 0 | DEER1314 | Lighting Disposition | 7/31/2014 00:00:00 | Res-Oltg-dWatt | Non-DEER | Scaled | BaseRatio |  |  | None |  | f |  | t | Res | Any | Lighting | OutGen | Ltg_Fixture | CFL_fixt |  | OLtg-CFLfix |  |  |  | CFLratio0407 | CFLratio0407 | CFLfixt-50w-ext(50w) | Standard | For SCE13LG007 until expiry date. Replaced by measure ID R-Out-CFLfixt-50w-ext(50w)-dWP126 | f | f | Disposition: MeasuresList-October312014.xlsx | RobNc |  |  |  | None | 1/1/2013 | 10/30/2014 |  | FALSE | FALSE |  |  | FALSE | FALSE | FALSE | FALSE | FALSE | FALSE | FALSE | FALSE | FALSE
5402 | R-Out-CFLfixt-55w-ext(55w)-dWP139 | Residential Outdoor General Lighting: CFL Fixture replaces pre-existing standard lighting Wattage. Measure includes Code case. Impacts: HOU = 1249; CDF = 0 | DEER1314 | Lighting Disposition | 7/24/2014 00:00:00 | Res-Oltg-dWatt | Non-DEER | Scaled | BaseRatio |  |  | None |  | f |  | t | Res | Any | Lighting | OutGen | Ltg_Fixture | CFL_fixt |  | OLtg-CFLfix |  |  |  | CFLratio0353 | CFLratio0353 | CFLfixt-55w-ext(55w) | Standard | This measure replaces Measure ID = R-Out-CFLfixt-55w-ext(55w)-dWP168 | f | f | Disposition: MeasuresList-October312014.xlsx | RobNc |  |  |  | None | 10/31/2014 |  |  | FALSE | FALSE |  |  | FALSE | FALSE | FALSE | FALSE | FALSE | FALSE | FALSE | FALSE | FALSE
5403 | R-Out-CFLfixt-55w-ext(55w)-dWP168 | Residential Outdoor General Lighting: CFL Fixture replaces pre-existing standard lighting Wattage. Measure includes Code case. Impacts: HOU = 1249; CDF = 0 | DEER1314 | Lighting Disposition | 7/31/2014 00:00:00 | Res-Oltg-dWatt | Non-DEER | Scaled | BaseRatio |  |  | None |  | f |  | t | Res | Any | Lighting | OutGen | Ltg_Fixture | CFL_fixt |  | OLtg-CFLfix |  |  |  | CFLratio0407 | CFLratio0407 | CFLfixt-55w-ext(55w) | Standard | For SCE13LG007 until expiry date. Replaced by measure ID R-Out-CFLfixt-55w-ext(55w)-dWP139 | f | f | Disposition: MeasuresList-October312014.xlsx | RobNc |  |  |  | None | 1/1/2013 | 10/30/2014 |  | FALSE | FALSE |  |  | FALSE | FALSE | FALSE | FALSE | FALSE | FALSE | FALSE | FALSE | FALSE
5404 | R-Out-CFLfixt-65w-ext(65w)-dWP164 | Residential Outdoor General Lighting: CFL Fixture replaces pre-existing standard lighting Wattage. Measure includes Code case. Impacts: HOU = 1249; CDF = 0 | DEER1314 | Lighting Disposition | 7/24/2014 00:00:00 | Res-Oltg-dWatt | Non-DEER | Scaled | BaseRatio |  |  | None |  | f |  | t | Res | Any | Lighting | OutGen | Ltg_Fixture | CFL_fixt |  | OLtg-CFLfix |  |  |  | CFLratio0353 | CFLratio0353 | CFLfixt-65w-ext(65w) | Standard | This measure replaces Measure ID = R-Out-CFLfixt-65w-ext(65w)-dWP199 | f | f | Disposition: MeasuresList-October312014.xlsx | RobNc |  |  |  | None | 10/31/2014 |  |  | FALSE | FALSE |  |  | FALSE | FALSE | FALSE | FALSE | FALSE | FALSE | FALSE | FALSE | FALSE
5405 | R-Out-CFLfixt-65w-ext(65w)-dWP199 | Residential Outdoor General Lighting: CFL Fixture replaces pre-existing standard lighting Wattage. Measure includes Code case. Impacts: HOU = 1249; CDF = 0 | DEER1314 | Lighting Disposition | 7/31/2014 00:00:00 | Res-Oltg-dWatt | Non-DEER | Scaled | BaseRatio |  |  | None |  | f |  | t | Res | Any | Lighting | OutGen | Ltg_Fixture | CFL_fixt |  | OLtg-CFLfix |  |  |  | CFLratio0407 | CFLratio0407 | CFLfixt-65w-ext(65w) | Standard | For PGECOLTG107r6 and SCE13LG007 until expiry date. Then use R-Out-CFLfixt-65w-ext(65w)-dWP164. This measure uses the wrong WRR for an exterior CFL fixture | f | f | Disposition: MeasuresList-October312014.xlsx | RobNc |  |  |  | None | 1/1/2013 | 10/30/2014 |  | FALSE | FALSE |  |  | FALSE | FALSE | FALSE | FALSE | FALSE | FALSE | FALSE | FALSE | FALSE
5406 | R-Out-CFLfixt-70w-ext(70w)-dWP177 | Residential Outdoor General Lighting: CFL Fixture replaces pre-existing standard lighting Wattage. Measure includes Code case. Impacts: HOU = 1249; CDF = 0 | DEER1314 | Lighting Disposition | 7/24/2014 00:00:00 | Res-Oltg-dWatt | Non-DEER | Scaled | BaseRatio |  |  | None |  | f |  | t | Res | Any | Lighting | OutGen | Ltg_Fixture | CFL_fixt |  | OLtg-CFLfix |  |  |  | CFLratio0353 | CFLratio0353 | CFLfixt-70w-ext(70w) | Standard | This measure replaces Measure ID = R-Out-CFLfixt-70w-ext(70w)-dWP214 | f | f | Disposition: MeasuresList-October312014.xlsx | RobNc |  |  |  | None | 10/31/2014 |  |  | FALSE | FALSE |  |  | FALSE | FALSE | FALSE | FALSE | FALSE | FALSE | FALSE | FALSE | FALSE
5407 | R-Out-CFLfixt-70w-ext(70w)-dWP214 | Residential Outdoor General Lighting: CFL Fixture replaces pre-existing standard lighting Wattage. Measure includes Code case. Impacts: HOU = 1249; CDF = 0 | DEER1314 | Lighting Disposition | 7/31/2014 00:00:00 | Res-Oltg-dWatt | Non-DEER | Scaled | BaseRatio |  |  | None |  | f |  | t | Res | Any | Lighting | OutGen | Ltg_Fixture | CFL_fixt |  | OLtg-CFLfix |  |  |  | CFLratio0407 | CFLratio0407 | CFLfixt-70w-ext(70w) | Standard | For SCE13LG007 until expiry date. Replaced by measure ID R-Out-CFLfixt-70w-ext(70w)-dWP177 | f | f | Disposition: MeasuresList-October312014.xlsx | RobNc |  |  |  | None | 1/1/2013 | 10/30/2014 |  | FALSE | FALSE |  |  | FALSE | FALSE | FALSE | FALSE | FALSE | FALSE | FALSE | FALSE | FALSE
5408 | R-Out-CFLscw-Ext(11w)-dWP33 | Residential Outdoor General Lighting: CFL Lamp with integated Ballast replaces pre-existing standard lighting Wattage. Measure includes Code case. Impacts: HOU = 1249; CDF = 0 | DEER1314 | Lighting Disposition | 7/24/2014 00:00:00 | Res-Oltg-dWatt | DEER | Scaled | BaseRatio |  |  | None |  | f |  | t | Res | Any | Lighting | OutGen | Ltg_Lamp | CFLint_lamp |  | OLtg-CFL |  |  |  | CFLratio0407 | CFLratio0407 | CFLscw-Ext(11w) | Standard |  | f | f | Disposition: MeasuresList-October312014.xlsx | RobNc |  |  |  | None | 1/1/2013 | 5/31/2015 | DEER2015 Uncertain Msr Update (Msr Expires) | TRUE | TRUE | 11 | 1 | FALSE | FALSE | FALSE | FALSE | TRUE | FALSE | FALSE | FALSE | FALSE
5409 | R-Out-CFLscw-Ext(13w)-dWP39 | Residential Outdoor General Lighting: CFL Lamp with integated Ballast replaces pre-existing standard lighting Wattage. Measure includes Code case. Impacts: HOU = 1249; CDF = 0 | DEER1314 | Lighting Disposition | 7/24/2014 00:00:00 | Res-Oltg-dWatt | DEER | Scaled | BaseRatio |  |  | None |  | f |  | t | Res | Any | Lighting | OutGen | Ltg_Lamp | CFLint_lamp |  | OLtg-CFL |  |  |  | CFLratio0407 | CFLratio0407 | CFLscw-Ext(13w) | Standard |  | f | f | Disposition: MeasuresList-October312014.xlsx | RobNc |  |  |  | None | 1/1/2013 | 5/31/2015 | DEER2015 Uncertain Msr Update (Msr Expires) | TRUE | TRUE | 13 | 1 | FALSE | FALSE | FALSE | FALSE | TRUE | FALSE | FALSE | FALSE | FALSE
5410 | R-Out-CFLscw-Ext(14w)-dWP42 | Residential Outdoor General Lighting: CFL Lamp with integated Ballast replaces pre-existing standard lighting Wattage. Measure includes Code case. Impacts: HOU = 1249; CDF = 0 | DEER1314 | Lighting Disposition | 7/24/2014 00:00:00 | Res-Oltg-dWatt | DEER | Scaled | BaseRatio |  |  | None |  | f |  | t | Res | Any | Lighting | OutGen | Ltg_Lamp | CFLint_lamp |  | OLtg-CFL |  |  |  | CFLratio0407 | CFLratio0407 | CFLscw-Ext(14w) | Standard |  | f | f | Disposition: MeasuresList-October312014.xlsx | RobNc |  |  |  | None | 1/1/2013 | 5/31/2015 | DEER2015 Uncertain Msr Update (Msr Expires) | TRUE | TRUE | 14 | 1 | FALSE | FALSE | FALSE | FALSE | TRUE | FALSE | FALSE | FALSE | FALSE
5411 | R-Out-CFLscw-Ext(15w)-dWP46 | Residential Outdoor General Lighting: CFL Lamp with integated Ballast replaces pre-existing standard lighting Wattage. Measure includes Code case. Impacts: HOU = 1249; CDF = 0 | DEER1314 | Lighting Disposition | 7/24/2014 00:00:00 | Res-Oltg-dWatt | DEER | Scaled | BaseRatio |  |  | None |  | f |  | t | Res | Any | Lighting | OutGen | Ltg_Lamp | CFLint_lamp |  | OLtg-CFL |  |  |  | CFLratio0407 | CFLratio0407 | CFLscw-Ext(15w) | Standard |  | f | f | Disposition: MeasuresList-October312014.xlsx | RobNc |  |  |  | None | 1/1/2013 | 5/31/2015 | DEER2015 Uncertain Msr Update (Msr Expires) | TRUE | TRUE | 15 | 1 | FALSE | FALSE | FALSE | FALSE | TRUE | FALSE | FALSE | FALSE | FALSE
5412 | R-Out-CFLscw-Ext(18w)-dWP55 | Residential Outdoor General Lighting: CFL Lamp with integated Ballast replaces pre-existing standard lighting Wattage. Measure includes Code case. Impacts: HOU = 1249; CDF = 0 | DEER1314 | Lighting Disposition | 7/24/2014 00:00:00 | Res-Oltg-dWatt | DEER | Scaled | BaseRatio |  |  | None |  | f |  | t | Res | Any | Lighting | OutGen | Ltg_Lamp | CFLint_lamp |  | OLtg-CFL |  |  |  | CFLratio0407 | CFLratio0407 | CFLscw-Ext(18w) | Standard |  | f | f | Disposition: MeasuresList-October312014.xlsx | RobNc |  |  |  | None | 1/1/2013 | 5/31/2015 | DEER2015 Uncertain Msr Update (Msr Expires) | TRUE | TRUE | 18 | 1 | FALSE | FALSE | FALSE | FALSE | TRUE | FALSE | FALSE | FALSE | FALSE
5413 | R-Out-CFLscw-Ext(19w)-dWP58 | Residential Outdoor General Lighting: CFL Lamp with integated Ballast replaces pre-existing standard lighting Wattage. Measure includes Code case. Impacts: HOU = 1249; CDF = 0 | DEER1314 | Lighting Disposition | 7/24/2014 00:00:00 | Res-Oltg-dWatt | DEER | Scaled | BaseRatio |  |  | None |  | f |  | t | Res | Any | Lighting | OutGen | Ltg_Lamp | CFLint_lamp |  | OLtg-CFL |  |  |  | CFLratio0407 | CFLratio0407 | CFLscw-Ext(19w) | Standard |  | f | f | Disposition: MeasuresList-October312014.xlsx | RobNc |  |  |  | None | 1/1/2013 | 5/31/2015 | DEER2015 Uncertain Msr Update (Msr Expires) | TRUE | TRUE | 19 | 1 | FALSE | FALSE | FALSE | FALSE | TRUE | FALSE | FALSE | FALSE | FALSE
5414 | R-Out-CFLscw-Ext(20w)-dWP61 | Residential Outdoor General Lighting: CFL Lamp with integated Ballast replaces pre-existing standard lighting Wattage. Measure includes Code case. Impacts: HOU = 1249; CDF = 0 | DEER1314 | Lighting Disposition | 7/24/2014 00:00:00 | Res-Oltg-dWatt | DEER | Scaled | BaseRatio |  |  | None |  | f |  | t | Res | Any | Lighting | OutGen | Ltg_Lamp | CFLint_lamp |  | OLtg-CFL |  |  |  | CFLratio0407 | CFLratio0407 | CFLscw-Ext(20w) | Standard |  | f | f | Disposition: MeasuresList-October312014.xlsx | RobNc |  |  |  | None | 1/1/2013 | 5/31/2015 | DEER2015 Uncertain Msr Update (Msr Expires) | TRUE | TRUE | 20 | 1 | FALSE | FALSE | FALSE | FALSE | TRUE | FALSE | FALSE | FALSE | FALSE
5415 | R-Out-CFLscw-Ext(22w)-dWP67 | Residential Outdoor General Lighting: CFL Lamp with integated Ballast replaces pre-existing standard lighting Wattage. Measure includes Code case. Impacts: HOU = 1249; CDF = 0 | DEER1314 | Lighting Disposition | 7/24/2014 00:00:00 | Res-Oltg-dWatt | DEER | Scaled | BaseRatio |  |  | None |  | f |  | t | Res | Any | Lighting | OutGen | Ltg_Lamp | CFLint_lamp |  | OLtg-CFL |  |  |  | CFLratio0407 | CFLratio0407 | CFLscw-Ext(22w) | Standard |  | f | f | Disposition: MeasuresList-October312014.xlsx | RobNc |  |  |  | None | 1/1/2013 | 5/31/2015 | DEER2015 Uncertain Msr Update (Msr Expires) | TRUE | TRUE | 22 | 1 | FALSE | FALSE | FALSE | FALSE | TRUE | FALSE | FALSE | FALSE | FALSE
5416 | R-Out-CFLscw-Ext(23w)-dWP70 | Residential Outdoor General Lighting: CFL Lamp with integated Ballast replaces pre-existing standard lighting Wattage. Measure includes Code case. Impacts: HOU = 1249; CDF = 0 | DEER1314 | Lighting Disposition | 7/24/2014 00:00:00 | Res-Oltg-dWatt | DEER | Scaled | BaseRatio |  |  | None |  | f |  | t | Res | Any | Lighting | OutGen | Ltg_Lamp | CFLint_lamp |  | OLtg-CFL |  |  |  | CFLratio0407 | CFLratio0407 | CFLscw-Ext(23w) | Standard |  | f | f | Disposition: MeasuresList-October312014.xlsx | RobNc |  |  |  | None | 1/1/2013 | 5/31/2015 | DEER2015 Uncertain Msr Update (Msr Expires) | TRUE | TRUE | 23 | 1 | FALSE | FALSE | FALSE | FALSE | TRUE | FALSE | FALSE | FALSE | FALSE
5417 | R-Out-CFLscw-Ext(24w)-dWP73 | Residential Outdoor General Lighting: CFL Lamp with integated Ballast replaces pre-existing standard lighting Wattage. Measure includes Code case. Impacts: HOU = 1249; CDF = 0 | DEER1314 | Lighting Disposition | 7/24/2014 00:00:00 | Res-Oltg-dWatt | DEER | Scaled | BaseRatio |  |  | None |  | f |  | t | Res | Any | Lighting | OutGen | Ltg_Lamp | CFLint_lamp |  | OLtg-CFL |  |  |  | CFLratio0407 | CFLratio0407 | CFLscw-Ext(24w) | Standard |  | f | f | Disposition: MeasuresList-October312014.xlsx | RobNc |  |  |  | None | 1/1/2013 | 5/31/2015 | DEER2015 Uncertain Msr Update (Msr Expires) | TRUE | TRUE | 24 | 1 | FALSE | FALSE | FALSE | FALSE | TRUE | FALSE | FALSE | FALSE | FALSE
5418 | R-Out-CFLscw-Ext(25w)-dWP76 | Residential Outdoor General Lighting: CFL Lamp with integated Ballast replaces pre-existing standard lighting Wattage. Measure includes Code case. Impacts: HOU = 1249; CDF = 0 | DEER1314 | Lighting Disposition | 7/24/2014 00:00:00 | Res-Oltg-dWatt | DEER | Scaled | BaseRatio |  |  | None |  | f |  | t | Res | Any | Lighting | OutGen | Ltg_Lamp | CFLint_lamp |  | OLtg-CFL |  |  |  | CFLratio0407 | CFLratio0407 | CFLscw-Ext(25w) | Standard |  | f | f | Disposition: MeasuresList-October312014.xlsx | RobNc |  |  |  | None | 1/1/2013 | 5/31/2015 | DEER2015 Uncertain Msr Update (Msr Expires) | TRUE | TRUE | 25 | 1 | FALSE | FALSE | FALSE | FALSE | TRUE | FALSE | FALSE | FALSE | FALSE
5419 | R-Out-CFLscw-Ext(26w)-dWP79 | Residential Outdoor General Lighting: CFL Lamp with integated Ballast replaces pre-existing standard lighting Wattage. Measure includes Code case. Impacts: HOU = 1249; CDF = 0 | DEER1314 | Lighting Disposition | 7/24/2014 00:00:00 | Res-Oltg-dWatt | DEER | Scaled | BaseRatio |  |  | None |  | f |  | t | Res | Any | Lighting | OutGen | Ltg_Lamp | CFLint_lamp |  | OLtg-CFL |  |  |  | CFLratio0407 | CFLratio0407 | CFLscw-Ext(26w) | Standard |  | f | f | Disposition: MeasuresList-October312014.xlsx | RobNc |  |  |  | None | 1/1/2013 | 5/31/2015 | DEER2015 Uncertain Msr Update (Msr Expires) | TRUE | TRUE | 26 | 1 | FALSE | FALSE | FALSE | FALSE | TRUE | FALSE | FALSE | FALSE | FALSE
5420 | R-Out-CFLscw-Ext(27w)-dWP82 | Residential Outdoor General Lighting: CFL Lamp with integated Ballast replaces pre-existing standard lighting Wattage. Measure includes Code case. Impacts: HOU = 1249; CDF = 0 | DEER1314 | Lighting Disposition | 7/24/2014 00:00:00 | Res-Oltg-dWatt | DEER | Scaled | BaseRatio |  |  | None |  | f |  | t | Res | Any | Lighting | OutGen | Ltg_Lamp | CFLint_lamp |  | OLtg-CFL |  |  |  | CFLratio0407 | CFLratio0407 | CFLscw-Ext(27w) | Standard |  | f | f | Disposition: MeasuresList-October312014.xlsx | RobNc |  |  |  | None | 1/1/2013 | 5/31/2015 | DEER2015 Uncertain Msr Update (Msr Expires) | TRUE | TRUE | 27 | 1 | FALSE | FALSE | FALSE | FALSE | TRUE | FALSE | FALSE | FALSE | FALSE
5421 | R-Out-CFLscw-Ext(42w)-dWP128 | Residential Outdoor General Lighting: CFL Lamp with integated Ballast replaces pre-existing standard lighting Wattage. Measure includes Code case. Impacts: HOU = 1249; CDF = 0 | DEER1314 | Lighting Disposition | 5/18/2015 | Res-Oltg-dWatt | Non-DEER | Scaled | BaseRatio |  |  | None |  | f |  | t | Res | Any | Lighting | OutGen | Ltg_Lamp | CFLint_lamp |  | OLtg-CFL |  |  |  | CFLratio0407 | CFLratio0407 | CFLscw-Ext(42w) | Standard | Transition to new HOU begins 1/1/2016 as part of DEER2016 | f | f | Disposition: MeasuresList-October312014.xlsx | RobNc |  |  |  | None | 1/1/2013 | 2015-12-31 | DEER2016 Update (Msr Expires) | TRUE | TRUE | 42 | 0 | FALSE | FALSE | FALSE | FALSE | FALSE | TRUE | FALSE | FALSE | FALSE
5422 | R-Out-CFLscw-Ext(9w)-dWP27 | Residential Outdoor General Lighting: CFL Lamp with integated Ballast replaces pre-existing standard lighting Wattage. Measure includes Code case. Impacts: HOU = 1249; CDF = 0 | DEER1314 | Lighting Disposition | 7/24/2014 00:00:00 | Res-Oltg-dWatt | DEER | Scaled | BaseRatio |  |  | None |  | f |  | t | Res | Any | Lighting | OutGen | Ltg_Lamp | CFLint_lamp |  | OLtg-CFL |  |  |  | CFLratio0407 | CFLratio0407 | CFLscw-Ext(9w) | Standard |  | f | f | Disposition: MeasuresList-October312014.xlsx | RobNc |  |  |  | None | 1/1/2013 | 5/31/2015 | DEER2015 Uncertain Msr Update (Msr Expires) | TRUE | TRUE | 9 | 1 | FALSE | FALSE | FALSE | FALSE | TRUE | FALSE | FALSE | FALSE | FALSE
5423 | R-Out-CFLscw-Refl-2(15w)-dWP46 | Residential Outdoor General Lighting: CFL Lamp with integated Ballast replaces pre-existing standard lighting Wattage. Measure includes Code case. Impacts: HOU = 1249; CDF = 0 | DEER1314 | Lighting Disposition | 7/24/2014 00:00:00 | Res-Oltg-dWatt | Non-DEER | Scaled | BaseRatio |  |  | None |  | f |  | t | Res | Any | Lighting | OutGen | Ltg_Lamp | CFLint_lamp |  | OLtg-CFL |  |  |  | CFLratio0407 | CFLratio0407 | CFLscw-Refl-2(15w) | Standard | Not used in 2013-14 Lighting Disposition. Related to measure ID = R-In-CFLscw-Refl-2(15w)-dWP46 | f | f | Disposition: MeasuresList-October312014.xlsx | RobNc |  |  |  | None | 1/1/2013 | 5/31/2015 | DEER2015 Uncertain Msr Update (Msr Expires) | TRUE | TRUE | 15 | 1 | FALSE | FALSE | FALSE | FALSE | TRUE | FALSE | FALSE | FALSE | FALSE
5424 | R-Out-CFLscw-Refl-2(23w)-dWP70 | Residential Outdoor General Lighting: CFL Lamp with integated Ballast replaces pre-existing standard lighting Wattage. Measure includes Code case. Impacts: HOU = 1249; CDF = 0 | DEER1314 | Lighting Disposition | 7/24/2014 00:00:00 | Res-Oltg-dWatt | Non-DEER | Scaled | BaseRatio |  |  | None |  | f |  | t | Res | Any | Lighting | OutGen | Ltg_Lamp | CFLint_lamp |  | OLtg-CFL |  |  |  | CFLratio0407 | CFLratio0407 | CFLscw-Refl-2(23w) | Standard | Not used in 2013-14 Lighting Disposition. Related to measure ID = R-In-CFLscw-Refl-2(23w)-dWP71 | f | f | Disposition: MeasuresList-October312014.xlsx | RobNc |  |  |  | None | 1/1/2013 | 5/31/2015 | DEER2015 Uncertain Msr Update (Msr Expires) | TRUE | TRUE | 23 | 1 | FALSE | FALSE | FALSE | FALSE | TRUE | FALSE | FALSE | FALSE | FALSE
5425 | R-Out-CFLscw-Refl-Ext(13w)-dWP39 | Residential Outdoor General Lighting: CFL Lamp with integated Ballast replaces pre-existing standard lighting Wattage. Measure includes Code case. Impacts: HOU = 1249; CDF = 0 | DEER1314 | Lighting Disposition | 7/24/2014 00:00:00 | Res-Oltg-dWatt | DEER | Scaled | BaseRatio |  |  | None |  | f |  | t | Res | Any | Lighting | OutGen | Ltg_Lamp | CFLint_lamp |  | OLtg-CFL |  |  |  | CFLratio0407 | CFLratio0407 | CFLscw-Refl-Ext(13w) | Standard |  | f | f | Disposition: MeasuresList-October312014.xlsx | RobNc |  |  |  | None | 1/1/2013 | 5/31/2015 | DEER2015 Uncertain Msr Update (Msr Expires) | TRUE | TRUE | 13 | 1 | FALSE | FALSE | FALSE | FALSE | TRUE | FALSE | FALSE | FALSE | FALSE
5426 | R-Out-CFLscw-Refl-Ext(14w)-dWP42 | Residential Outdoor General Lighting: CFL Lamp with integated Ballast replaces pre-existing standard lighting Wattage. Measure includes Code case. Impacts: HOU = 1249; CDF = 0 | DEER1314 | Lighting Disposition | 7/24/2014 00:00:00 | Res-Oltg-dWatt | DEER | Scaled | BaseRatio |  |  | None |  | f |  | t | Res | Any | Lighting | OutGen | Ltg_Lamp | CFLint_lamp |  | OLtg-CFL |  |  |  | CFLratio0407 | CFLratio0407 | CFLscw-Refl-Ext(14w) | Standard |  | f | f | Disposition: MeasuresList-October312014.xlsx | RobNc |  |  |  | None | 1/1/2013 | 5/31/2015 | DEER2015 Uncertain Msr Update (Msr Expires) | TRUE | TRUE | 14 | 1 | FALSE | FALSE | FALSE | FALSE | TRUE | FALSE | FALSE | FALSE | FALSE
5427 | R-Out-CFLscw-Refl-Ext(15w)-dWP46-1 | Residential Outdoor General Lighting: CFL Lamp with integated Ballast replaces pre-existing standard lighting Wattage. Measure includes Code case. Impacts: HOU = 1249; CDF = 0 | DEER1314 | Lighting Disposition | 7/24/2014 00:00:00 | Res-Oltg-dWatt | DEER | Scaled | BaseRatio |  |  | None |  | f |  | t | Res | Any | Lighting | OutGen | Ltg_Lamp | CFLint_lamp |  | OLtg-CFL |  |  |  | CFLratio0407 | CFLratio0407 | CFLscw-Refl-Ext(15w) | Standard | WP sources include: SCE13LG001r0, PGE3PLTG173; Old Measure ID = R-Out-CFLscw-Refl-Ext(15w)-dWP46 was changed to include an index. Starting July 1st, 2014, this measure replaces measure ID = R-Out-CFLscw-Refl-Ext(30w)-dWP92 for PGE3PLTG173. | f | f | Disposition: MeasuresList-October312014.xlsx | RobNc |  |  |  | None | 1/1/2013 | 5/31/2015 | DEER2015 Uncertain Msr Update (Msr Expires) | TRUE | TRUE | 15 | 1 | FALSE | FALSE | FALSE | FALSE | TRUE | FALSE | FALSE | FALSE | FALSE
5428 | R-Out-CFLscw-Refl-Ext(15w)-dWP46-3 | Residential Outdoor General Lighting: CFL Lamp with integated Ballast replaces pre-existing standard lighting Wattage. Measure includes Code case. Impacts: HOU = 1249; CDF = 0 | DEER1314 | Lighting Disposition | 8/1/2014 00:00:00 | Res-Oltg-dWatt | Non-DEER | Scaled | BaseRatio |  |  | None |  | f |  | t | Res | Any | Lighting | OutGen | Ltg_Lamp | CFLint_lamp |  | OLtg-CFL |  |  |  | CFLratio0409 | CFLratio0409 | CFLscw-Refl-Ext(15w) | Standard | For PGECOLTG103r5 only. This measure may only be claimed by this work paper. For revision 6 and later, use R-Out-CFLscw-Refl-Ext(15w)-dWP46-1. It uses the wrong WRR for an exterior measure | f | f | Disposition: MeasuresList-October312014.xlsx | RobNc |  |  |  | None | 1/1/2013 | 5/31/2015 | DEER2015 Uncertain Msr Update (Msr Expires) | TRUE | TRUE | 15 | 1 | FALSE | FALSE | FALSE | FALSE | TRUE | FALSE | FALSE | FALSE | FALSE
5429 | R-Out-CFLscw-Refl-Ext(16w)-dWP49 | Residential Outdoor General Lighting: CFL Lamp with integated Ballast replaces pre-existing standard lighting Wattage. Measure includes Code case. Impacts: HOU = 1249; CDF = 0 | DEER1314 | Lighting Disposition | 7/24/2014 00:00:00 | Res-Oltg-dWatt | DEER | Scaled | BaseRatio |  |  | None |  | f |  | t | Res | Any | Lighting | OutGen | Ltg_Lamp | CFLint_lamp |  | OLtg-CFL |  |  |  | CFLratio0407 | CFLratio0407 | CFLscw-Refl-Ext(16w) | Standard |  | f | f | Disposition: MeasuresList-October312014.xlsx | RobNc |  |  |  | None | 1/1/2013 | 5/31/2015 | DEER2015 Uncertain Msr Update (Msr Expires) | TRUE | TRUE | 16 | 1 | FALSE | FALSE | FALSE | FALSE | TRUE | FALSE | FALSE | FALSE | FALSE
5430 | R-Out-CFLscw-Refl-Ext(18w)-dWP55 | Residential Outdoor General Lighting: CFL Lamp with integated Ballast replaces pre-existing standard lighting Wattage. Measure includes Code case. Impacts: HOU = 1249; CDF = 0 | DEER1314 | Lighting Disposition | 7/24/2014 00:00:00 | Res-Oltg-dWatt | DEER | Scaled | BaseRatio |  |  | None |  | f |  | t | Res | Any | Lighting | OutGen | Ltg_Lamp | CFLint_lamp |  | OLtg-CFL |  |  |  | CFLratio0407 | CFLratio0407 | CFLscw-Refl-Ext(18w) | Standard |  | f | f | Disposition: MeasuresList-October312014.xlsx | RobNc |  |  |  | None | 1/1/2013 | 5/31/2015 | DEER2015 Uncertain Msr Update (Msr Expires) | TRUE | TRUE | 18 | 1 | FALSE | FALSE | FALSE | FALSE | TRUE | FALSE | FALSE | FALSE | FALSE
5431 | R-Out-CFLscw-Refl-Ext(20w)-dWP61 | Residential Outdoor General Lighting: CFL Lamp with integated Ballast replaces pre-existing standard lighting Wattage. Measure includes Code case. Impacts: HOU = 1249; CDF = 0 | DEER1314 | Lighting Disposition | 7/24/2014 00:00:00 | Res-Oltg-dWatt | DEER | Scaled | BaseRatio |  |  | None |  | f |  | t | Res | Any | Lighting | OutGen | Ltg_Lamp | CFLint_lamp |  | OLtg-CFL |  |  |  | CFLratio0407 | CFLratio0407 | CFLscw-Refl-Ext(20w) | Standard |  | f | f | Disposition: MeasuresList-October312014.xlsx | RobNc |  |  |  | None | 1/1/2013 | 5/31/2015 | DEER2015 Uncertain Msr Update (Msr Expires) | TRUE | TRUE | 20 | 1 | FALSE | FALSE | FALSE | FALSE | TRUE | FALSE | FALSE | FALSE | FALSE
5432 | R-Out-CFLscw-Refl-Ext(23w)-dWP70 | Residential Outdoor General Lighting: CFL Lamp with integated Ballast replaces pre-existing standard lighting Wattage. Measure includes Code case. Impacts: HOU = 1249; CDF = 0 | DEER1314 | Lighting Disposition | 7/24/2014 00:00:00 | Res-Oltg-dWatt | DEER | Scaled | BaseRatio |  |  | None |  | f |  | t | Res | Any | Lighting | OutGen | Ltg_Lamp | CFLint_lamp |  | OLtg-CFL |  |  |  | CFLratio0407 | CFLratio0407 | CFLscw-Refl-Ext(23w) | Standard | for PGE3PLTG173, This measure replaces measure ID = R-Out-CFLscw-Refl-Ext(40w)-dWP122 as listed in the May disposition | f | f | Disposition: MeasuresList-October312014.xlsx | RobNc |  |  |  | None | 1/1/2013 | 5/31/2015 | DEER2015 Uncertain Msr Update (Msr Expires) | TRUE | TRUE | 23 | 1 | FALSE | FALSE | FALSE | FALSE | TRUE | FALSE | FALSE | FALSE | FALSE
5433 | R-Out-CFLscw-Refl-Ext(23w)-dWP71 | Residential Outdoor General Lighting: CFL Lamp with integated Ballast replaces pre-existing standard lighting Wattage. Measure includes Code case. Impacts: HOU = 1249; CDF = 0 | DEER1314 | Lighting Disposition | 8/1/2014 00:00:00 | Res-Oltg-dWatt | Non-DEER | Scaled | BaseRatio |  |  | None |  | f |  | t | Res | Any | Lighting | OutGen | Ltg_Lamp | CFLint_lamp |  | OLtg-CFL |  |  |  | CFLratio0409 | CFLratio0409 | CFLscw-Refl-Ext(23w) | Standard | For PGECOLTG103r5 only. This measure may only be claimed by this work paper. For revision 6 and later, use R-Out-CFLscw-Refl-Ext(23w)-dWP70. This measure uses the wrong WRR for an exterior measure | f | f | Disposition: MeasuresList-October312014.xlsx | RobNc |  |  |  | None | 1/1/2013 | 5/31/2015 | DEER2015 Uncertain Msr Update (Msr Expires) | TRUE | TRUE | 23 | 1 | FALSE | FALSE | FALSE | FALSE | TRUE | FALSE | FALSE | FALSE | FALSE
5434 | R-OutCmn-CFLfixt-13w-ext(13w)-dWP32 | Residential Outdoor Common-Area Lighting: CFL Fixture replaces pre-existing standard lighting Wattage. Measure includes Code case. Impacts: HOU = 3390; CDF = 0.09 | DEER1314 | Lighting Disposition | 7/24/2014 00:00:00 | Res-Oltg-Cmn-dWatt-CFL | Non-DEER | Scaled | BaseRatio |  |  | None |  | f |  | t | Res | Any | Lighting | OutCommon | Ltg_Fixture | CFL_fixt |  | OLtg-CFL-Cmn |  |  |  | CFLratio0353 | CFLratio0353 | CFLfixt-13w-ext(13w) | Standard | This measure replaces measure ID = R-OutCmn-CFLfixt-13w-ext(13w)-dWP39 | f | f | Disposition: MeasuresList-October312014.xlsx | RobNc |  |  |  | None | 10/31/2014 |  |  | FALSE | FALSE |  |  | FALSE | FALSE | FALSE | FALSE | FALSE | FALSE | FALSE | FALSE | FALSE
5435 | R-OutCmn-CFLfixt-13w-ext(13w)-dWP39 | Residential Outdoor Common-Area Lighting: CFL Fixture replaces pre-existing standard lighting Wattage. Measure includes Code case. Impacts: HOU = 3390; CDF = 0.09 | DEER1314 | Lighting Disposition | 7/31/2014 00:00:00 | Res-Oltg-Cmn-dWatt-CFL | Non-DEER | Scaled | BaseRatio |  |  | None |  | f |  | t | Res | Any | Lighting | OutCommon | Ltg_Fixture | CFL_fixt |  | OLtg-CFL-Cmn |  |  |  | CFLratio0407 | CFLratio0407 | CFLfixt-13w-ext(13w) | Standard | For SCE13LG007 until expiry date. Replaced by measure ID R-OutCmn-CFLfixt-13w-ext(13w)-dWP32 | f | f | Disposition: MeasuresList-October312014.xlsx | RobNc |  |  |  | None | 1/1/2013 | 10/30/2014 |  | FALSE | FALSE |  |  | FALSE | FALSE | FALSE | FALSE | FALSE | FALSE | FALSE | FALSE | FALSE
5436 | R-OutCmn-CFLfixt-15w-ext(15w)-dWP37 | Residential Outdoor Common-Area Lighting: CFL Fixture replaces pre-existing standard lighting Wattage. Measure includes Code case. Impacts: HOU = 3390; CDF = 0.09 | DEER1314 | Lighting Disposition | 7/24/2014 00:00:00 | Res-Oltg-Cmn-dWatt-CFL | Non-DEER | Scaled | BaseRatio |  |  | None |  | f |  | t | Res | Any | Lighting | OutCommon | Ltg_Fixture | CFL_fixt |  | OLtg-CFL-Cmn |  |  |  | CFLratio0353 | CFLratio0353 | CFLfixt-15w-ext(15w) | Standard | The measures replaces Measure ID = R-OutCmn-CFLfixt-15w-ext(15w)-dWP46 | f | f | Disposition: MeasuresList-October312014.xlsx | RobNc |  |  |  | None | 10/31/2014 |  |  | FALSE | FALSE |  |  | FALSE | FALSE | FALSE | FALSE | FALSE | FALSE | FALSE | FALSE | FALSE
5437 | R-OutCmn-CFLfixt-15w-ext(15w)-dWP46 | Residential Outdoor Common-Area Lighting: CFL Fixture replaces pre-existing standard lighting Wattage. Measure includes Code case. Impacts: HOU = 3390; CDF = 0.09 | DEER1314 | Lighting Disposition | 7/31/2014 00:00:00 | Res-Oltg-Cmn-dWatt-CFL | Non-DEER | Scaled | BaseRatio |  |  | None |  | f |  | t | Res | Any | Lighting | OutCommon | Ltg_Fixture | CFL_fixt |  | OLtg-CFL-Cmn |  |  |  | CFLratio0407 | CFLratio0407 | CFLfixt-15w-ext(15w) | Standard | For PGECOLTG107r6 only. This measure may only be claimed by this work paper. For revision 7 and later, use R-OutCmn-CFLfixt-15w-ext(15w)-dWP37. This measure uses the wrong WRR for an exterior CFL fixture | f | f | Disposition: MeasuresList-October312014.xlsx | RobNc |  |  |  | None | 1/1/2013 | 6/30/2014 |  | FALSE | FALSE |  |  | FALSE | FALSE | FALSE | FALSE | FALSE | FALSE | FALSE | FALSE | FALSE
5438 | R-OutCmn-CFLfixt-18w-ext(18w)-dWP45 | Residential Outdoor Common-Area Lighting: CFL Fixture replaces pre-existing standard lighting Wattage. Measure includes Code case. Impacts: HOU = 3390; CDF = 0.09 | DEER1314 | Lighting Disposition | 7/24/2014 00:00:00 | Res-Oltg-Cmn-dWatt-CFL | Non-DEER | Scaled | BaseRatio |  |  | None |  | f |  | t | Res | Any | Lighting | OutCommon | Ltg_Fixture | CFL_fixt |  | OLtg-CFL-Cmn |  |  |  | CFLratio0353 | CFLratio0353 | CFLfixt-18w-ext(18w) | Standard | The measures replaces Measure ID = R-OutCmn-CFLfixt-18w-ext(18w)-dWP55 | f | f | Disposition: MeasuresList-October312014.xlsx | RobNc |  |  |  | None | 10/31/2014 |  |  | FALSE | FALSE |  |  | FALSE | FALSE | FALSE | FALSE | FALSE | FALSE | FALSE | FALSE | FALSE
5439 | R-OutCmn-CFLfixt-18w-ext(18w)-dWP55 | Residential Outdoor Common-Area Lighting: CFL Fixture replaces pre-existing standard lighting Wattage. Measure includes Code case. Impacts: HOU = 3390; CDF = 0.09 | DEER1314 | Lighting Disposition | 7/31/2014 00:00:00 | Res-Oltg-Cmn-dWatt-CFL | Non-DEER | Scaled | BaseRatio |  |  | None |  | f |  | t | Res | Any | Lighting | OutCommon | Ltg_Fixture | CFL_fixt |  | OLtg-CFL-Cmn |  |  |  | CFLratio0407 | CFLratio0407 | CFLfixt-18w-ext(18w) | Standard | For SCE13LG007until expiry date. Replaced by ID R-OutCmn-CFLfixt-18w-ext(18w)-dWP45 | f | f | Disposition: MeasuresList-October312014.xlsx | RobNc |  |  |  | None | 1/1/2013 | 10/30/2014 |  | FALSE | FALSE |  |  | FALSE | FALSE | FALSE | FALSE | FALSE | FALSE | FALSE | FALSE | FALSE
5440 | R-OutCmn-CFLfixt-19w-ext(19w)-dWP48 | Residential Outdoor Common-Area Lighting: CFL Fixture replaces pre-existing standard lighting Wattage. Measure includes Code case. Impacts: HOU = 3390; CDF = 0.09 | DEER1314 | Lighting Disposition | 7/24/2014 00:00:00 | Res-Oltg-Cmn-dWatt-CFL | Non-DEER | Scaled | BaseRatio |  |  | None |  | f |  | t | Res | Any | Lighting | OutCommon | Ltg_Fixture | CFL_fixt |  | OLtg-CFL-Cmn |  |  |  | CFLratio0353 | CFLratio0353 | CFLfixt-19w-ext(19w) | Standard | The measures replaces Measure ID = R-OutCmn-CFLfixt-19w-ext(19w)-dWP58 | f | f | Disposition: MeasuresList-October312014.xlsx | RobNc |  |  |  | None | 10/31/2014 |  |  | FALSE | FALSE |  |  | FALSE | FALSE | FALSE | FALSE | FALSE | FALSE | FALSE | FALSE | FALSE
5441 | R-OutCmn-CFLfixt-19w-ext(19w)-dWP58 | Residential Outdoor Common-Area Lighting: CFL Fixture replaces pre-existing standard lighting Wattage. Measure includes Code case. Impacts: HOU = 3390; CDF = 0.09 | DEER1314 | Lighting Disposition | 7/31/2014 00:00:00 | Res-Oltg-Cmn-dWatt-CFL | Non-DEER | Scaled | BaseRatio |  |  | None |  | f |  | t | Res | Any | Lighting | OutCommon | Ltg_Fixture | CFL_fixt |  | OLtg-CFL-Cmn |  |  |  | CFLratio0407 | CFLratio0407 | CFLfixt-19w-ext(19w) | Standard | For SCE13LG007 until expiry date. Replaced by ID R-OutCmn-CFLfixt-19w-ext(19w)-dWP48 | f | f | Disposition: MeasuresList-October312014.xlsx | RobNc |  |  |  | None | 1/1/2013 | 10/30/2014 |  | FALSE | FALSE |  |  | FALSE | FALSE | FALSE | FALSE | FALSE | FALSE | FALSE | FALSE | FALSE
5442 | R-OutCmn-CFLfixt-20w-ext(20w)-dWP50 | Residential Outdoor Common-Area Lighting: CFL Fixture replaces pre-existing standard lighting Wattage. Measure includes Code case. Impacts: HOU = 3390; CDF = 0.09 | DEER1314 | Lighting Disposition | 7/24/2014 00:00:00 | Res-Oltg-Cmn-dWatt-CFL | Non-DEER | Scaled | BaseRatio |  |  | None |  | f |  | t | Res | Any | Lighting | OutCommon | Ltg_Fixture | CFL_fixt |  | OLtg-CFL-Cmn |  |  |  | CFLratio0353 | CFLratio0353 | CFLfixt-20w-ext(20w) | Standard | The measures replaces Measure ID = R-OutCmn-CFLfixt-20w-ext(20w)-dWP61 | f | f | Disposition: MeasuresList-October312014.xlsx | RobNc |  |  |  | None | 10/31/2014 |  |  | FALSE | FALSE |  |  | FALSE | FALSE | FALSE | FALSE | FALSE | FALSE | FALSE | FALSE | FALSE
5443 | R-OutCmn-CFLfixt-20w-ext(20w)-dWP61 | Residential Outdoor Common-Area Lighting: CFL Fixture replaces pre-existing standard lighting Wattage. Measure includes Code case. Impacts: HOU = 3390; CDF = 0.09 | DEER1314 | Lighting Disposition | 7/31/2014 00:00:00 | Res-Oltg-Cmn-dWatt-CFL | Non-DEER | Scaled | BaseRatio |  |  | None |  | f |  | t | Res | Any | Lighting | OutCommon | Ltg_Fixture | CFL_fixt |  | OLtg-CFL-Cmn |  |  |  | CFLratio0407 | CFLratio0407 | CFLfixt-20w-ext(20w) | Standard | For SCE13LG007 until expiry date. Replaced by ID R-OutCmn-CFLfixt-20w-ext(20w)-dWP50 | f | f | Disposition: MeasuresList-October312014.xlsx | RobNc |  |  |  | None | 1/1/2013 | 10/30/2014 |  | FALSE | FALSE |  |  | FALSE | FALSE | FALSE | FALSE | FALSE | FALSE | FALSE | FALSE | FALSE
5444 | R-OutCmn-CFLfixt-22w-ext(22w)-dWP55 | Residential Outdoor Common-Area Lighting: CFL Fixture replaces pre-existing standard lighting Wattage. Measure includes Code case. Impacts: HOU = 3390; CDF = 0.09 | DEER1314 | Lighting Disposition | 7/24/2014 00:00:00 | Res-Oltg-Cmn-dWatt-CFL | Non-DEER | Scaled | BaseRatio |  |  | None |  | f |  | t | Res | Any | Lighting | OutCommon | Ltg_Fixture | CFL_fixt |  | OLtg-CFL-Cmn |  |  |  | CFLratio0353 | CFLratio0353 | CFLfixt-22w-ext(22w) | Standard | The measures replaces measure ID = R-OutCmn-CFLfixt-22w-ext(22w)-dWP67 | f | f | Disposition: MeasuresList-October312014.xlsx | RobNc |  |  |  | None | 10/31/2014 |  |  | FALSE | FALSE |  |  | FALSE | FALSE | FALSE | FALSE | FALSE | FALSE | FALSE | FALSE | FALSE
5445 | R-OutCmn-CFLfixt-22w-ext(22w)-dWP67 | Residential Outdoor Common-Area Lighting: CFL Fixture replaces pre-existing standard lighting Wattage. Measure includes Code case. Impacts: HOU = 3390; CDF = 0.09 | DEER1314 | Lighting Disposition | 7/31/2014 00:00:00 | Res-Oltg-Cmn-dWatt-CFL | Non-DEER | Scaled | BaseRatio |  |  | None |  | f |  | t | Res | Any | Lighting | OutCommon | Ltg_Fixture | CFL_fixt |  | OLtg-CFL-Cmn |  |  |  | CFLratio0407 | CFLratio0407 | CFLfixt-22w-ext(22w) | Standard | For SCE13LG007 until expiry date. Replaced by ID R-OutCmn-CFLfixt-22w-ext(22w)-dWP55 | f | f | Disposition: MeasuresList-October312014.xlsx | RobNc |  |  |  | None | 1/1/2013 | 10/30/2014 |  | FALSE | FALSE |  |  | FALSE | FALSE | FALSE | FALSE | FALSE | FALSE | FALSE | FALSE | FALSE
5446 | R-OutCmn-CFLfixt-23w-ext(23w)-dWP58 | Residential Outdoor Common-Area Lighting: CFL Fixture replaces pre-existing standard lighting Wattage. Measure includes Code case. Impacts: HOU = 3390; CDF = 0.09 | DEER1314 | Lighting Disposition | 7/24/2014 00:00:00 | Res-Oltg-Cmn-dWatt-CFL | Non-DEER | Scaled | BaseRatio |  |  | None |  | f |  | t | Res | Any | Lighting | OutCommon | Ltg_Fixture | CFL_fixt |  | OLtg-CFL-Cmn |  |  |  | CFLratio0353 | CFLratio0353 | CFLfixt-23w-ext(23w) | Standard | The measures replaces Measure ID = R-OutCmn-CFLfixt-23w-ext(23w)-dWP70 | f | f | Disposition: MeasuresList-October312014.xlsx | RobNc |  |  |  | None | 10/31/2014 |  |  | FALSE | FALSE |  |  | FALSE | FALSE | FALSE | FALSE | FALSE | FALSE | FALSE | FALSE | FALSE
5447 | R-OutCmn-CFLfixt-23w-ext(23w)-dWP70 | Residential Outdoor Common-Area Lighting: CFL Fixture replaces pre-existing standard lighting Wattage. Measure includes Code case. Impacts: HOU = 3390; CDF = 0.09 | DEER1314 | Lighting Disposition | 7/31/2014 00:00:00 | Res-Oltg-Cmn-dWatt-CFL | Non-DEER | Scaled | BaseRatio |  |  | None |  | f |  | t | Res | Any | Lighting | OutCommon | Ltg_Fixture | CFL_fixt |  | OLtg-CFL-Cmn |  |  |  | CFLratio0407 | CFLratio0407 | CFLfixt-23w-ext(23w) | Standard | For SCE13LG007 until expiry date. Replaced by measure ID R-OutCmn-CFLfixt-23w-ext(23w)-dWP58 | f | f | Disposition: MeasuresList-October312014.xlsx | RobNc |  |  |  | None | 1/1/2013 | 10/30/2014 |  | FALSE | FALSE |  |  | FALSE | FALSE | FALSE | FALSE | FALSE | FALSE | FALSE | FALSE | FALSE
5448 | R-OutCmn-CFLfixt-25w-ext(25w)-dWP63 | Residential Outdoor Common-Area Lighting: CFL Fixture replaces pre-existing standard lighting Wattage. Measure includes Code case. Impacts: HOU = 3390; CDF = 0.09 | DEER1314 | Lighting Disposition | 7/24/2014 00:00:00 | Res-Oltg-Cmn-dWatt-CFL | Non-DEER | Scaled | BaseRatio |  |  | None |  | f |  | t | Res | Any | Lighting | OutCommon | Ltg_Fixture | CFL_fixt |  | OLtg-CFL-Cmn |  |  |  | CFLratio0353 | CFLratio0353 | CFLfixt-25w-ext(25w) | Standard | The measures replaces measure ID = R-OutCmn-CFLfixt-25w-ext(25w)-dWP76 | f | f | Disposition: MeasuresList-October312014.xlsx | RobNc |  |  |  | None | 10/31/2014 |  |  | FALSE | FALSE |  |  | FALSE | FALSE | FALSE | FALSE | FALSE | FALSE | FALSE | FALSE | FALSE
5449 | R-OutCmn-CFLfixt-25w-ext(25w)-dWP76 | Residential Outdoor Common-Area Lighting: CFL Fixture replaces pre-existing standard lighting Wattage. Measure includes Code case. Impacts: HOU = 3390; CDF = 0.09 | DEER1314 | Lighting Disposition | 7/31/2014 00:00:00 | Res-Oltg-Cmn-dWatt-CFL | Non-DEER | Scaled | BaseRatio |  |  | None |  | f |  | t | Res | Any | Lighting | OutCommon | Ltg_Fixture | CFL_fixt |  | OLtg-CFL-Cmn |  |  |  | CFLratio0407 | CFLratio0407 | CFLfixt-25w-ext(25w) | Standard | For SCE13LG007until expiry date. Replaced by measure ID R-OutCmn-CFLfixt-25w-ext(25w)-dWP63 | f | f | Disposition: MeasuresList-October312014.xlsx | RobNc |  |  |  | None | 1/1/2013 | 10/30/2014 |  | FALSE | FALSE |  |  | FALSE | FALSE | FALSE | FALSE | FALSE | FALSE | FALSE | FALSE | FALSE
5450 | R-OutCmn-CFLfixt-26w-ext(26w)-dWP65 | Residential Outdoor Common-Area Lighting: CFL Fixture replaces pre-existing standard lighting Wattage. Measure includes Code case. Impacts: HOU = 3390; CDF = 0.09 | DEER1314 | Lighting Disposition | 7/24/2014 00:00:00 | Res-Oltg-Cmn-dWatt-CFL | Non-DEER | Scaled | BaseRatio |  |  | None |  | f |  | t | Res | Any | Lighting | OutCommon | Ltg_Fixture | CFL_fixt |  | OLtg-CFL-Cmn |  |  |  | CFLratio0353 | CFLratio0353 | CFLfixt-26w-ext(26w) | Standard | The measures replaces Measure ID = R-OutCmn-CFLfixt-26w-ext(26w)-dWP79 | f | f | Disposition: MeasuresList-October312014.xlsx | RobNc |  |  |  | None | 10/31/2014 |  |  | FALSE | FALSE |  |  | FALSE | FALSE | FALSE | FALSE | FALSE | FALSE | FALSE | FALSE | FALSE
5451 | R-OutCmn-CFLfixt-26w-ext(26w)-dWP79 | Residential Outdoor Common-Area Lighting: CFL Fixture replaces pre-existing standard lighting Wattage. Measure includes Code case. Impacts: HOU = 3390; CDF = 0.09 | DEER1314 | Lighting Disposition | 7/31/2014 00:00:00 | Res-Oltg-Cmn-dWatt-CFL | Non-DEER | Scaled | BaseRatio |  |  | None |  | f |  | t | Res | Any | Lighting | OutCommon | Ltg_Fixture | CFL_fixt |  | OLtg-CFL-Cmn |  |  |  | CFLratio0407 | CFLratio0407 | CFLfixt-26w-ext(26w) | Standard | For SCE13LG007 until expiry date. Replaced by measure ID R-OutCmn-CFLfixt-26w-ext(26w)-dWP65 | f | f | Disposition: MeasuresList-October312014.xlsx | RobNc |  |  |  | None | 1/1/2013 | 10/30/2014 |  | FALSE | FALSE |  |  | FALSE | FALSE | FALSE | FALSE | FALSE | FALSE | FALSE | FALSE | FALSE
5452 | R-OutCmn-CFLfixt-26w-ext-2Lmp(56w)-dWP39 | Residential Outdoor Common-Area Lighting: CFL Fixture replaces HID Fixture. Measure includes Code case. Impacts: HOU = 3390; CDF = 0.09 | DEER1314 | Lighting Disposition | 5/30/2014 00:00:00 | Res-Oltg-Cmn-dWatt-CFL | Non-DEER | Scaled | Delta |  |  | None |  | f |  | t | Res | Any | Lighting | OutCommon | Ltg_Fixture | CFL_fixt |  | OLtg-CFL |  |  |  | HIDFixt-MH-70w-Ext(95w) | HIDFixt-MH-70w-Ext(95w) | CFLfixt-26w-ext-2Lmp(56w) | Standard | WP source | f | f | Disposition: MeasuresList-May222014.xlsx | RobNc |  | OLtg-MH |  | None | 1/1/2013 |  |  | FALSE | FALSE |  |  | FALSE | FALSE | FALSE | FALSE | FALSE | FALSE | FALSE | FALSE | FALSE
5453 | R-OutCmn-CFLfixt-27w-ext(27w)-dWP68 | Residential Outdoor Common-Area Lighting: CFL Fixture replaces pre-existing standard lighting Wattage. Measure includes Code case. Impacts: HOU = 3390; CDF = 0.09 | DEER1314 | Lighting Disposition | 7/24/2014 00:00:00 | Res-Oltg-Cmn-dWatt-CFL | Non-DEER | Scaled | BaseRatio |  |  | None |  | f |  | t | Res | Any | Lighting | OutCommon | Ltg_Fixture | CFL_fixt |  | OLtg-CFL-Cmn |  |  |  | CFLratio0353 | CFLratio0353 | CFLfixt-27w-ext(27w) | Standard | The measures replaces measure ID = R-OutCmn-CFLfixt-27w-ext(27w)-dWP82 | f | f | Disposition: MeasuresList-October312014.xlsx | RobNc |  |  |  | None | 10/31/2014 |  |  | FALSE | FALSE |  |  | FALSE | FALSE | FALSE | FALSE | FALSE | FALSE | FALSE | FALSE | FALSE
5454 | R-OutCmn-CFLfixt-27w-ext(27w)-dWP82 | Residential Outdoor Common-Area Lighting: CFL Fixture replaces pre-existing standard lighting Wattage. Measure includes Code case. Impacts: HOU = 3390; CDF = 0.09 | DEER1314 | Lighting Disposition | 7/31/2014 00:00:00 | Res-Oltg-Cmn-dWatt-CFL | Non-DEER | Scaled | BaseRatio |  |  | None |  | f |  | t | Res | Any | Lighting | OutCommon | Ltg_Fixture | CFL_fixt |  | OLtg-CFL-Cmn |  |  |  | CFLratio0407 | CFLratio0407 | CFLfixt-27w-ext(27w) | Standard | For SCE13LG007 until expiry date. Replaced by measure ID R-OutCmn-CFLfixt-27w-ext(27w)-dWP68 | f | f | Disposition: MeasuresList-October312014.xlsx | RobNc |  |  |  | None | 1/1/2013 | 10/30/2014 |  | FALSE | FALSE |  |  | FALSE | FALSE | FALSE | FALSE | FALSE | FALSE | FALSE | FALSE | FALSE
5455 | R-OutCmn-CFLfixt-30w-ext(30w)-dWP75 | Residential Outdoor Common-Area Lighting: CFL Fixture replaces pre-existing standard lighting Wattage. Measure includes Code case. Impacts: HOU = 3390; CDF = 0.09 | DEER1314 | Lighting Disposition | 7/24/2014 00:00:00 | Res-Oltg-Cmn-dWatt-CFL | Non-DEER | Scaled | BaseRatio |  |  | None |  | f |  | t | Res | Any | Lighting | OutCommon | Ltg_Fixture | CFL_fixt |  | OLtg-CFL-Cmn |  |  |  | CFLratio0353 | CFLratio0353 | CFLfixt-30w-ext(30w) | Standard | The measures replaces Measure ID = R-OutCmn-CFLfixt-30w-ext(30w)-dWP92 | f | f | Disposition: MeasuresList-October312014.xlsx | RobNc |  |  |  | None | 10/31/2014 |  |  | FALSE | FALSE |  |  | FALSE | FALSE | FALSE | FALSE | FALSE | FALSE | FALSE | FALSE | FALSE
5456 | R-OutCmn-CFLfixt-30w-ext(30w)-dWP92 | Residential Outdoor Common-Area Lighting: CFL Fixture replaces pre-existing standard lighting Wattage. Measure includes Code case. Impacts: HOU = 3390; CDF = 0.09 | DEER1314 | Lighting Disposition | 7/31/2014 00:00:00 | Res-Oltg-Cmn-dWatt-CFL | Non-DEER | Scaled | BaseRatio |  |  | None |  | f |  | t | Res | Any | Lighting | OutCommon | Ltg_Fixture | CFL_fixt |  | OLtg-CFL-Cmn |  |  |  | CFLratio0407 | CFLratio0407 | CFLfixt-30w-ext(30w) | Standard | For SCE13LG007 until expiry date. Replaced by measure ID R-OutCmn-CFLfixt-30w-ext(30w)-dWP75 | f | f | Disposition: MeasuresList-October312014.xlsx | RobNc |  |  |  | None | 1/1/2013 | 10/30/2014 |  | FALSE | FALSE |  |  | FALSE | FALSE | FALSE | FALSE | FALSE | FALSE | FALSE | FALSE | FALSE
5457 | R-OutCmn-CFLfixt-32w-ext(32w)-dWP80 | Residential Outdoor Common-Area Lighting: CFL Fixture replaces pre-existing standard lighting Wattage. Measure includes Code case. Impacts: HOU = 3390; CDF = 0.09 | DEER1314 | Lighting Disposition | 7/24/2014 00:00:00 | Res-Oltg-Cmn-dWatt-CFL | Non-DEER | Scaled | BaseRatio |  |  | None |  | f |  | t | Res | Any | Lighting | OutCommon | Ltg_Fixture | CFL_fixt |  | OLtg-CFL-Cmn |  |  |  | CFLratio0353 | CFLratio0353 | CFLfixt-32w-ext(32w) | Standard | The measures replaces Measure ID = R-OutCmn-CFLfixt-32w-ext(32w)-dWP98 | f | f | Disposition: MeasuresList-October312014.xlsx | RobNc |  |  |  | None | 10/31/2014 |  |  | FALSE | FALSE |  |  | FALSE | FALSE | FALSE | FALSE | FALSE | FALSE | FALSE | FALSE | FALSE
5458 | R-OutCmn-CFLfixt-32w-ext(32w)-dWP98 | Residential Outdoor Common-Area Lighting: CFL Fixture replaces pre-existing standard lighting Wattage. Measure includes Code case. Impacts: HOU = 3390; CDF = 0.09 | DEER1314 | Lighting Disposition | 7/31/2014 00:00:00 | Res-Oltg-Cmn-dWatt-CFL | Non-DEER | Scaled | BaseRatio |  |  | None |  | f |  | t | Res | Any | Lighting | OutCommon | Ltg_Fixture | CFL_fixt |  | OLtg-CFL-Cmn |  |  |  | CFLratio0407 | CFLratio0407 | CFLfixt-32w-ext(32w) | Standard | For SCE13LG007 until expiry date. Replaced by measure ID R-OutCmn-CFLfixt-32w-ext(32w)-dWP80 | f | f | Disposition: MeasuresList-October312014.xlsx | RobNc |  |  |  | None | 1/1/2013 | 10/30/2014 |  | FALSE | FALSE |  |  | FALSE | FALSE | FALSE | FALSE | FALSE | FALSE | FALSE | FALSE | FALSE
5459 | R-OutCmn-CFLfixt-36w-ext(36w)-dWP110 | Residential Outdoor Common-Area Lighting: CFL Fixture replaces pre-existing standard lighting Wattage. Measure includes Code case. Impacts: HOU = 3390; CDF = 0.09 | DEER1314 | Lighting Disposition | 7/31/2014 00:00:00 | Res-Oltg-Cmn-dWatt-CFL | Non-DEER | Scaled | BaseRatio |  |  | None |  | f |  | t | Res | Any | Lighting | OutCommon | Ltg_Fixture | CFL_fixt |  | OLtg-CFL-Cmn |  |  |  | CFLratio0407 | CFLratio0407 | CFLfixt-36w-ext(36w) | Standard | For SCE13LG007 until expiry date. Replaced by measure ID R-OutCmn-CFLfixt-36w-ext(36w)-dWP91 | f | f | Disposition: MeasuresList-October312014.xlsx | RobNc |  |  |  | None | 1/1/2013 | 10/30/2014 |  | FALSE | FALSE |  |  | FALSE | FALSE | FALSE | FALSE | FALSE | FALSE | FALSE | FALSE | FALSE
5460 | R-OutCmn-CFLfixt-36w-ext(36w)-dWP91 | Residential Outdoor Common-Area Lighting: CFL Fixture replaces pre-existing standard lighting Wattage. Measure includes Code case. Impacts: HOU = 3390; CDF = 0.09 | DEER1314 | Lighting Disposition | 7/24/2014 00:00:00 | Res-Oltg-Cmn-dWatt-CFL | Non-DEER | Scaled | BaseRatio |  |  | None |  | f |  | t | Res | Any | Lighting | OutCommon | Ltg_Fixture | CFL_fixt |  | OLtg-CFL-Cmn |  |  |  | CFLratio0353 | CFLratio0353 | CFLfixt-36w-ext(36w) | Standard | The measures replaces Measure ID = R-OutCmn-CFLfixt-36w-ext(36w)-dWP110 | f | f | Disposition: MeasuresList-October312014.xlsx | RobNc |  |  |  | None | 10/31/2014 |  |  | FALSE | FALSE |  |  | FALSE | FALSE | FALSE | FALSE | FALSE | FALSE | FALSE | FALSE | FALSE
5461 | R-OutCmn-CFLfixt-50w-ext(50w)-dWP126 | Residential Outdoor Common-Area Lighting: CFL Fixture replaces pre-existing standard lighting Wattage. Measure includes Code case. Impacts: HOU = 3390; CDF = 0.09 | DEER1314 | Lighting Disposition | 7/24/2014 00:00:00 | Res-Oltg-Cmn-dWatt-CFL | Non-DEER | Scaled | BaseRatio |  |  | None |  | f |  | t | Res | Any | Lighting | OutCommon | Ltg_Fixture | CFL_fixt |  | OLtg-CFL-Cmn |  |  |  | CFLratio0353 | CFLratio0353 | CFLfixt-50w-ext(50w) | Standard | The measures replaces Measure ID = R-OutCmn-CFLfixt-50w-ext(50w)-dWP153 | f | f | Disposition: MeasuresList-October312014.xlsx | RobNc |  |  |  | None | 10/31/2014 |  |  | FALSE | FALSE |  |  | FALSE | FALSE | FALSE | FALSE | FALSE | FALSE | FALSE | FALSE | FALSE
5462 | R-OutCmn-CFLfixt-50w-ext(50w)-dWP153 | Residential Outdoor Common-Area Lighting: CFL Fixture replaces pre-existing standard lighting Wattage. Measure includes Code case. Impacts: HOU = 3390; CDF = 0.09 | DEER1314 | Lighting Disposition | 7/31/2014 00:00:00 | Res-Oltg-Cmn-dWatt-CFL | Non-DEER | Scaled | BaseRatio |  |  | None |  | f |  | t | Res | Any | Lighting | OutCommon | Ltg_Fixture | CFL_fixt |  | OLtg-CFL-Cmn |  |  |  | CFLratio0407 | CFLratio0407 | CFLfixt-50w-ext(50w) | Standard | For SCE13LG007 until expiry date. Replaced by measure ID R-OutCmn-CFLfixt-50w-ext(50w)-dWP126 | f | f | Disposition: MeasuresList-October312014.xlsx | RobNc |  |  |  | None | 1/1/2013 | 10/30/2014 |  | FALSE | FALSE |  |  | FALSE | FALSE | FALSE | FALSE | FALSE | FALSE | FALSE | FALSE | FALSE
5463 | R-OutCmn-CFLfixt-55w-ext(55w)-dWP139 | Residential Outdoor Common-Area Lighting: CFL Fixture replaces pre-existing standard lighting Wattage. Measure includes Code case. Impacts: HOU = 3390; CDF = 0.09 | DEER1314 | Lighting Disposition | 7/24/2014 00:00:00 | Res-Oltg-Cmn-dWatt-CFL | Non-DEER | Scaled | BaseRatio |  |  | None |  | f |  | t | Res | Any | Lighting | OutCommon | Ltg_Fixture | CFL_fixt |  | OLtg-CFL-Cmn |  |  |  | CFLratio0353 | CFLratio0353 | CFLfixt-55w-ext(55w) | Standard | The measures replaces Measure ID = R-OutCmn-CFLfixt-55w-ext(55w)-dWP168 | f | f | Disposition: MeasuresList-October312014.xlsx | RobNc |  |  |  | None | 10/31/2014 |  |  | FALSE | FALSE |  |  | FALSE | FALSE | FALSE | FALSE | FALSE | FALSE | FALSE | FALSE | FALSE
5464 | R-OutCmn-CFLfixt-55w-ext(55w)-dWP168 | Residential Outdoor Common-Area Lighting: CFL Fixture replaces pre-existing standard lighting Wattage. Measure includes Code case. Impacts: HOU = 3390; CDF = 0.09 | DEER1314 | Lighting Disposition | 7/31/2014 00:00:00 | Res-Oltg-Cmn-dWatt-CFL | Non-DEER | Scaled | BaseRatio |  |  | None |  | f |  | t | Res | Any | Lighting | OutCommon | Ltg_Fixture | CFL_fixt |  | OLtg-CFL-Cmn |  |  |  | CFLratio0407 | CFLratio0407 | CFLfixt-55w-ext(55w) | Standard | For SCE13LG007 until expiry date. Replaced by measure ID R-OutCmn-CFLfixt-55w-ext(55w)-dWP139 | f | f | Disposition: MeasuresList-October312014.xlsx | RobNc |  |  |  | None | 1/1/2013 | 10/30/2014 |  | FALSE | FALSE |  |  | FALSE | FALSE | FALSE | FALSE | FALSE | FALSE | FALSE | FALSE | FALSE
5465 | R-OutCmn-CFLfixt-65w-ext(65w)-dWP164 | Residential Outdoor Common-Area Lighting: CFL Fixture replaces pre-existing standard lighting Wattage. Measure includes Code case. Impacts: HOU = 3390; CDF = 0.09 | DEER1314 | Lighting Disposition | 7/24/2014 00:00:00 | Res-Oltg-Cmn-dWatt-CFL | Non-DEER | Scaled | BaseRatio |  |  | None |  | f |  | t | Res | Any | Lighting | OutCommon | Ltg_Fixture | CFL_fixt |  | OLtg-CFL-Cmn |  |  |  | CFLratio0353 | CFLratio0353 | CFLfixt-65w-ext(65w) | Standard | The measures replaces Measure ID = R-OutCmn-CFLfixt-65w-ext(65w)-dWP199 | f | f | Disposition: MeasuresList-October312014.xlsx | RobNc |  |  |  | None | 10/31/2014 |  |  | FALSE | FALSE |  |  | FALSE | FALSE | FALSE | FALSE | FALSE | FALSE | FALSE | FALSE | FALSE
5466 | R-OutCmn-CFLfixt-65w-ext(65w)-dWP199 | Residential Outdoor Common-Area Lighting: CFL Fixture replaces pre-existing standard lighting Wattage. Measure includes Code case. Impacts: HOU = 3390; CDF = 0.09 | DEER1314 | Lighting Disposition | 7/31/2014 00:00:00 | Res-Oltg-Cmn-dWatt-CFL | Non-DEER | Scaled | BaseRatio |  |  | None |  | f |  | t | Res | Any | Lighting | OutCommon | Ltg_Fixture | CFL_fixt |  | OLtg-CFL-Cmn |  |  |  | CFLratio0407 | CFLratio0407 | CFLfixt-65w-ext(65w) | Standard | For SCE13LG007 until expiry date. Replaced by measure ID R-OutCmn-CFLfixt-65w-ext(65w)-dWP164 | f | f | Disposition: MeasuresList-October312014.xlsx | RobNc |  |  |  | None | 1/1/2013 | 10/30/2014 |  | FALSE | FALSE |  |  | FALSE | FALSE | FALSE | FALSE | FALSE | FALSE | FALSE | FALSE | FALSE
5467 | R-OutCmn-CFLfixt-70w-ext(70w)-dWP177 | Residential Outdoor Common-Area Lighting: CFL Fixture replaces pre-existing standard lighting Wattage. Measure includes Code case. Impacts: HOU = 3390; CDF = 0.09 | DEER1314 | Lighting Disposition | 7/24/2014 00:00:00 | Res-Oltg-Cmn-dWatt-CFL | Non-DEER | Scaled | BaseRatio |  |  | None |  | f |  | t | Res | Any | Lighting | OutCommon | Ltg_Fixture | CFL_fixt |  | OLtg-CFL-Cmn |  |  |  | CFLratio0353 | CFLratio0353 | CFLfixt-70w-ext(70w) | Standard | The measures replaces Measure ID = R-OutCmn-CFLfixt-70w-ext(70w)-dWP214 | f | f | Disposition: MeasuresList-October312014.xlsx | RobNc |  |  |  | None | 10/31/2014 |  |  | FALSE | FALSE |  |  | FALSE | FALSE | FALSE | FALSE | FALSE | FALSE | FALSE | FALSE | FALSE
5468 | R-OutCmn-CFLfixt-70w-ext(70w)-dWP214 | Residential Outdoor Common-Area Lighting: CFL Fixture replaces pre-existing standard lighting Wattage. Measure includes Code case. Impacts: HOU = 3390; CDF = 0.09 | DEER1314 | Lighting Disposition | 7/31/2014 00:00:00 | Res-Oltg-Cmn-dWatt-CFL | Non-DEER | Scaled | BaseRatio |  |  | None |  | f |  | t | Res | Any | Lighting | OutCommon | Ltg_Fixture | CFL_fixt |  | OLtg-CFL-Cmn |  |  |  | CFLratio0407 | CFLratio0407 | CFLfixt-70w-ext(70w) | Standard | For SCE13LG007 until expiry date. Replaced by measure ID R-OutCmn-CFLfixt-70w-ext(70w)-dWP177 | f | f | Disposition: MeasuresList-October312014.xlsx | RobNc |  |  |  | None | 1/1/2013 | 10/30/2014 |  | FALSE | FALSE |  |  | FALSE | FALSE | FALSE | FALSE | FALSE | FALSE | FALSE | FALSE | FALSE
5469 | R-OutCmn-CFLscw-Ext(11w)-dWP33 | Residential Outdoor Common-Area Lighting: CFL Lamp with integated Ballast replaces pre-existing standard lighting Wattage. Measure includes Code case. Impacts: HOU = 3390; CDF = 0.09 | DEER1314 | Lighting Disposition | 7/24/2014 00:00:00 | Res-Oltg-Cmn-dWatt-CFL | Non-DEER | Scaled | BaseRatio |  |  | None |  | f |  | t | Res | Any | Lighting | OutCommon | Ltg_Lamp | CFLint_lamp |  | OLtg-CFL-Cmn |  |  |  | CFLratio0407 | CFLratio0407 | CFLscw-Ext(11w) | Standard |  | f | f | Disposition: MeasuresList-October312014.xlsx | RobNc |  |  |  | None | 1/1/2013 | 5/31/2015 | DEER2015 Uncertain Msr Update (Msr Expires) | TRUE | TRUE | 11 | 1 | FALSE | FALSE | FALSE | FALSE | TRUE | FALSE | FALSE | FALSE | FALSE
5470 | R-OutCmn-CFLscw-Ext(13w)-dWP39 | Residential Outdoor Common-Area Lighting: CFL Lamp with integated Ballast replaces pre-existing standard lighting Wattage. Measure includes Code case. Impacts: HOU = 3390; CDF = 0.09 | DEER1314 | Lighting Disposition | 7/24/2014 00:00:00 | Res-Oltg-Cmn-dWatt-CFL | Non-DEER | Scaled | BaseRatio |  |  | None |  | f |  | t | Res | Any | Lighting | OutCommon | Ltg_Lamp | CFLint_lamp |  | OLtg-CFL-Cmn |  |  |  | CFLratio0407 | CFLratio0407 | CFLscw-Ext(13w) | Standard |  | f | f | Disposition: MeasuresList-October312014.xlsx | RobNc |  |  |  | None | 1/1/2013 | 5/31/2015 | DEER2015 Uncertain Msr Update (Msr Expires) | TRUE | TRUE | 13 | 1 | FALSE | FALSE | FALSE | FALSE | TRUE | FALSE | FALSE | FALSE | FALSE
5471 | R-OutCmn-CFLscw-Ext(14w)-dWP42 | Residential Outdoor Common-Area Lighting: CFL Lamp with integated Ballast replaces pre-existing standard lighting Wattage. Measure includes Code case. Impacts: HOU = 3390; CDF = 0.09 | DEER1314 | Lighting Disposition | 7/24/2014 00:00:00 | Res-Oltg-Cmn-dWatt-CFL | Non-DEER | Scaled | BaseRatio |  |  | None |  | f |  | t | Res | Any | Lighting | OutCommon | Ltg_Lamp | CFLint_lamp |  | OLtg-CFL-Cmn |  |  |  | CFLratio0407 | CFLratio0407 | CFLscw-Ext(14w) | Standard |  | f | f | Disposition: MeasuresList-October312014.xlsx | RobNc |  |  |  | None | 1/1/2013 | 5/31/2015 | DEER2015 Uncertain Msr Update (Msr Expires) | TRUE | TRUE | 14 | 1 | FALSE | FALSE | FALSE | FALSE | TRUE | FALSE | FALSE | FALSE | FALSE
5472 | R-OutCmn-CFLscw-Ext(15w)-dWP46 | Residential Outdoor Common-Area Lighting: CFL Lamp with integated Ballast replaces pre-existing standard lighting Wattage. Measure includes Code case. Impacts: HOU = 3390; CDF = 0.09 | DEER1314 | Lighting Disposition | 7/24/2014 00:00:00 | Res-Oltg-Cmn-dWatt-CFL | Non-DEER | Scaled | BaseRatio |  |  | None |  | f |  | t | Res | Any | Lighting | OutCommon | Ltg_Lamp | CFLint_lamp |  | OLtg-CFL-Cmn |  |  |  | CFLratio0407 | CFLratio0407 | CFLscw-Ext(15w) | Standard |  | f | f | Disposition: MeasuresList-October312014.xlsx | RobNc |  |  |  | None | 1/1/2013 | 5/31/2015 | DEER2015 Uncertain Msr Update (Msr Expires) | TRUE | TRUE | 15 | 1 | FALSE | FALSE | FALSE | FALSE | TRUE | FALSE | FALSE | FALSE | FALSE
5473 | R-OutCmn-CFLscw-Ext(18w)-dWP55 | Residential Outdoor Common-Area Lighting: CFL Lamp with integated Ballast replaces pre-existing standard lighting Wattage. Measure includes Code case. Impacts: HOU = 3390; CDF = 0.09 | DEER1314 | Lighting Disposition | 7/24/2014 00:00:00 | Res-Oltg-Cmn-dWatt-CFL | Non-DEER | Scaled | BaseRatio |  |  | None |  | f |  | t | Res | Any | Lighting | OutCommon | Ltg_Lamp | CFLint_lamp |  | OLtg-CFL-Cmn |  |  |  | CFLratio0407 | CFLratio0407 | CFLscw-Ext(18w) | Standard |  | f | f | Disposition: MeasuresList-October312014.xlsx | RobNc |  |  |  | None | 1/1/2013 | 5/31/2015 | DEER2015 Uncertain Msr Update (Msr Expires) | TRUE | TRUE | 18 | 1 | FALSE | FALSE | FALSE | FALSE | TRUE | FALSE | FALSE | FALSE | FALSE
5474 | R-OutCmn-CFLscw-Ext(19w)-dWP58 | Residential Outdoor Common-Area Lighting: CFL Lamp with integated Ballast replaces pre-existing standard lighting Wattage. Measure includes Code case. Impacts: HOU = 3390; CDF = 0.09 | DEER1314 | Lighting Disposition | 7/24/2014 00:00:00 | Res-Oltg-Cmn-dWatt-CFL | Non-DEER | Scaled | BaseRatio |  |  | None |  | f |  | t | Res | Any | Lighting | OutCommon | Ltg_Lamp | CFLint_lamp |  | OLtg-CFL-Cmn |  |  |  | CFLratio0407 | CFLratio0407 | CFLscw-Ext(19w) | Standard |  | f | f | Disposition: MeasuresList-October312014.xlsx | RobNc |  |  |  | None | 1/1/2013 | 5/31/2015 | DEER2015 Uncertain Msr Update (Msr Expires) | TRUE | TRUE | 19 | 1 | FALSE | FALSE | FALSE | FALSE | TRUE | FALSE | FALSE | FALSE | FALSE
5475 | R-OutCmn-CFLscw-Ext(20w)-dWP61 | Residential Outdoor Common-Area Lighting: CFL Lamp with integated Ballast replaces pre-existing standard lighting Wattage. Measure includes Code case. Impacts: HOU = 3390; CDF = 0.09 | DEER1314 | Lighting Disposition | 7/24/2014 00:00:00 | Res-Oltg-Cmn-dWatt-CFL | Non-DEER | Scaled | BaseRatio |  |  | None |  | f |  | t | Res | Any | Lighting | OutCommon | Ltg_Lamp | CFLint_lamp |  | OLtg-CFL-Cmn |  |  |  | CFLratio0407 | CFLratio0407 | CFLscw-Ext(20w) | Standard |  | f | f | Disposition: MeasuresList-October312014.xlsx | RobNc |  |  |  | None | 1/1/2013 | 5/31/2015 | DEER2015 Uncertain Msr Update (Msr Expires) | TRUE | TRUE | 20 | 1 | FALSE | FALSE | FALSE | FALSE | TRUE | FALSE | FALSE | FALSE | FALSE
5476 | R-OutCmn-CFLscw-Ext(22w)-dWP67 | Residential Outdoor Common-Area Lighting: CFL Lamp with integated Ballast replaces pre-existing standard lighting Wattage. Measure includes Code case. Impacts: HOU = 3390; CDF = 0.09 | DEER1314 | Lighting Disposition | 7/24/2014 00:00:00 | Res-Oltg-Cmn-dWatt-CFL | Non-DEER | Scaled | BaseRatio |  |  | None |  | f |  | t | Res | Any | Lighting | OutCommon | Ltg_Lamp | CFLint_lamp |  | OLtg-CFL-Cmn |  |  |  | CFLratio0407 | CFLratio0407 | CFLscw-Ext(22w) | Standard |  | f | f | Disposition: MeasuresList-October312014.xlsx | RobNc |  |  |  | None | 1/1/2013 | 5/31/2015 | DEER2015 Uncertain Msr Update (Msr Expires) | TRUE | TRUE | 22 | 1 | FALSE | FALSE | FALSE | FALSE | TRUE | FALSE | FALSE | FALSE | FALSE
5477 | R-OutCmn-CFLscw-Ext(23w)-dWP70 | Residential Outdoor Common-Area Lighting: CFL Lamp with integated Ballast replaces pre-existing standard lighting Wattage. Measure includes Code case. Impacts: HOU = 3390; CDF = 0.09 | DEER1314 | Lighting Disposition | 7/24/2014 00:00:00 | Res-Oltg-Cmn-dWatt-CFL | Non-DEER | Scaled | BaseRatio |  |  | None |  | f |  | t | Res | Any | Lighting | OutCommon | Ltg_Lamp | CFLint_lamp |  | OLtg-CFL-Cmn |  |  |  | CFLratio0407 | CFLratio0407 | CFLscw-Ext(23w) | Standard |  | f | f | Disposition: MeasuresList-October312014.xlsx | RobNc |  |  |  | None | 1/1/2013 | 5/31/2015 | DEER2015 Uncertain Msr Update (Msr Expires) | TRUE | TRUE | 23 | 1 | FALSE | FALSE | FALSE | FALSE | TRUE | FALSE | FALSE | FALSE | FALSE
5478 | R-OutCmn-CFLscw-Ext(24w)-dWP73 | Residential Outdoor Common-Area Lighting: CFL Lamp with integated Ballast replaces pre-existing standard lighting Wattage. Measure includes Code case. Impacts: HOU = 3390; CDF = 0.09 | DEER1314 | Lighting Disposition | 7/24/2014 00:00:00 | Res-Oltg-Cmn-dWatt-CFL | Non-DEER | Scaled | BaseRatio |  |  | None |  | f |  | t | Res | Any | Lighting | OutCommon | Ltg_Lamp | CFLint_lamp |  | OLtg-CFL-Cmn |  |  |  | CFLratio0407 | CFLratio0407 | CFLscw-Ext(24w) | Standard |  | f | f | Disposition: MeasuresList-October312014.xlsx | RobNc |  |  |  | None | 1/1/2013 | 5/31/2015 | DEER2015 Uncertain Msr Update (Msr Expires) | TRUE | TRUE | 24 | 1 | FALSE | FALSE | FALSE | FALSE | TRUE | FALSE | FALSE | FALSE | FALSE
5479 | R-OutCmn-CFLscw-Ext(25w)-dWP76 | Residential Outdoor Common-Area Lighting: CFL Lamp with integated Ballast replaces pre-existing standard lighting Wattage. Measure includes Code case. Impacts: HOU = 3390; CDF = 0.09 | DEER1314 | Lighting Disposition | 7/24/2014 00:00:00 | Res-Oltg-Cmn-dWatt-CFL | Non-DEER | Scaled | BaseRatio |  |  | None |  | f |  | t | Res | Any | Lighting | OutCommon | Ltg_Lamp | CFLint_lamp |  | OLtg-CFL-Cmn |  |  |  | CFLratio0407 | CFLratio0407 | CFLscw-Ext(25w) | Standard |  | f | f | Disposition: MeasuresList-October312014.xlsx | RobNc |  |  |  | None | 1/1/2013 | 5/31/2015 | DEER2015 Uncertain Msr Update (Msr Expires) | TRUE | TRUE | 25 | 1 | FALSE | FALSE | FALSE | FALSE | TRUE | FALSE | FALSE | FALSE | FALSE
5480 | R-OutCmn-CFLscw-Ext(26w)-dWP79 | Residential Outdoor Common-Area Lighting: CFL Lamp with integated Ballast replaces pre-existing standard lighting Wattage. Measure includes Code case. Impacts: HOU = 3390; CDF = 0.09 | DEER1314 | Lighting Disposition | 7/24/2014 00:00:00 | Res-Oltg-Cmn-dWatt-CFL | Non-DEER | Scaled | BaseRatio |  |  | None |  | f |  | t | Res | Any | Lighting | OutCommon | Ltg_Lamp | CFLint_lamp |  | OLtg-CFL-Cmn |  |  |  | CFLratio0407 | CFLratio0407 | CFLscw-Ext(26w) | Standard |  | f | f | Disposition: MeasuresList-October312014.xlsx | RobNc |  |  |  | None | 1/1/2013 | 5/31/2015 | DEER2015 Uncertain Msr Update (Msr Expires) | TRUE | TRUE | 26 | 1 | FALSE | FALSE | FALSE | FALSE | TRUE | FALSE | FALSE | FALSE | FALSE
5481 | R-OutCmn-CFLscw-Ext(27w)-dWP82 | Residential Outdoor Common-Area Lighting: CFL Lamp with integated Ballast replaces pre-existing standard lighting Wattage. Measure includes Code case. Impacts: HOU = 3390; CDF = 0.09 | DEER1314 | Lighting Disposition | 7/24/2014 00:00:00 | Res-Oltg-Cmn-dWatt-CFL | Non-DEER | Scaled | BaseRatio |  |  | None |  | f |  | t | Res | Any | Lighting | OutCommon | Ltg_Lamp | CFLint_lamp |  | OLtg-CFL-Cmn |  |  |  | CFLratio0407 | CFLratio0407 | CFLscw-Ext(27w) | Standard |  | f | f | Disposition: MeasuresList-October312014.xlsx | RobNc |  |  |  | None | 1/1/2013 | 5/31/2015 | DEER2015 Uncertain Msr Update (Msr Expires) | TRUE | TRUE | 27 | 1 | FALSE | FALSE | FALSE | FALSE | TRUE | FALSE | FALSE | FALSE | FALSE
5482 | R-OutCmn-CFLscw-Ext(9w)-dWP27 | Residential Outdoor Common-Area Lighting: CFL Lamp with integated Ballast replaces pre-existing standard lighting Wattage. Measure includes Code case. Impacts: HOU = 3390; CDF = 0.09 | DEER1314 | Lighting Disposition | 7/24/2014 00:00:00 | Res-Oltg-Cmn-dWatt-CFL | Non-DEER | Scaled | BaseRatio |  |  | None |  | f |  | t | Res | Any | Lighting | OutCommon | Ltg_Lamp | CFLint_lamp |  | OLtg-CFL-Cmn |  |  |  | CFLratio0407 | CFLratio0407 | CFLscw-Ext(9w) | Standard |  | f | f | Disposition: MeasuresList-October312014.xlsx | RobNc |  |  |  | None | 1/1/2013 | 5/31/2015 | DEER2015 Uncertain Msr Update (Msr Expires) | TRUE | TRUE | 9 | 1 | FALSE | FALSE | FALSE | FALSE | TRUE | FALSE | FALSE | FALSE | FALSE
5483 | R-OutCmn-CFLscw-Refl-Ext(13w)-dWP39 | Residential Outdoor Common-Area Lighting: CFL Lamp with integated Ballast replaces pre-existing standard lighting Wattage. Measure includes Code case. Impacts: HOU = 3390; CDF = 0.09 | DEER1314 | Lighting Disposition | 7/24/2014 00:00:00 | Res-Oltg-Cmn-dWatt-CFL | Non-DEER | Scaled | BaseRatio |  |  | None |  | f |  | t | Res | Any | Lighting | OutCommon | Ltg_Lamp | CFLint_lamp |  | OLtg-CFL-Cmn |  |  |  | CFLratio0407 | CFLratio0407 | CFLscw-Refl-Ext(13w) | Standard |  | f | f | Disposition: MeasuresList-October312014.xlsx | RobNc |  |  |  | None | 1/1/2013 | 5/31/2015 | DEER2015 Uncertain Msr Update (Msr Expires) | TRUE | TRUE | 13 | 1 | FALSE | FALSE | FALSE | FALSE | TRUE | FALSE | FALSE | FALSE | FALSE
5484 | R-OutCmn-CFLscw-Refl-Ext(14w)-dWP42 | Residential Outdoor Common-Area Lighting: CFL Lamp with integated Ballast replaces pre-existing standard lighting Wattage. Measure includes Code case. Impacts: HOU = 3390; CDF = 0.09 | DEER1314 | Lighting Disposition | 7/24/2014 00:00:00 | Res-Oltg-Cmn-dWatt-CFL | Non-DEER | Scaled | BaseRatio |  |  | None |  | f |  | t | Res | Any | Lighting | OutCommon | Ltg_Lamp | CFLint_lamp |  | OLtg-CFL-Cmn |  |  |  | CFLratio0407 | CFLratio0407 | CFLscw-Refl-Ext(14w) | Standard |  | f | f | Disposition: MeasuresList-October312014.xlsx | RobNc |  |  |  | None | 1/1/2013 | 5/31/2015 | DEER2015 Uncertain Msr Update (Msr Expires) | TRUE | TRUE | 14 | 1 | FALSE | FALSE | FALSE | FALSE | TRUE | FALSE | FALSE | FALSE | FALSE
5485 | R-OutCmn-CFLscw-Refl-Ext(15w)-dWP46 | Residential Outdoor Common-Area Lighting: CFL Lamp with integated Ballast replaces pre-existing standard lighting Wattage. Measure includes Code case. Impacts: HOU = 3390; CDF = 0.09 | DEER1314 | Lighting Disposition | 7/24/2014 00:00:00 | Res-Oltg-Cmn-dWatt-CFL | Non-DEER | Scaled | BaseRatio |  |  | None |  | f |  | t | Res | Any | Lighting | OutCommon | Ltg_Lamp | CFLint_lamp |  | OLtg-CFL-Cmn |  |  |  | CFLratio0407 | CFLratio0407 | CFLscw-Refl-Ext(15w) | Standard |  | f | f | Disposition: MeasuresList-October312014.xlsx | RobNc |  |  |  | None | 1/1/2013 | 5/31/2015 | DEER2015 Uncertain Msr Update (Msr Expires) | TRUE | TRUE | 15 | 1 | FALSE | FALSE | FALSE | FALSE | TRUE | FALSE | FALSE | FALSE | FALSE
5486 | R-OutCmn-CFLscw-Refl-Ext(16w)-dWP49 | Residential Outdoor Common-Area Lighting: CFL Lamp with integated Ballast replaces pre-existing standard lighting Wattage. Measure includes Code case. Impacts: HOU = 3390; CDF = 0.09 | DEER1314 | Lighting Disposition | 7/24/2014 00:00:00 | Res-Oltg-Cmn-dWatt-CFL | Non-DEER | Scaled | BaseRatio |  |  | None |  | f |  | t | Res | Any | Lighting | OutCommon | Ltg_Lamp | CFLint_lamp |  | OLtg-CFL-Cmn |  |  |  | CFLratio0407 | CFLratio0407 | CFLscw-Refl-Ext(16w) | Standard |  | f | f | Disposition: MeasuresList-October312014.xlsx | RobNc |  |  |  | None | 1/1/2013 | 5/31/2015 | DEER2015 Uncertain Msr Update (Msr Expires) | TRUE | TRUE | 16 | 1 | FALSE | FALSE | FALSE | FALSE | TRUE | FALSE | FALSE | FALSE | FALSE
5487 | R-OutCmn-CFLscw-Refl-Ext(18w)-dWP55 | Residential Outdoor Common-Area Lighting: CFL Lamp with integated Ballast replaces pre-existing standard lighting Wattage. Measure includes Code case. Impacts: HOU = 3390; CDF = 0.09 | DEER1314 | Lighting Disposition | 7/24/2014 00:00:00 | Res-Oltg-Cmn-dWatt-CFL | Non-DEER | Scaled | BaseRatio |  |  | None |  | f |  | t | Res | Any | Lighting | OutCommon | Ltg_Lamp | CFLint_lamp |  | OLtg-CFL-Cmn |  |  |  | CFLratio0407 | CFLratio0407 | CFLscw-Refl-Ext(18w) | Standard |  | f | f | Disposition: MeasuresList-October312014.xlsx | RobNc |  |  |  | None | 1/1/2013 | 5/31/2015 | DEER2015 Uncertain Msr Update (Msr Expires) | TRUE | TRUE | 18 | 1 | FALSE | FALSE | FALSE | FALSE | TRUE | FALSE | FALSE | FALSE | FALSE
5488 | R-OutCmn-CFLscw-Refl-Ext(20w)-dWP61 | Residential Outdoor Common-Area Lighting: CFL Lamp with integated Ballast replaces pre-existing standard lighting Wattage. Measure includes Code case. Impacts: HOU = 3390; CDF = 0.09 | DEER1314 | Lighting Disposition | 7/24/2014 00:00:00 | Res-Oltg-Cmn-dWatt-CFL | Non-DEER | Scaled | BaseRatio |  |  | None |  | f |  | t | Res | Any | Lighting | OutCommon | Ltg_Lamp | CFLint_lamp |  | OLtg-CFL-Cmn |  |  |  | CFLratio0407 | CFLratio0407 | CFLscw-Refl-Ext(20w) | Standard |  | f | f | Disposition: MeasuresList-October312014.xlsx | RobNc |  |  |  | None | 1/1/2013 | 5/31/2015 | DEER2015 Uncertain Msr Update (Msr Expires) | TRUE | TRUE | 20 | 1 | FALSE | FALSE | FALSE | FALSE | TRUE | FALSE | FALSE | FALSE | FALSE
5489 | R-OutCmn-CFLscw-Refl-Ext(23w)-dWP70 | Residential Outdoor Common-Area Lighting: CFL Lamp with integated Ballast replaces pre-existing standard lighting Wattage. Measure includes Code case. Impacts: HOU = 3390; CDF = 0.09 | DEER1314 | Lighting Disposition | 7/24/2014 00:00:00 | Res-Oltg-Cmn-dWatt-CFL | Non-DEER | Scaled | BaseRatio |  |  | None |  | f |  | t | Res | Any | Lighting | OutCommon | Ltg_Lamp | CFLint_lamp |  | OLtg-CFL-Cmn |  |  |  | CFLratio0407 | CFLratio0407 | CFLscw-Refl-Ext(23w) | Standard |  | f | f | Disposition: MeasuresList-October312014.xlsx | RobNc |  |  |  | None | 1/1/2013 | 5/31/2015 | DEER2015 Uncertain Msr Update (Msr Expires) | TRUE | TRUE | 23 | 1 | FALSE | FALSE | FALSE | FALSE | TRUE | FALSE | FALSE | FALSE | FALSE
5490 | R-OutCmn-LED-A19-Ext(10w)-dWP19 | Residential Outdoor Common-Area Lighting: LED Lamp replaces pre-existing standard lighting Wattage. Measure includes Code case. Impacts: HOU = 3390; CDF = 0.09 | DEER1314 | Lighting Disposition | 7/30/2014 00:00:00 | Res-Oltg-Cmn-dWatt-CFL | Non-DEER | Scaled | BaseRatio |  |  | None |  | f |  | t | Res | Any | Lighting | OutCommon | Ltg_Lamp | LED_lamp |  | OLtg-Res-LED-50000hr-Cmn |  |  |  | LEDratio0296 | LEDratio0296 | LED-A19-Ext(10w) | Standard |  | f | f | Disposition: MeasuresList-October312014.xlsx | RobNc |  |  |  | None | 1/1/2013 |  |  | FALSE | FALSE |  |  | FALSE | FALSE | FALSE | FALSE | FALSE | FALSE | FALSE | FALSE | FALSE
5491 | R-OutCmn-LED-A19-Ext(4w)-dWP7 | Residential Outdoor Common-Area Lighting: LED Lamp replaces pre-existing standard lighting Wattage. Measure includes Code case. Impacts: HOU = 3390; CDF = 0.09 | DEER1314 | Lighting Disposition | 7/30/2014 00:00:00 | Res-Oltg-Cmn-dWatt-CFL | Non-DEER | Scaled | BaseRatio |  |  | None |  | f |  | t | Res | Any | Lighting | OutCommon | Ltg_Lamp | LED_lamp |  | OLtg-Res-LED-50000hr-Cmn |  |  |  | LEDratio0296 | LEDratio0296 | LED-A19-Ext(4w) | Standard |  | f | f | Disposition: MeasuresList-October312014.xlsx | RobNc |  |  |  | None | 1/1/2013 |  |  | FALSE | FALSE |  |  | FALSE | FALSE | FALSE | FALSE | FALSE | FALSE | FALSE | FALSE | FALSE
5492 | R-OutCmn-LED-MR16-Ext(3w)-dWP9 | Residential Outdoor Common-Area Lighting: LED Lamp replaces pre-existing standard lighting Wattage. Measure includes Code case. Impacts: HOU = 3390; CDF = 0.09 | DEER1314 | Lighting Disposition | 7/30/2014 00:00:00 | Res-Oltg-Cmn-dWatt-CFL | Non-DEER | Scaled | BaseRatio |  |  | None |  | f |  | t | Res | Any | Lighting | OutCommon | Ltg_Lamp | LED_lamp |  | OLtg-Res-LED-50000hr-Cmn |  |  |  | LEDratio0424 | LEDratio0424 | LED-MR16-Ext(3w) | Standard |  | f | f | Disposition: MeasuresList-October312014.xlsx | RobNc |  |  |  | None | 1/1/2013 |  |  | FALSE | FALSE |  |  | FALSE | FALSE | FALSE | FALSE | FALSE | FALSE | FALSE | FALSE | FALSE
5493 | R-OutCmn-LED-MR16-Ext(7w)-dWP22 | Residential Outdoor Common-Area Lighting: LED Lamp replaces pre-existing standard lighting Wattage. Measure includes Code case. Impacts: HOU = 3390; CDF = 0.09 | DEER1314 | Lighting Disposition | 7/30/2014 00:00:00 | Res-Oltg-Cmn-dWatt-CFL | Non-DEER | Scaled | BaseRatio |  |  | None |  | f |  | t | Res | Any | Lighting | OutCommon | Ltg_Lamp | LED_lamp |  | OLtg-Res-LED-50000hr-Cmn |  |  |  | LEDratio0424 | LEDratio0424 | LED-MR16-Ext(7w) | Standard |  | f | f | Disposition: MeasuresList-October312014.xlsx | RobNc |  |  |  | None | 1/1/2013 |  |  | FALSE | FALSE |  |  | FALSE | FALSE | FALSE | FALSE | FALSE | FALSE | FALSE | FALSE | FALSE
5494 | R-OutCmn-LED-PAR30-Ext(15w)-dWP36 | Residential Outdoor Common-Area Lighting: LED Lamp replaces pre-existing standard lighting Wattage. Measure includes Code case. Impacts: HOU = 3390; CDF = 0.09 | DEER1314 | Lighting Disposition | 7/30/2014 00:00:00 | Res-Oltg-Cmn-dWatt-CFL | Non-DEER | Scaled | BaseRatio |  |  | None |  | f |  | t | Res | Any | Lighting | OutCommon | Ltg_Lamp | LED_lamp |  | OLtg-Res-LED-50000hr-Cmn |  |  |  | LEDratio0342 | LEDratio0342 | LED-PAR30-Ext(15w) | Standard |  | f | f | Disposition: MeasuresList-October312014.xlsx | RobNc |  |  |  | None | 1/1/2013 |  |  | FALSE | FALSE |  |  | FALSE | FALSE | FALSE | FALSE | FALSE | FALSE | FALSE | FALSE | FALSE
5495 | R-OutCmn-LED-PAR30-Ext(6w)-dWP14 | Residential Outdoor Common-Area Lighting: LED Lamp replaces pre-existing standard lighting Wattage. Measure includes Code case. Impacts: HOU = 3390; CDF = 0.09 | DEER1314 | Lighting Disposition | 7/30/2014 00:00:00 | Res-Oltg-Cmn-dWatt-CFL | Non-DEER | Scaled | BaseRatio |  |  | None |  | f |  | t | Res | Any | Lighting | OutCommon | Ltg_Lamp | LED_lamp |  | OLtg-Res-LED-50000hr-Cmn |  |  |  | LEDratio0342 | LEDratio0342 | LED-PAR30-Ext(6w) | Standard |  | f | f | Disposition: MeasuresList-October312014.xlsx | RobNc |  |  |  | None | 1/1/2013 |  |  | FALSE | FALSE |  |  | FALSE | FALSE | FALSE | FALSE | FALSE | FALSE | FALSE | FALSE | FALSE
5496 | R-OutCmn-LED-PAR38-Ext(17w)-dWP47 | Residential Outdoor Common-Area Lighting: LED Lamp replaces pre-existing standard lighting Wattage. Measure includes Code case. Impacts: HOU = 3390; CDF = 0.09 | DEER1314 | Lighting Disposition | 7/30/2014 00:00:00 | Res-Oltg-Cmn-dWatt-CFL | Non-DEER | Scaled | BaseRatio |  |  | None |  | f |  | t | Res | Any | Lighting | OutCommon | Ltg_Lamp | LED_lamp |  | OLtg-Res-LED-50000hr-Cmn |  |  |  | LEDratio0381 | LEDratio0381 | LED-PAR38-Ext(17w) | Standard |  | f | f | Disposition: MeasuresList-October312014.xlsx | RobNc |  |  |  | None | 1/1/2013 |  |  | FALSE | FALSE |  |  | FALSE | FALSE | FALSE | FALSE | FALSE | FALSE | FALSE | FALSE | FALSE
5497 | R-OutCmn-LED-PAR38-Ext(7w)-dWP19 | Residential Outdoor Common-Area Lighting: LED Lamp replaces pre-existing standard lighting Wattage. Measure includes Code case. Impacts: HOU = 3390; CDF = 0.09 | DEER1314 | Lighting Disposition | 7/30/2014 00:00:00 | Res-Oltg-Cmn-dWatt-CFL | Non-DEER | Scaled | BaseRatio |  |  | None |  | f |  | t | Res | Any | Lighting | OutCommon | Ltg_Lamp | LED_lamp |  | OLtg-Res-LED-50000hr-Cmn |  |  |  | LEDratio0381 | LEDratio0381 | LED-PAR38-Ext(7w) | Standard |  | f | f | Disposition: MeasuresList-October312014.xlsx | RobNc |  |  |  | None | 1/1/2013 |  |  | FALSE | FALSE |  |  | FALSE | FALSE | FALSE | FALSE | FALSE | FALSE | FALSE | FALSE | FALSE
5498 | R-OutDD-CFLfixt-13w-ext(13w)-dWP32 | Residential Dusk-to-Dawn outdoor lighting: CFL Fixture replaces pre-existing standard lighting Wattage. Measure includes Code case. Impacts: HOU = 4100; CDF = 0 | DEER1314 | Lighting Disposition | 7/24/2014 00:00:00 | Res-Oltg-DuskDawn-dWatt | Non-DEER | Scaled | BaseRatio |  |  | None |  | f |  | t | Res | Any | Lighting | OutDuskDawn | Ltg_Fixture | CFL_fixt |  | OLtg-CFLfix-Dusk-to-Dawn |  |  |  | CFLratio0353 | CFLratio0353 | CFLfixt-13w-ext(13w) | Standard | The measures replaces measure ID = R-OutDD-CFLfixt-13w-ext(13w)-dWP39 | f | f | Disposition: MeasuresList-October312014.xlsx | RobNc |  |  |  | None | 10/31/2014 |  |  | FALSE | FALSE |  |  | FALSE | FALSE | FALSE | FALSE | FALSE | FALSE | FALSE | FALSE | FALSE
5499 | R-OutDD-CFLfixt-13w-ext(13w)-dWP39 | Residential Dusk-to-Dawn outdoor lighting: CFL Fixture replaces pre-existing standard lighting Wattage. Measure includes Code case. Impacts: HOU = 4100; CDF = 0 | DEER1314 | Lighting Disposition | 7/31/2014 00:00:00 | Res-Oltg-DuskDawn-dWatt | Non-DEER | Scaled | BaseRatio |  |  | None |  | f |  | t | Res | Any | Lighting | OutDuskDawn | Ltg_Fixture | CFL_fixt |  | OLtg-CFLfix-Dusk-to-Dawn |  |  |  | CFLratio0407 | CFLratio0407 | CFLfixt-13w-ext(13w) | Standard | For SCE13LG007 until expiry date. Replaced by measure ID R-OutDD-CFLfixt-13w-ext(13w)-dWP32 | f | f | Disposition: MeasuresList-October312014.xlsx | RobNc |  |  |  | None | 1/1/2013 | 10/30/2014 |  | FALSE | FALSE |  |  | FALSE | FALSE | FALSE | FALSE | FALSE | FALSE | FALSE | FALSE | FALSE
5500 | R-OutDD-CFLfixt-18w-ext(18w)-dWP45 | Residential Dusk-to-Dawn outdoor lighting: CFL Fixture replaces pre-existing standard lighting Wattage. Measure includes Code case. Impacts: HOU = 4100; CDF = 0 | DEER1314 | Lighting Disposition | 7/24/2014 00:00:00 | Res-Oltg-DuskDawn-dWatt | Non-DEER | Scaled | BaseRatio |  |  | None |  | f |  | t | Res | Any | Lighting | OutDuskDawn | Ltg_Fixture | CFL_fixt |  | OLtg-CFLfix-Dusk-to-Dawn |  |  |  | CFLratio0353 | CFLratio0353 | CFLfixt-18w-ext(18w) | Standard | The measures replaces Measure ID = R-OutDD-CFLfixt-18w-ext(18w)-dWP55 | f | f | Disposition: MeasuresList-October312014.xlsx | RobNc |  |  |  | None | 10/31/2014 |  |  | FALSE | FALSE |  |  | FALSE | FALSE | FALSE | FALSE | FALSE | FALSE | FALSE | FALSE | FALSE
5501 | R-OutDD-CFLfixt-18w-ext(18w)-dWP55 | Residential Dusk-to-Dawn outdoor lighting: CFL Fixture replaces pre-existing standard lighting Wattage. Measure includes Code case. Impacts: HOU = 4100; CDF = 0 | DEER1314 | Lighting Disposition | 7/31/2014 00:00:00 | Res-Oltg-DuskDawn-dWatt | Non-DEER | Scaled | BaseRatio |  |  | None |  | f |  | t | Res | Any | Lighting | OutDuskDawn | Ltg_Fixture | CFL_fixt |  | OLtg-CFLfix-Dusk-to-Dawn |  |  |  | CFLratio0407 | CFLratio0407 | CFLfixt-18w-ext(18w) | Standard | For SCE13LG007 until expiry date. Replaced by measure ID R-OutDD-CFLfixt-18w-ext(18w)-dWP45 | f | f | Disposition: MeasuresList-October312014.xlsx | RobNc |  |  |  | None | 1/1/2013 | 10/30/2014 |  | FALSE | FALSE |  |  | FALSE | FALSE | FALSE | FALSE | FALSE | FALSE | FALSE | FALSE | FALSE
5502 | R-OutDD-CFLfixt-19w-ext(19w)-dWP48 | Residential Dusk-to-Dawn outdoor lighting: CFL Fixture replaces pre-existing standard lighting Wattage. Measure includes Code case. Impacts: HOU = 4100; CDF = 0 | DEER1314 | Lighting Disposition | 7/24/2014 00:00:00 | Res-Oltg-DuskDawn-dWatt | Non-DEER | Scaled | BaseRatio |  |  | None |  | f |  | t | Res | Any | Lighting | OutDuskDawn | Ltg_Fixture | CFL_fixt |  | OLtg-CFLfix-Dusk-to-Dawn |  |  |  | CFLratio0353 | CFLratio0353 | CFLfixt-19w-ext(19w) | Standard | The measures replaces Measure ID = R-OutDD-CFLfixt-19w-ext(19w)-dWP58 | f | f | Disposition: MeasuresList-October312014.xlsx | RobNc |  |  |  | None | 10/31/2014 |  |  | FALSE | FALSE |  |  | FALSE | FALSE | FALSE | FALSE | FALSE | FALSE | FALSE | FALSE | FALSE
5503 | R-OutDD-CFLfixt-19w-ext(19w)-dWP58 | Residential Dusk-to-Dawn outdoor lighting: CFL Fixture replaces pre-existing standard lighting Wattage. Measure includes Code case. Impacts: HOU = 4100; CDF = 0 | DEER1314 | Lighting Disposition | 7/31/2014 00:00:00 | Res-Oltg-DuskDawn-dWatt | Non-DEER | Scaled | BaseRatio |  |  | None |  | f |  | t | Res | Any | Lighting | OutDuskDawn | Ltg_Fixture | CFL_fixt |  | OLtg-CFLfix-Dusk-to-Dawn |  |  |  | CFLratio0407 | CFLratio0407 | CFLfixt-19w-ext(19w) | Standard | For SCE13LG007 until expiry date. Replaced by measure ID R-OutDD-CFLfixt-19w-ext(19w)-dWP48 | f | f | Disposition: MeasuresList-October312014.xlsx | RobNc |  |  |  | None | 1/1/2013 | 10/30/2014 |  | FALSE | FALSE |  |  | FALSE | FALSE | FALSE | FALSE | FALSE | FALSE | FALSE | FALSE | FALSE
5504 | R-OutDD-CFLfixt-20w-ext(20w)-dWP50 | Residential Dusk-to-Dawn outdoor lighting: CFL Fixture replaces pre-existing standard lighting Wattage. Measure includes Code case. Impacts: HOU = 4100; CDF = 0 | DEER1314 | Lighting Disposition | 7/24/2014 00:00:00 | Res-Oltg-DuskDawn-dWatt | Non-DEER | Scaled | BaseRatio |  |  | None |  | f |  | t | Res | Any | Lighting | OutDuskDawn | Ltg_Fixture | CFL_fixt |  | OLtg-CFLfix-Dusk-to-Dawn |  |  |  | CFLratio0353 | CFLratio0353 | CFLfixt-20w-ext(20w) | Standard | The measures replaces Measure ID = R-OutDD-CFLfixt-20w-ext(20w)-dWP61 | f | f | Disposition: MeasuresList-October312014.xlsx | RobNc |  |  |  | None | 10/31/2014 |  |  | FALSE | FALSE |  |  | FALSE | FALSE | FALSE | FALSE | FALSE | FALSE | FALSE | FALSE | FALSE
5505 | R-OutDD-CFLfixt-20w-ext(20w)-dWP61 | Residential Dusk-to-Dawn outdoor lighting: CFL Fixture replaces pre-existing standard lighting Wattage. Measure includes Code case. Impacts: HOU = 4100; CDF = 0 | DEER1314 | Lighting Disposition | 7/31/2014 00:00:00 | Res-Oltg-DuskDawn-dWatt | Non-DEER | Scaled | BaseRatio |  |  | None |  | f |  | t | Res | Any | Lighting | OutDuskDawn | Ltg_Fixture | CFL_fixt |  | OLtg-CFLfix-Dusk-to-Dawn |  |  |  | CFLratio0407 | CFLratio0407 | CFLfixt-20w-ext(20w) | Standard | For SCE13LG007 until expiry date. Replaced by measure ID R-OutDD-CFLfixt-20w-ext(20w)-dWP50 | f | f | Disposition: MeasuresList-October312014.xlsx | RobNc |  |  |  | None | 1/1/2013 | 10/30/2014 |  | FALSE | FALSE |  |  | FALSE | FALSE | FALSE | FALSE | FALSE | FALSE | FALSE | FALSE | FALSE
5506 | R-OutDD-CFLfixt-22w-ext(22w)-dWP55 | Residential Dusk-to-Dawn outdoor lighting: CFL Fixture replaces pre-existing standard lighting Wattage. Measure includes Code case. Impacts: HOU = 4100; CDF = 0 | DEER1314 | Lighting Disposition | 7/24/2014 00:00:00 | Res-Oltg-DuskDawn-dWatt | Non-DEER | Scaled | BaseRatio |  |  | None |  | f |  | t | Res | Any | Lighting | OutDuskDawn | Ltg_Fixture | CFL_fixt |  | OLtg-CFLfix-Dusk-to-Dawn |  |  |  | CFLratio0353 | CFLratio0353 | CFLfixt-22w-ext(22w) | Standard | The measures replaces measure ID = R-OutDD-CFLfixt-22w-ext(22w)-dWP67 | f | f | Disposition: MeasuresList-October312014.xlsx | RobNc |  |  |  | None | 10/31/2014 |  |  | FALSE | FALSE |  |  | FALSE | FALSE | FALSE | FALSE | FALSE | FALSE | FALSE | FALSE | FALSE
5507 | R-OutDD-CFLfixt-22w-ext(22w)-dWP67 | Residential Dusk-to-Dawn outdoor lighting: CFL Fixture replaces pre-existing standard lighting Wattage. Measure includes Code case. Impacts: HOU = 4100; CDF = 0 | DEER1314 | Lighting Disposition | 7/31/2014 00:00:00 | Res-Oltg-DuskDawn-dWatt | Non-DEER | Scaled | BaseRatio |  |  | None |  | f |  | t | Res | Any | Lighting | OutDuskDawn | Ltg_Fixture | CFL_fixt |  | OLtg-CFLfix-Dusk-to-Dawn |  |  |  | CFLratio0407 | CFLratio0407 | CFLfixt-22w-ext(22w) | Standard | For SCE13LG007 until expiry date. Replaced by measure ID R-OutDD-CFLfixt-22w-ext(22w)-dWP55 | f | f | Disposition: MeasuresList-October312014.xlsx | RobNc |  |  |  | None | 1/1/2013 | 10/30/2014 |  | FALSE | FALSE |  |  | FALSE | FALSE | FALSE | FALSE | FALSE | FALSE | FALSE | FALSE | FALSE
5508 | R-OutDD-CFLfixt-23w-ext(23w)-dWP58 | Residential Dusk-to-Dawn outdoor lighting: CFL Fixture replaces pre-existing standard lighting Wattage. Measure includes Code case. Impacts: HOU = 4100; CDF = 0 | DEER1314 | Lighting Disposition | 7/24/2014 00:00:00 | Res-Oltg-DuskDawn-dWatt | Non-DEER | Scaled | BaseRatio |  |  | None |  | f |  | t | Res | Any | Lighting | OutDuskDawn | Ltg_Fixture | CFL_fixt |  | OLtg-CFLfix-Dusk-to-Dawn |  |  |  | CFLratio0353 | CFLratio0353 | CFLfixt-23w-ext(23w) | Standard | The measures replaces Measure ID = R-OutDD-CFLfixt-23w-ext(23w)-dWP70 | f | f | Disposition: MeasuresList-October312014.xlsx | RobNc |  |  |  | None | 10/31/2014 |  |  | FALSE | FALSE |  |  | FALSE | FALSE | FALSE | FALSE | FALSE | FALSE | FALSE | FALSE | FALSE
5509 | R-OutDD-CFLfixt-23w-ext(23w)-dWP70 | Residential Dusk-to-Dawn outdoor lighting: CFL Fixture replaces pre-existing standard lighting Wattage. Measure includes Code case. Impacts: HOU = 4100; CDF = 0 | DEER1314 | Lighting Disposition | 7/31/2014 00:00:00 | Res-Oltg-DuskDawn-dWatt | Non-DEER | Scaled | BaseRatio |  |  | None |  | f |  | t | Res | Any | Lighting | OutDuskDawn | Ltg_Fixture | CFL_fixt |  | OLtg-CFLfix-Dusk-to-Dawn |  |  |  | CFLratio0407 | CFLratio0407 | CFLfixt-23w-ext(23w) | Standard | For SCE13LG007 until expiry date. Replaced by measure ID R-OutDD-CFLfixt-23w-ext(23w)-dWP58 | f | f | Disposition: MeasuresList-October312014.xlsx | RobNc |  |  |  | None | 1/1/2013 | 10/30/2014 |  | FALSE | FALSE |  |  | FALSE | FALSE | FALSE | FALSE | FALSE | FALSE | FALSE | FALSE | FALSE
5510 | R-OutDD-CFLfixt-25w-ext(25w)-dWP63 | Residential Dusk-to-Dawn outdoor lighting: CFL Fixture replaces pre-existing standard lighting Wattage. Measure includes Code case. Impacts: HOU = 4100; CDF = 0 | DEER1314 | Lighting Disposition | 7/24/2014 00:00:00 | Res-Oltg-DuskDawn-dWatt | Non-DEER | Scaled | BaseRatio |  |  | None |  | f |  | t | Res | Any | Lighting | OutDuskDawn | Ltg_Fixture | CFL_fixt |  | OLtg-CFLfix-Dusk-to-Dawn |  |  |  | CFLratio0353 | CFLratio0353 | CFLfixt-25w-ext(25w) | Standard | The measures replaces measure ID = R-OutDD-CFLfixt-25w-ext(25w)-dWP76 | f | f | Disposition: MeasuresList-October312014.xlsx | RobNc |  |  |  | None | 10/31/2014 |  |  | FALSE | FALSE |  |  | FALSE | FALSE | FALSE | FALSE | FALSE | FALSE | FALSE | FALSE | FALSE
5511 | R-OutDD-CFLfixt-25w-ext(25w)-dWP76 | Residential Dusk-to-Dawn outdoor lighting: CFL Fixture replaces pre-existing standard lighting Wattage. Measure includes Code case. Impacts: HOU = 4100; CDF = 0 | DEER1314 | Lighting Disposition | 7/31/2014 00:00:00 | Res-Oltg-DuskDawn-dWatt | Non-DEER | Scaled | BaseRatio |  |  | None |  | f |  | t | Res | Any | Lighting | OutDuskDawn | Ltg_Fixture | CFL_fixt |  | OLtg-CFLfix-Dusk-to-Dawn |  |  |  | CFLratio0407 | CFLratio0407 | CFLfixt-25w-ext(25w) | Standard | For SCE13LG007 until expiry date. Replaced by measure ID R-OutDD-CFLfixt-25w-ext(25w)-dWP63 | f | f | Disposition: MeasuresList-October312014.xlsx | RobNc |  |  |  | None | 1/1/2013 | 10/30/2014 |  | FALSE | FALSE |  |  | FALSE | FALSE | FALSE | FALSE | FALSE | FALSE | FALSE | FALSE | FALSE
5512 | R-OutDD-CFLfixt-26w-ext(26w)-dWP65 | Residential Dusk-to-Dawn outdoor lighting: CFL Fixture replaces pre-existing standard lighting Wattage. Measure includes Code case. Impacts: HOU = 4100; CDF = 0 | DEER1314 | Lighting Disposition | 7/24/2014 00:00:00 | Res-Oltg-DuskDawn-dWatt | Non-DEER | Scaled | BaseRatio |  |  | None |  | f |  | t | Res | Any | Lighting | OutDuskDawn | Ltg_Fixture | CFL_fixt |  | OLtg-CFLfix-Dusk-to-Dawn |  |  |  | CFLratio0353 | CFLratio0353 | CFLfixt-26w-ext(26w) | Standard | The measures replaces Measure ID = R-OutDD-CFLfixt-26w-ext(26w)-dWP79 | f | f | Disposition: MeasuresList-October312014.xlsx | RobNc |  |  |  | None | 10/31/2014 |  |  | FALSE | FALSE |  |  | FALSE | FALSE | FALSE | FALSE | FALSE | FALSE | FALSE | FALSE | FALSE
5513 | R-OutDD-CFLfixt-26w-ext(26w)-dWP79 | Residential Dusk-to-Dawn outdoor lighting: CFL Fixture replaces pre-existing standard lighting Wattage. Measure includes Code case. Impacts: HOU = 4100; CDF = 0 | DEER1314 | Lighting Disposition | 7/31/2014 00:00:00 | Res-Oltg-DuskDawn-dWatt | Non-DEER | Scaled | BaseRatio |  |  | None |  | f |  | t | Res | Any | Lighting | OutDuskDawn | Ltg_Fixture | CFL_fixt |  | OLtg-CFLfix-Dusk-to-Dawn |  |  |  | CFLratio0407 | CFLratio0407 | CFLfixt-26w-ext(26w) | Standard | For SCE13LG007 until expiry date. Replaced by measure ID R-OutDD-CFLfixt-26w-ext(26w)-dWP65 | f | f | Disposition: MeasuresList-October312014.xlsx | RobNc |  |  |  | None | 1/1/2013 | 10/30/2014 |  | FALSE | FALSE |  |  | FALSE | FALSE | FALSE | FALSE | FALSE | FALSE | FALSE | FALSE | FALSE
5514 | R-OutDD-CFLfixt-27w-ext(27w)-dWP68 | Residential Dusk-to-Dawn outdoor lighting: CFL Fixture replaces pre-existing standard lighting Wattage. Measure includes Code case. Impacts: HOU = 4100; CDF = 0 | DEER1314 | Lighting Disposition | 7/24/2014 00:00:00 | Res-Oltg-DuskDawn-dWatt | Non-DEER | Scaled | BaseRatio |  |  | None |  | f |  | t | Res | Any | Lighting | OutDuskDawn | Ltg_Fixture | CFL_fixt |  | OLtg-CFLfix-Dusk-to-Dawn |  |  |  | CFLratio0353 | CFLratio0353 | CFLfixt-27w-ext(27w) | Standard | The measures replaces measure ID = R-OutDD-CFLfixt-27w-ext(27w)-dWP82 | f | f | Disposition: MeasuresList-October312014.xlsx | RobNc |  |  |  | None | 10/31/2014 |  |  | FALSE | FALSE |  |  | FALSE | FALSE | FALSE | FALSE | FALSE | FALSE | FALSE | FALSE | FALSE
5515 | R-OutDD-CFLfixt-27w-ext(27w)-dWP82 | Residential Dusk-to-Dawn outdoor lighting: CFL Fixture replaces pre-existing standard lighting Wattage. Measure includes Code case. Impacts: HOU = 4100; CDF = 0 | DEER1314 | Lighting Disposition | 7/31/2014 00:00:00 | Res-Oltg-DuskDawn-dWatt | Non-DEER | Scaled | BaseRatio |  |  | None |  | f |  | t | Res | Any | Lighting | OutDuskDawn | Ltg_Fixture | CFL_fixt |  | OLtg-CFLfix-Dusk-to-Dawn |  |  |  | CFLratio0407 | CFLratio0407 | CFLfixt-27w-ext(27w) | Standard | For SCE13LG007 until expiry date. Replaced by measure ID R-OutDD-CFLfixt-27w-ext(27w)-dWP68 | f | f | Disposition: MeasuresList-October312014.xlsx | RobNc |  |  |  | None | 1/1/2013 | 10/30/2014 |  | FALSE | FALSE |  |  | FALSE | FALSE | FALSE | FALSE | FALSE | FALSE | FALSE | FALSE | FALSE
5516 | R-OutDD-CFLfixt-30w-ext(30w)-dWP75 | Residential Dusk-to-Dawn outdoor lighting: CFL Fixture replaces pre-existing standard lighting Wattage. Measure includes Code case. Impacts: HOU = 4100; CDF = 0 | DEER1314 | Lighting Disposition | 7/24/2014 00:00:00 | Res-Oltg-DuskDawn-dWatt | Non-DEER | Scaled | BaseRatio |  |  | None |  | f |  | t | Res | Any | Lighting | OutDuskDawn | Ltg_Fixture | CFL_fixt |  | OLtg-CFLfix-Dusk-to-Dawn |  |  |  | CFLratio0353 | CFLratio0353 | CFLfixt-30w-ext(30w) | Standard | The measures replaces Measure ID = R-OutDD-CFLfixt-30w-ext(30w)-dWP92 | f | f | Disposition: MeasuresList-October312014.xlsx | RobNc |  |  |  | None | 10/31/2014 |  |  | FALSE | FALSE |  |  | FALSE | FALSE | FALSE | FALSE | FALSE | FALSE | FALSE | FALSE | FALSE
5517 | R-OutDD-CFLfixt-30w-ext(30w)-dWP92 | Residential Dusk-to-Dawn outdoor lighting: CFL Fixture replaces pre-existing standard lighting Wattage. Measure includes Code case. Impacts: HOU = 4100; CDF = 0 | DEER1314 | Lighting Disposition | 7/31/2014 00:00:00 | Res-Oltg-DuskDawn-dWatt | Non-DEER | Scaled | BaseRatio |  |  | None |  | f |  | t | Res | Any | Lighting | OutDuskDawn | Ltg_Fixture | CFL_fixt |  | OLtg-CFLfix-Dusk-to-Dawn |  |  |  | CFLratio0407 | CFLratio0407 | CFLfixt-30w-ext(30w) | Standard | For SCE13LG007 until expiry date. Replaced by measure ID R-OutDD-CFLfixt-30w-ext(30w)-dWP75 | f | f | Disposition: MeasuresList-October312014.xlsx | RobNc |  |  |  | None | 1/1/2013 | 10/30/2014 |  | FALSE | FALSE |  |  | FALSE | FALSE | FALSE | FALSE | FALSE | FALSE | FALSE | FALSE | FALSE
5518 | R-OutDD-CFLfixt-32w-ext(32w)-dWP80 | Residential Dusk-to-Dawn outdoor lighting: CFL Fixture replaces pre-existing standard lighting Wattage. Measure includes Code case. Impacts: HOU = 4100; CDF = 0 | DEER1314 | Lighting Disposition | 7/24/2014 00:00:00 | Res-Oltg-DuskDawn-dWatt | Non-DEER | Scaled | BaseRatio |  |  | None |  | f |  | t | Res | Any | Lighting | OutDuskDawn | Ltg_Fixture | CFL_fixt |  | OLtg-CFLfix-Dusk-to-Dawn |  |  |  | CFLratio0353 | CFLratio0353 | CFLfixt-32w-ext(32w) | Standard | The measures replaces Measure ID = R-OutDD-CFLfixt-32w-ext(32w)-dWP98 | f | f | Disposition: MeasuresList-October312014.xlsx | RobNc |  |  |  | None | 10/31/2014 |  |  | FALSE | FALSE |  |  | FALSE | FALSE | FALSE | FALSE | FALSE | FALSE | FALSE | FALSE | FALSE
5519 | R-OutDD-CFLfixt-32w-ext(32w)-dWP98 | Residential Dusk-to-Dawn outdoor lighting: CFL Fixture replaces pre-existing standard lighting Wattage. Measure includes Code case. Impacts: HOU = 4100; CDF = 0 | DEER1314 | Lighting Disposition | 7/31/2014 00:00:00 | Res-Oltg-DuskDawn-dWatt | Non-DEER | Scaled | BaseRatio |  |  | None |  | f |  | t | Res | Any | Lighting | OutDuskDawn | Ltg_Fixture | CFL_fixt |  | OLtg-CFLfix-Dusk-to-Dawn |  |  |  | CFLratio0407 | CFLratio0407 | CFLfixt-32w-ext(32w) | Standard | For SCE13LG007 until expiry date. Replaced by measure ID R-OutDD-CFLfixt-32w-ext(32w)-dWP80 | f | f | Disposition: MeasuresList-October312014.xlsx | RobNc |  |  |  | None | 1/1/2013 | 10/30/2014 |  | FALSE | FALSE |  |  | FALSE | FALSE | FALSE | FALSE | FALSE | FALSE | FALSE | FALSE | FALSE
5520 | R-OutDD-CFLfixt-36w-ext(36w)-dWP110 | Residential Dusk-to-Dawn outdoor lighting: CFL Fixture replaces pre-existing standard lighting Wattage. Measure includes Code case. Impacts: HOU = 4100; CDF = 0 | DEER1314 | Lighting Disposition | 7/31/2014 00:00:00 | Res-Oltg-DuskDawn-dWatt | Non-DEER | Scaled | BaseRatio |  |  | None |  | f |  | t | Res | Any | Lighting | OutDuskDawn | Ltg_Fixture | CFL_fixt |  | OLtg-CFLfix-Dusk-to-Dawn |  |  |  | CFLratio0407 | CFLratio0407 | CFLfixt-36w-ext(36w) | Standard | For SCE13LG007 until expiry date. Replaced by measure ID R-OutDD-CFLfixt-36w-ext(36w)-dWP91 | f | f | Disposition: MeasuresList-October312014.xlsx | RobNc |  |  |  | None | 1/1/2013 | 10/30/2014 |  | FALSE | FALSE |  |  | FALSE | FALSE | FALSE | FALSE | FALSE | FALSE | FALSE | FALSE | FALSE
5521 | R-OutDD-CFLfixt-36w-ext(36w)-dWP91 | Residential Dusk-to-Dawn outdoor lighting: CFL Fixture replaces pre-existing standard lighting Wattage. Measure includes Code case. Impacts: HOU = 4100; CDF = 0 | DEER1314 | Lighting Disposition | 7/24/2014 00:00:00 | Res-Oltg-DuskDawn-dWatt | Non-DEER | Scaled | BaseRatio |  |  | None |  | f |  | t | Res | Any | Lighting | OutDuskDawn | Ltg_Fixture | CFL_fixt |  | OLtg-CFLfix-Dusk-to-Dawn |  |  |  | CFLratio0353 | CFLratio0353 | CFLfixt-36w-ext(36w) | Standard | The measures replaces Measure ID = R-OutDD-CFLfixt-36w-ext(36w)-dWP110 | f | f | Disposition: MeasuresList-October312014.xlsx | RobNc |  |  |  | None | 10/31/2014 |  |  | FALSE | FALSE |  |  | FALSE | FALSE | FALSE | FALSE | FALSE | FALSE | FALSE | FALSE | FALSE
5522 | R-OutDD-CFLfixt-50w-ext(50w)-dWP126 | Residential Dusk-to-Dawn outdoor lighting: CFL Fixture replaces pre-existing standard lighting Wattage. Measure includes Code case. Impacts: HOU = 4100; CDF = 0 | DEER1314 | Lighting Disposition | 7/24/2014 00:00:00 | Res-Oltg-DuskDawn-dWatt | Non-DEER | Scaled | BaseRatio |  |  | None |  | f |  | t | Res | Any | Lighting | OutDuskDawn | Ltg_Fixture | CFL_fixt |  | OLtg-CFLfix-Dusk-to-Dawn |  |  |  | CFLratio0353 | CFLratio0353 | CFLfixt-50w-ext(50w) | Standard | The measures replaces Measure ID = R-OutDD-CFLfixt-50w-ext(50w)-dWP153 | f | f | Disposition: MeasuresList-October312014.xlsx | RobNc |  |  |  | None | 10/31/2014 |  |  | FALSE | FALSE |  |  | FALSE | FALSE | FALSE | FALSE | FALSE | FALSE | FALSE | FALSE | FALSE
5523 | R-OutDD-CFLfixt-50w-ext(50w)-dWP153 | Residential Dusk-to-Dawn outdoor lighting: CFL Fixture replaces pre-existing standard lighting Wattage. Measure includes Code case. Impacts: HOU = 4100; CDF = 0 | DEER1314 | Lighting Disposition | 7/31/2014 00:00:00 | Res-Oltg-DuskDawn-dWatt | Non-DEER | Scaled | BaseRatio |  |  | None |  | f |  | t | Res | Any | Lighting | OutDuskDawn | Ltg_Fixture | CFL_fixt |  | OLtg-CFLfix-Dusk-to-Dawn |  |  |  | CFLratio0407 | CFLratio0407 | CFLfixt-50w-ext(50w) | Standard | For SCE13LG007 until expiry date. Replaced by measure ID R-OutDD-CFLfixt-50w-ext(50w)-dWP126 | f | f | Disposition: MeasuresList-October312014.xlsx | RobNc |  |  |  | None | 1/1/2013 | 10/30/2014 |  | FALSE | FALSE |  |  | FALSE | FALSE | FALSE | FALSE | FALSE | FALSE | FALSE | FALSE | FALSE
5524 | R-OutDD-CFLfixt-55w-ext(55w)-dWP139 | Residential Dusk-to-Dawn outdoor lighting: CFL Fixture replaces pre-existing standard lighting Wattage. Measure includes Code case. Impacts: HOU = 4100; CDF = 0 | DEER1314 | Lighting Disposition | 7/24/2014 00:00:00 | Res-Oltg-DuskDawn-dWatt | Non-DEER | Scaled | BaseRatio |  |  | None |  | f |  | t | Res | Any | Lighting | OutDuskDawn | Ltg_Fixture | CFL_fixt |  | OLtg-CFLfix-Dusk-to-Dawn |  |  |  | CFLratio0353 | CFLratio0353 | CFLfixt-55w-ext(55w) | Standard | The measures replaces Measure ID = R-OutDD-CFLfixt-55w-ext(55w)-dWP168 | f | f | Disposition: MeasuresList-October312014.xlsx | RobNc |  |  |  | None | 10/31/2014 |  |  | FALSE | FALSE |  |  | FALSE | FALSE | FALSE | FALSE | FALSE | FALSE | FALSE | FALSE | FALSE
5525 | R-OutDD-CFLfixt-55w-ext(55w)-dWP168 | Residential Dusk-to-Dawn outdoor lighting: CFL Fixture replaces pre-existing standard lighting Wattage. Measure includes Code case. Impacts: HOU = 4100; CDF = 0 | DEER1314 | Lighting Disposition | 7/31/2014 00:00:00 | Res-Oltg-DuskDawn-dWatt | Non-DEER | Scaled | BaseRatio |  |  | None |  | f |  | t | Res | Any | Lighting | OutDuskDawn | Ltg_Fixture | CFL_fixt |  | OLtg-CFLfix-Dusk-to-Dawn |  |  |  | CFLratio0407 | CFLratio0407 | CFLfixt-55w-ext(55w) | Standard | For SCE13LG007 until expiry date. Replaced by measure ID R-OutDD-CFLfixt-55w-ext(55w)-dWP139 | f | f | Disposition: MeasuresList-October312014.xlsx | RobNc |  |  |  | None | 1/1/2013 | 10/30/2014 |  | FALSE | FALSE |  |  | FALSE | FALSE | FALSE | FALSE | FALSE | FALSE | FALSE | FALSE | FALSE
5526 | R-OutDD-CFLfixt-65w-ext(65w)-dWP164 | Residential Dusk-to-Dawn outdoor lighting: CFL Fixture replaces pre-existing standard lighting Wattage. Measure includes Code case. Impacts: HOU = 4100; CDF = 0 | DEER1314 | Lighting Disposition | 7/24/2014 00:00:00 | Res-Oltg-DuskDawn-dWatt | Non-DEER | Scaled | BaseRatio |  |  | None |  | f |  | t | Res | Any | Lighting | OutDuskDawn | Ltg_Fixture | CFL_fixt |  | OLtg-CFLfix-Dusk-to-Dawn |  |  |  | CFLratio0353 | CFLratio0353 | CFLfixt-65w-ext(65w) | Standard | The measures replaces Measure ID = R-OutDD-CFLfixt-65w-ext(65w)-dWP199 | f | f | Disposition: MeasuresList-October312014.xlsx | RobNc |  |  |  | None | 10/31/2014 |  |  | FALSE | FALSE |  |  | FALSE | FALSE | FALSE | FALSE | FALSE | FALSE | FALSE | FALSE | FALSE
5527 | R-OutDD-CFLfixt-65w-ext(65w)-dWP199 | Residential Dusk-to-Dawn outdoor lighting: CFL Fixture replaces pre-existing standard lighting Wattage. Measure includes Code case. Impacts: HOU = 4100; CDF = 0 | DEER1314 | Lighting Disposition | 7/31/2014 00:00:00 | Res-Oltg-DuskDawn-dWatt | Non-DEER | Scaled | BaseRatio |  |  | None |  | f |  | t | Res | Any | Lighting | OutDuskDawn | Ltg_Fixture | CFL_fixt |  | OLtg-CFLfix-Dusk-to-Dawn |  |  |  | CFLratio0407 | CFLratio0407 | CFLfixt-65w-ext(65w) | Standard | For SCE13LG007 until expiry date. Replaced by measure ID R-OutDD-CFLfixt-65w-ext(65w)-dWP164 | f | f | Disposition: MeasuresList-October312014.xlsx | RobNc |  |  |  | None | 1/1/2013 | 10/30/2014 |  | FALSE | FALSE |  |  | FALSE | FALSE | FALSE | FALSE | FALSE | FALSE | FALSE | FALSE | FALSE
5528 | R-OutDD-CFLfixt-70w-ext(70w)-dWP177 | Residential Dusk-to-Dawn outdoor lighting: CFL Fixture replaces pre-existing standard lighting Wattage. Measure includes Code case. Impacts: HOU = 4100; CDF = 0 | DEER1314 | Lighting Disposition | 7/24/2014 00:00:00 | Res-Oltg-DuskDawn-dWatt | Non-DEER | Scaled | BaseRatio |  |  | None |  | f |  | t | Res | Any | Lighting | OutDuskDawn | Ltg_Fixture | CFL_fixt |  | OLtg-CFLfix-Dusk-to-Dawn |  |  |  | CFLratio0353 | CFLratio0353 | CFLfixt-70w-ext(70w) | Standard | The measures replaces Measure ID = R-OutDD-CFLfixt-70w-ext(70w)-dWP214 | f | f | Disposition: MeasuresList-October312014.xlsx | RobNc |  |  |  | None | 10/31/2014 |  |  | FALSE | FALSE |  |  | FALSE | FALSE | FALSE | FALSE | FALSE | FALSE | FALSE | FALSE | FALSE
5529 | R-OutDD-CFLfixt-70w-ext(70w)-dWP214 | Residential Dusk-to-Dawn outdoor lighting: CFL Fixture replaces pre-existing standard lighting Wattage. Measure includes Code case. Impacts: HOU = 4100; CDF = 0 | DEER1314 | Lighting Disposition | 7/31/2014 00:00:00 | Res-Oltg-DuskDawn-dWatt | Non-DEER | Scaled | BaseRatio |  |  | None |  | f |  | t | Res | Any | Lighting | OutDuskDawn | Ltg_Fixture | CFL_fixt |  | OLtg-CFLfix-Dusk-to-Dawn |  |  |  | CFLratio0407 | CFLratio0407 | CFLfixt-70w-ext(70w) | Standard | For SCE13LG007 until expiry date. Replaced by measure ID R-OutDD-CFLfixt-70w-ext(70w)-dWP177 | f | f | Disposition: MeasuresList-October312014.xlsx | RobNc |  |  |  | None | 1/1/2013 | 10/30/2014 |  | FALSE | FALSE |  |  | FALSE | FALSE | FALSE | FALSE | FALSE | FALSE | FALSE | FALSE | FALSE
5530 | R-OutDD-CFLscw-Ext(11w)-dWP33 | Residential Dusk-to-Dawn outdoor lighting: CFL Lamp with integated Ballast replaces pre-existing standard lighting Wattage. Measure includes Code case. Impacts: HOU = 4100; CDF = 0 | DEER1314 | Lighting Disposition | 7/24/2014 00:00:00 | Res-Oltg-DuskDawn-dWatt | Non-DEER | Scaled | BaseRatio |  |  | None |  | f |  | t | Res | Any | Lighting | OutDuskDawn | Ltg_Lamp | CFLint_lamp |  | OLtg-CFL-Dusk-to-Dawn |  |  |  | CFLratio0407 | CFLratio0407 | CFLscw-Ext(11w) | Standard |  | f | f | Disposition: MeasuresList-October312014.xlsx | RobNc |  |  |  | None | 1/1/2013 | 5/31/2015 | DEER2015 Uncertain Msr Update (Msr Expires) | TRUE | TRUE | 11 | 1 | FALSE | FALSE | FALSE | FALSE | TRUE | FALSE | FALSE | FALSE | FALSE
5531 | R-OutDD-CFLscw-Ext(13w)-dWP39 | Residential Dusk-to-Dawn outdoor lighting: CFL Lamp with integated Ballast replaces pre-existing standard lighting Wattage. Measure includes Code case. Impacts: HOU = 4100; CDF = 0 | DEER1314 | Lighting Disposition | 7/24/2014 00:00:00 | Res-Oltg-DuskDawn-dWatt | Non-DEER | Scaled | BaseRatio |  |  | None |  | f |  | t | Res | Any | Lighting | OutDuskDawn | Ltg_Lamp | CFLint_lamp |  | OLtg-CFL-Dusk-to-Dawn |  |  |  | CFLratio0407 | CFLratio0407 | CFLscw-Ext(13w) | Standard |  | f | f | Disposition: MeasuresList-October312014.xlsx | RobNc |  |  |  | None | 1/1/2013 | 5/31/2015 | DEER2015 Uncertain Msr Update (Msr Expires) | TRUE | TRUE | 13 | 1 | FALSE | FALSE | FALSE | FALSE | TRUE | FALSE | FALSE | FALSE | FALSE
5532 | R-OutDD-CFLscw-Ext(14w)-dWP42 | Residential Dusk-to-Dawn outdoor lighting: CFL Lamp with integated Ballast replaces pre-existing standard lighting Wattage. Measure includes Code case. Impacts: HOU = 4100; CDF = 0 | DEER1314 | Lighting Disposition | 7/24/2014 00:00:00 | Res-Oltg-DuskDawn-dWatt | Non-DEER | Scaled | BaseRatio |  |  | None |  | f |  | t | Res | Any | Lighting | OutDuskDawn | Ltg_Lamp | CFLint_lamp |  | OLtg-CFL-Dusk-to-Dawn |  |  |  | CFLratio0407 | CFLratio0407 | CFLscw-Ext(14w) | Standard |  | f | f | Disposition: MeasuresList-October312014.xlsx | RobNc |  |  |  | None | 1/1/2013 | 5/31/2015 | DEER2015 Uncertain Msr Update (Msr Expires) | TRUE | TRUE | 14 | 1 | FALSE | FALSE | FALSE | FALSE | TRUE | FALSE | FALSE | FALSE | FALSE
5533 | R-OutDD-CFLscw-Ext(15w)-dWP46 | Residential Dusk-to-Dawn outdoor lighting: CFL Lamp with integated Ballast replaces pre-existing standard lighting Wattage. Measure includes Code case. Impacts: HOU = 4100; CDF = 0 | DEER1314 | Lighting Disposition | 7/24/2014 00:00:00 | Res-Oltg-DuskDawn-dWatt | Non-DEER | Scaled | BaseRatio |  |  | None |  | f |  | t | Res | Any | Lighting | OutDuskDawn | Ltg_Lamp | CFLint_lamp |  | OLtg-CFL-Dusk-to-Dawn |  |  |  | CFLratio0407 | CFLratio0407 | CFLscw-Ext(15w) | Standard |  | f | f | Disposition: MeasuresList-October312014.xlsx | RobNc |  |  |  | None | 1/1/2013 | 5/31/2015 | DEER2015 Uncertain Msr Update (Msr Expires) | TRUE | TRUE | 15 | 1 | FALSE | FALSE | FALSE | FALSE | TRUE | FALSE | FALSE | FALSE | FALSE
5534 | R-OutDD-CFLscw-Ext(18w)-dWP55 | Residential Dusk-to-Dawn outdoor lighting: CFL Lamp with integated Ballast replaces pre-existing standard lighting Wattage. Measure includes Code case. Impacts: HOU = 4100; CDF = 0 | DEER1314 | Lighting Disposition | 7/24/2014 00:00:00 | Res-Oltg-DuskDawn-dWatt | Non-DEER | Scaled | BaseRatio |  |  | None |  | f |  | t | Res | Any | Lighting | OutDuskDawn | Ltg_Lamp | CFLint_lamp |  | OLtg-CFL-Dusk-to-Dawn |  |  |  | CFLratio0407 | CFLratio0407 | CFLscw-Ext(18w) | Standard |  | f | f | Disposition: MeasuresList-October312014.xlsx | RobNc |  |  |  | None | 1/1/2013 | 5/31/2015 | DEER2015 Uncertain Msr Update (Msr Expires) | TRUE | TRUE | 18 | 1 | FALSE | FALSE | FALSE | FALSE | TRUE | FALSE | FALSE | FALSE | FALSE
5535 | R-OutDD-CFLscw-Ext(19w)-dWP58 | Residential Dusk-to-Dawn outdoor lighting: CFL Lamp with integated Ballast replaces pre-existing standard lighting Wattage. Measure includes Code case. Impacts: HOU = 4100; CDF = 0 | DEER1314 | Lighting Disposition | 7/24/2014 00:00:00 | Res-Oltg-DuskDawn-dWatt | Non-DEER | Scaled | BaseRatio |  |  | None |  | f |  | t | Res | Any | Lighting | OutDuskDawn | Ltg_Lamp | CFLint_lamp |  | OLtg-CFL-Dusk-to-Dawn |  |  |  | CFLratio0407 | CFLratio0407 | CFLscw-Ext(19w) | Standard |  | f | f | Disposition: MeasuresList-October312014.xlsx | RobNc |  |  |  | None | 1/1/2013 | 5/31/2015 | DEER2015 Uncertain Msr Update (Msr Expires) | TRUE | TRUE | 19 | 1 | FALSE | FALSE | FALSE | FALSE | TRUE | FALSE | FALSE | FALSE | FALSE
5536 | R-OutDD-CFLscw-Ext(20w)-dWP61 | Residential Dusk-to-Dawn outdoor lighting: CFL Lamp with integated Ballast replaces pre-existing standard lighting Wattage. Measure includes Code case. Impacts: HOU = 4100; CDF = 0 | DEER1314 | Lighting Disposition | 7/24/2014 00:00:00 | Res-Oltg-DuskDawn-dWatt | Non-DEER | Scaled | BaseRatio |  |  | None |  | f |  | t | Res | Any | Lighting | OutDuskDawn | Ltg_Lamp | CFLint_lamp |  | OLtg-CFL-Dusk-to-Dawn |  |  |  | CFLratio0407 | CFLratio0407 | CFLscw-Ext(20w) | Standard |  | f | f | Disposition: MeasuresList-October312014.xlsx | RobNc |  |  |  | None | 1/1/2013 | 5/31/2015 | DEER2015 Uncertain Msr Update (Msr Expires) | TRUE | TRUE | 20 | 1 | FALSE | FALSE | FALSE | FALSE | TRUE | FALSE | FALSE | FALSE | FALSE
5537 | R-OutDD-CFLscw-Ext(22w)-dWP67 | Residential Dusk-to-Dawn outdoor lighting: CFL Lamp with integated Ballast replaces pre-existing standard lighting Wattage. Measure includes Code case. Impacts: HOU = 4100; CDF = 0 | DEER1314 | Lighting Disposition | 7/24/2014 00:00:00 | Res-Oltg-DuskDawn-dWatt | Non-DEER | Scaled | BaseRatio |  |  | None |  | f |  | t | Res | Any | Lighting | OutDuskDawn | Ltg_Lamp | CFLint_lamp |  | OLtg-CFL-Dusk-to-Dawn |  |  |  | CFLratio0407 | CFLratio0407 | CFLscw-Ext(22w) | Standard |  | f | f | Disposition: MeasuresList-October312014.xlsx | RobNc |  |  |  | None | 1/1/2013 | 5/31/2015 | DEER2015 Uncertain Msr Update (Msr Expires) | TRUE | TRUE | 22 | 1 | FALSE | FALSE | FALSE | FALSE | TRUE | FALSE | FALSE | FALSE | FALSE
5538 | R-OutDD-CFLscw-Ext(23w)-dWP70 | Residential Dusk-to-Dawn outdoor lighting: CFL Lamp with integated Ballast replaces pre-existing standard lighting Wattage. Measure includes Code case. Impacts: HOU = 4100; CDF = 0 | DEER1314 | Lighting Disposition | 7/24/2014 00:00:00 | Res-Oltg-DuskDawn-dWatt | Non-DEER | Scaled | BaseRatio |  |  | None |  | f |  | t | Res | Any | Lighting | OutDuskDawn | Ltg_Lamp | CFLint_lamp |  | OLtg-CFL-Dusk-to-Dawn |  |  |  | CFLratio0407 | CFLratio0407 | CFLscw-Ext(23w) | Standard |  | f | f | Disposition: MeasuresList-October312014.xlsx | RobNc |  |  |  | None | 1/1/2013 | 5/31/2015 | DEER2015 Uncertain Msr Update (Msr Expires) | TRUE | TRUE | 23 | 1 | FALSE | FALSE | FALSE | FALSE | TRUE | FALSE | FALSE | FALSE | FALSE
5539 | R-OutDD-CFLscw-Ext(24w)-dWP73 | Residential Dusk-to-Dawn outdoor lighting: CFL Lamp with integated Ballast replaces pre-existing standard lighting Wattage. Measure includes Code case. Impacts: HOU = 4100; CDF = 0 | DEER1314 | Lighting Disposition | 7/24/2014 00:00:00 | Res-Oltg-DuskDawn-dWatt | Non-DEER | Scaled | BaseRatio |  |  | None |  | f |  | t | Res | Any | Lighting | OutDuskDawn | Ltg_Lamp | CFLint_lamp |  | OLtg-CFL-Dusk-to-Dawn |  |  |  | CFLratio0407 | CFLratio0407 | CFLscw-Ext(24w) | Standard |  | f | f | Disposition: MeasuresList-October312014.xlsx | RobNc |  |  |  | None | 1/1/2013 | 5/31/2015 | DEER2015 Uncertain Msr Update (Msr Expires) | TRUE | TRUE | 24 | 1 | FALSE | FALSE | FALSE | FALSE | TRUE | FALSE | FALSE | FALSE | FALSE
5540 | R-OutDD-CFLscw-Ext(25w)-dWP76 | Residential Dusk-to-Dawn outdoor lighting: CFL Lamp with integated Ballast replaces pre-existing standard lighting Wattage. Measure includes Code case. Impacts: HOU = 4100; CDF = 0 | DEER1314 | Lighting Disposition | 7/24/2014 00:00:00 | Res-Oltg-DuskDawn-dWatt | Non-DEER | Scaled | BaseRatio |  |  | None |  | f |  | t | Res | Any | Lighting | OutDuskDawn | Ltg_Lamp | CFLint_lamp |  | OLtg-CFL-Dusk-to-Dawn |  |  |  | CFLratio0407 | CFLratio0407 | CFLscw-Ext(25w) | Standard |  | f | f | Disposition: MeasuresList-October312014.xlsx | RobNc |  |  |  | None | 1/1/2013 | 5/31/2015 | DEER2015 Uncertain Msr Update (Msr Expires) | TRUE | TRUE | 25 | 1 | FALSE | FALSE | FALSE | FALSE | TRUE | FALSE | FALSE | FALSE | FALSE
5541 | R-OutDD-CFLscw-Ext(26w)-dWP79 | Residential Dusk-to-Dawn outdoor lighting: CFL Lamp with integated Ballast replaces pre-existing standard lighting Wattage. Measure includes Code case. Impacts: HOU = 4100; CDF = 0 | DEER1314 | Lighting Disposition | 7/24/2014 00:00:00 | Res-Oltg-DuskDawn-dWatt | Non-DEER | Scaled | BaseRatio |  |  | None |  | f |  | t | Res | Any | Lighting | OutDuskDawn | Ltg_Lamp | CFLint_lamp |  | OLtg-CFL-Dusk-to-Dawn |  |  |  | CFLratio0407 | CFLratio0407 | CFLscw-Ext(26w) | Standard |  | f | f | Disposition: MeasuresList-October312014.xlsx | RobNc |  |  |  | None | 1/1/2013 | 5/31/2015 | DEER2015 Uncertain Msr Update (Msr Expires) | TRUE | TRUE | 26 | 1 | FALSE | FALSE | FALSE | FALSE | TRUE | FALSE | FALSE | FALSE | FALSE
5542 | R-OutDD-CFLscw-Ext(27w)-dWP82 | Residential Dusk-to-Dawn outdoor lighting: CFL Lamp with integated Ballast replaces pre-existing standard lighting Wattage. Measure includes Code case. Impacts: HOU = 4100; CDF = 0 | DEER1314 | Lighting Disposition | 7/24/2014 00:00:00 | Res-Oltg-DuskDawn-dWatt | Non-DEER | Scaled | BaseRatio |  |  | None |  | f |  | t | Res | Any | Lighting | OutDuskDawn | Ltg_Lamp | CFLint_lamp |  | OLtg-CFL-Dusk-to-Dawn |  |  |  | CFLratio0407 | CFLratio0407 | CFLscw-Ext(27w) | Standard |  | f | f | Disposition: MeasuresList-October312014.xlsx | RobNc |  |  |  | None | 1/1/2013 | 5/31/2015 | DEER2015 Uncertain Msr Update (Msr Expires) | TRUE | TRUE | 27 | 1 | FALSE | FALSE | FALSE | FALSE | TRUE | FALSE | FALSE | FALSE | FALSE
5543 | R-OutDD-CFLscw-Ext(9w)-dWP27 | Residential Dusk-to-Dawn outdoor lighting: CFL Lamp with integated Ballast replaces pre-existing standard lighting Wattage. Measure includes Code case. Impacts: HOU = 4100; CDF = 0 | DEER1314 | Lighting Disposition | 7/24/2014 00:00:00 | Res-Oltg-DuskDawn-dWatt | Non-DEER | Scaled | BaseRatio |  |  | None |  | f |  | t | Res | Any | Lighting | OutDuskDawn | Ltg_Lamp | CFLint_lamp |  | OLtg-CFL-Dusk-to-Dawn |  |  |  | CFLratio0407 | CFLratio0407 | CFLscw-Ext(9w) | Standard |  | f | f | Disposition: MeasuresList-October312014.xlsx | RobNc |  |  |  | None | 1/1/2013 | 5/31/2015 | DEER2015 Uncertain Msr Update (Msr Expires) | TRUE | TRUE | 9 | 1 | FALSE | FALSE | FALSE | FALSE | TRUE | FALSE | FALSE | FALSE | FALSE
5544 | R-OutDD-CFLscw-Refl-Ext(13w)-dWP39 | Residential Dusk-to-Dawn outdoor lighting: CFL Lamp with integated Ballast replaces pre-existing standard lighting Wattage. Measure includes Code case. Impacts: HOU = 4100; CDF = 0 | DEER1314 | Lighting Disposition | 7/24/2014 00:00:00 | Res-Oltg-DuskDawn-dWatt | Non-DEER | Scaled | BaseRatio |  |  | None |  | f |  | t | Res | Any | Lighting | OutDuskDawn | Ltg_Lamp | CFLint_lamp |  | OLtg-CFL-Dusk-to-Dawn |  |  |  | CFLratio0407 | CFLratio0407 | CFLscw-Refl-Ext(13w) | Standard |  | f | f | Disposition: MeasuresList-October312014.xlsx | RobNc |  |  |  | None | 1/1/2013 | 5/31/2015 | DEER2015 Uncertain Msr Update (Msr Expires) | TRUE | TRUE | 13 | 1 | FALSE | FALSE | FALSE | FALSE | TRUE | FALSE | FALSE | FALSE | FALSE
5545 | R-OutDD-CFLscw-Refl-Ext(14w)-dWP42 | Residential Dusk-to-Dawn outdoor lighting: CFL Lamp with integated Ballast replaces pre-existing standard lighting Wattage. Measure includes Code case. Impacts: HOU = 4100; CDF = 0 | DEER1314 | Lighting Disposition | 7/24/2014 00:00:00 | Res-Oltg-DuskDawn-dWatt | Non-DEER | Scaled | BaseRatio |  |  | None |  | f |  | t | Res | Any | Lighting | OutDuskDawn | Ltg_Lamp | CFLint_lamp |  | OLtg-CFL-Dusk-to-Dawn |  |  |  | CFLratio0407 | CFLratio0407 | CFLscw-Refl-Ext(14w) | Standard |  | f | f | Disposition: MeasuresList-October312014.xlsx | RobNc |  |  |  | None | 1/1/2013 | 5/31/2015 | DEER2015 Uncertain Msr Update (Msr Expires) | TRUE | TRUE | 14 | 1 | FALSE | FALSE | FALSE | FALSE | TRUE | FALSE | FALSE | FALSE | FALSE
5546 | R-OutDD-CFLscw-Refl-Ext(15w)-dWP46 | Residential Dusk-to-Dawn outdoor lighting: CFL Lamp with integated Ballast replaces pre-existing standard lighting Wattage. Measure includes Code case. Impacts: HOU = 4100; CDF = 0 | DEER1314 | Lighting Disposition | 7/24/2014 00:00:00 | Res-Oltg-DuskDawn-dWatt | Non-DEER | Scaled | BaseRatio |  |  | None |  | f |  | t | Res | Any | Lighting | OutDuskDawn | Ltg_Lamp | CFLint_lamp |  | OLtg-CFL-Dusk-to-Dawn |  |  |  | CFLratio0407 | CFLratio0407 | CFLscw-Refl-Ext(15w) | Standard |  | f | f | Disposition: MeasuresList-October312014.xlsx | RobNc |  |  |  | None | 1/1/2013 | 5/31/2015 | DEER2015 Uncertain Msr Update (Msr Expires) | TRUE | TRUE | 15 | 1 | FALSE | FALSE | FALSE | FALSE | TRUE | FALSE | FALSE | FALSE | FALSE
5547 | R-OutDD-CFLscw-Refl-Ext(16w)-dWP49 | Residential Dusk-to-Dawn outdoor lighting: CFL Lamp with integated Ballast replaces pre-existing standard lighting Wattage. Measure includes Code case. Impacts: HOU = 4100; CDF = 0 | DEER1314 | Lighting Disposition | 7/24/2014 00:00:00 | Res-Oltg-DuskDawn-dWatt | Non-DEER | Scaled | BaseRatio |  |  | None |  | f |  | t | Res | Any | Lighting | OutDuskDawn | Ltg_Lamp | CFLint_lamp |  | OLtg-CFL-Dusk-to-Dawn |  |  |  | CFLratio0407 | CFLratio0407 | CFLscw-Refl-Ext(16w) | Standard |  | f | f | Disposition: MeasuresList-October312014.xlsx | RobNc |  |  |  | None | 1/1/2013 | 5/31/2015 | DEER2015 Uncertain Msr Update (Msr Expires) | TRUE | TRUE | 16 | 1 | FALSE | FALSE | FALSE | FALSE | TRUE | FALSE | FALSE | FALSE | FALSE
5548 | R-OutDD-CFLscw-Refl-Ext(18w)-dWP55 | Residential Dusk-to-Dawn outdoor lighting: CFL Lamp with integated Ballast replaces pre-existing standard lighting Wattage. Measure includes Code case. Impacts: HOU = 4100; CDF = 0 | DEER1314 | Lighting Disposition | 7/24/2014 00:00:00 | Res-Oltg-DuskDawn-dWatt | Non-DEER | Scaled | BaseRatio |  |  | None |  | f |  | t | Res | Any | Lighting | OutDuskDawn | Ltg_Lamp | CFLint_lamp |  | OLtg-CFL-Dusk-to-Dawn |  |  |  | CFLratio0407 | CFLratio0407 | CFLscw-Refl-Ext(18w) | Standard |  | f | f | Disposition: MeasuresList-October312014.xlsx | RobNc |  |  |  | None | 1/1/2013 | 5/31/2015 | DEER2015 Uncertain Msr Update (Msr Expires) | TRUE | TRUE | 18 | 1 | FALSE | FALSE | FALSE | FALSE | TRUE | FALSE | FALSE | FALSE | FALSE
5549 | R-OutDD-CFLscw-Refl-Ext(20w)-dWP61 | Residential Dusk-to-Dawn outdoor lighting: CFL Lamp with integated Ballast replaces pre-existing standard lighting Wattage. Measure includes Code case. Impacts: HOU = 4100; CDF = 0 | DEER1314 | Lighting Disposition | 7/24/2014 00:00:00 | Res-Oltg-DuskDawn-dWatt | Non-DEER | Scaled | BaseRatio |  |  | None |  | f |  | t | Res | Any | Lighting | OutDuskDawn | Ltg_Lamp | CFLint_lamp |  | OLtg-CFL-Dusk-to-Dawn |  |  |  | CFLratio0407 | CFLratio0407 | CFLscw-Refl-Ext(20w) | Standard |  | f | f | Disposition: MeasuresList-October312014.xlsx | RobNc |  |  |  | None | 1/1/2013 | 5/31/2015 | DEER2015 Uncertain Msr Update (Msr Expires) | TRUE | TRUE | 20 | 1 | FALSE | FALSE | FALSE | FALSE | TRUE | FALSE | FALSE | FALSE | FALSE
5550 | R-OutDD-CFLscw-Refl-Ext(23w)-dWP70 | Residential Dusk-to-Dawn outdoor lighting: CFL Lamp with integated Ballast replaces pre-existing standard lighting Wattage. Measure includes Code case. Impacts: HOU = 4100; CDF = 0 | DEER1314 | Lighting Disposition | 7/24/2014 00:00:00 | Res-Oltg-DuskDawn-dWatt | Non-DEER | Scaled | BaseRatio |  |  | None |  | f |  | t | Res | Any | Lighting | OutDuskDawn | Ltg_Lamp | CFLint_lamp |  | OLtg-CFL-Dusk-to-Dawn |  |  |  | CFLratio0407 | CFLratio0407 | CFLscw-Refl-Ext(23w) | Standard |  | f | f | Disposition: MeasuresList-October312014.xlsx | RobNc |  |  |  | None | 1/1/2013 | 5/31/2015 | DEER2015 Uncertain Msr Update (Msr Expires) | TRUE | TRUE | 23 | 1 | FALSE | FALSE | FALSE | FALSE | TRUE | FALSE | FALSE | FALSE | FALSE
5551 | R-OutDD-HIDFixt-MH-70w-Ext(95w)-dwP110-dwC0 | Residential Dusk-to-Dawn outdoor lighting: more efficient HID Fixture installed. Measure includes Code case. Impacts: HOU = 4100; CDF = 0 | DEER1314 | Lighting Disposition | 2/9/2015 00:00:00 | Res-Oltg-DuskDawn-dWatt | Non-DEER | Scaled | Delta |  |  | None |  | f |  | t | Res | Any | Lighting | OutDuskDawn | Ltg_Fixture | HID_fixt |  | OLtg-HID |  |  |  | HIDFixt-MV-175w-Ext(205w) | HIDFixt-MH-70w-Ext(95w) | HIDFixt-MH-70w-Ext(95w) | Standard |  | f | f | RevisedHighBay.xlsx | ERrul |  | OLtg-HID |  | None | 1/1/2013 |  |  | FALSE | FALSE |  |  | FALSE | FALSE | FALSE | FALSE | FALSE | FALSE | FALSE | FALSE | FALSE
5552 | R-OutDD-HIDFixt-MH-70w-Ext(95w)-dWP110-dWC55 | Residential Dusk-to-Dawn outdoor lighting: more efficient HID Fixture installed. Measure includes Code case. Impacts: HOU = 4100; CDF = 0 | DEER1314 | Lighting Disposition | 5/30/2014 00:00:00 | Res-Oltg-DuskDawn-dWatt | Non-DEER | Scaled | Delta |  |  | None |  | f |  | t | Res | Any | Lighting | OutDuskDawn | Ltg_Fixture | HID_fixt |  | OLtg-LFluor |  |  |  | HIDFixt-MV-175w-Ext(205w) | HIDFixt-PSMH-125w-Ext(150w) | HIDFixt-MH-70w-Ext(95w) | Standard | Not Used in 2013-2014 Final Lighting Disposition | f | f | Disposition: MeasuresList-May222014.xlsx | ErRobNc |  | OLtg-HID |  | None | 1/1/2013 |  |  | FALSE | FALSE |  |  | FALSE | FALSE | FALSE | FALSE | FALSE | FALSE | FALSE | FALSE | FALSE
5553 | R-OutDD-LFLmpBlst-T8-48in-32w-1g+El-RS-NLO-Del(0w)-dWP28-dWC0 | Residential Dusk-to-Dawn outdoor lighting: Linear Fluorescent Lamp & Ballast permanently delamped. Measure includes Code case. Impacts: HOU = 4100; CDF = 0 | DEER1314 | Lighting Disposition | 5/30/2014 00:00:00 | Res-Oltg-DuskDawn-dWatt | Non-DEER | Scaled | Delta |  |  | None |  | f |  | t | Res | Any | Lighting | OutDuskDawn | Ltg_Lmp+Blst | LF_LmpBlst |  | OLtg-LFluor-Dusk-to-Dawn |  |  |  | LFLmpBlst-T8-48in-32w-1g+El-RS-NLO(28.7w) | LFLmpBlst-T8-48in-32w-1g+El-RS-NLO-Del(0w) | LFLmpBlst-T8-48in-32w-1g+El-RS-NLO-Del(0w) | Standard | WP source; Not used in 2013-14 Lighting Disposition | f | f | Disposition: MeasuresList-May222014.xlsx | ERrul |  | OLtg-LFluor-Dusk-to-Dawn |  | None | 1/1/2013 | 6/30/2014 |  | FALSE | FALSE |  |  | FALSE | FALSE | FALSE | FALSE | FALSE | FALSE | FALSE | FALSE | FALSE
5554 | R-OutDD-LFLmpBlst-T8-48in-32w-1g+El-RS-NLO-Del(32w)-dWP28 | Residential Dusk-to-Dawn outdoor lighting: Linear Fluorescent Lamp & Ballast permanently delamped. Measure includes Code case. Impacts: HOU = 4100; CDF = 0 | DEER1314 | Lighting Disposition | 11/6/2014 00:00:00 | Res-Oltg-DuskDawn-dWatt | Non-DEER | Scaled | Delta |  |  | None |  | f |  | t | Res | Any | Lighting | OutDuskDawn | Ltg_Lmp+Blst | LF_LmpBlst |  | OLtg-LFluor-Dusk-to-Dawn |  |  |  | LFLmpBlst-T8-48in-32w-1g+El-RS-NLO(60w) | LFLmpBlst-T8-48in-32w-1g+El-RS-NLO(60w) | LFLmpBlst-T8-48in-32w-1g+El-RS-NLO-Del(32w) | Standard |  | f | f | Disposition: MeasuresList-Dec1-2014.xlsx | RobNc |  | OLtg-LFluor-Dusk-to-Dawn |  | None | 1/1/2013 |  |  | FALSE | FALSE |  |  | FALSE | FALSE | FALSE | FALSE | FALSE | FALSE | FALSE | FALSE | FALSE
5555 | R-Out-HIDFixt-HPS-100w(138w)-dWP67-dWC12 | Residential Outdoor General Lighting: more efficient HID Fixture installed. Measure includes Code case. Impacts: HOU = 1249; CDF = 0 | DEER1314 | Lighting Disposition | 5/30/2014 00:00:00 | Res-Oltg-dWatt | Non-DEER | Scaled | Delta |  |  | None |  | f |  | t | Res | Any | Lighting | OutGen | Ltg_Fixture | HID_fixt |  | OLtg-LFluor |  |  |  | HIDFixt-MV-175w-Ext(205w) | HIDFixt-PSMH-125w-Ext(150w) | HIDFixt-HPS-100w(138w) | Standard | Not Used in 2013-2014 Final Lighting Disposition | f | f | Disposition: MeasuresList-May222014.xlsx | ErRobNc |  | OLtg-HID |  | None | 1/1/2013 |  |  | FALSE | FALSE |  |  | FALSE | FALSE | FALSE | FALSE | FALSE | FALSE | FALSE | FALSE | FALSE
5556 | R-Out-HIDFixt-HPS-100w-Ext(138w)-dwP152-dwC47 | Residential Outdoor General Lighting: more efficient HID Fixture installed. Measure includes Code case. Impacts: HOU = 1249; CDF = 0 | DEER1314 | Lighting Disposition | 2/9/2015 00:00:00 | Res-Oltg-dWatt | Non-DEER | Scaled | Delta |  |  | None |  | f |  | t | Res | Any | Lighting | OutGen | Ltg_Fixture | HID_fixt |  | OLtg-HID |  |  |  | HIDFixt-MV-250w-Ext(290w) | HIDFixt-PSMH-150w-Ext(185w) | HIDFixt-HPS-100w-Ext(138w) | Standard |  | f | f | RevisedHighBay.xlsx | ErRobNc |  | OLtg-HID |  | None | 1/1/2013 |  |  | FALSE | FALSE |  |  | FALSE | FALSE | FALSE | FALSE | FALSE | FALSE | FALSE | FALSE | FALSE
5557 | R-Out-HIDFixt-HPS-100w-Ext(138w)-dWP152-dWC70 | Residential Outdoor General Lighting: more efficient HID Fixture installed. Measure includes Code case. Impacts: HOU = 1249; CDF = 0 | DEER1314 | Lighting Disposition | 5/30/2014 00:00:00 | Res-Oltg-dWatt | Non-DEER | Scaled | Delta |  |  | None |  | f |  | t | Res | Any | Lighting | OutGen | Ltg_Fixture | HID_fixt |  | OLtg-LFluor |  |  |  | HIDFixt-MV-250w-Ext(290w) | HIDFixt-PSMH-175w-Ext(208w) | HIDFixt-HPS-100w-Ext(138w) | Standard | Not Used in 2013-2014 Final Lighting Disposition | f | f | Disposition: MeasuresList-May222014.xlsx | ErRobNc |  | OLtg-HID |  | None | 1/1/2013 |  |  | FALSE | FALSE |  |  | FALSE | FALSE | FALSE | FALSE | FALSE | FALSE | FALSE | FALSE | FALSE
5558 | R-Out-HIDFixt-HPS-100w-Ext(138w)-dwP67-dwC47 | Residential Outdoor General Lighting: more efficient HID Fixture installed. Measure includes Code case. Impacts: HOU = 1249; CDF = 0 | DEER1314 | Lighting Disposition | 2/9/2015 00:00:00 | Res-Oltg-dWatt | Non-DEER | Scaled | Delta |  |  | None |  | f |  | t | Res | Any | Lighting | OutGen | Ltg_Fixture | HID_fixt |  | OLtg-HID |  |  |  | HIDFixt-MV-175w-Ext(205w) | HIDFixt-PSMH-150w-Ext(185w) | HIDFixt-HPS-100w-Ext(138w) | Standard |  | f | f | RevisedHighBay.xlsx | ErRobNc |  | OLtg-HID |  | None | 1/1/2013 |  |  | FALSE | FALSE |  |  | FALSE | FALSE | FALSE | FALSE | FALSE | FALSE | FALSE | FALSE | FALSE
5559 | R-Out-HIDFixt-HPS-200w-Ext(250w)-dwP205-dwC115 | Residential Outdoor General Lighting: more efficient HID Fixture installed. Measure includes Code case. Impacts: HOU = 1249; CDF = 0 | DEER1314 | Lighting Disposition | 2/9/2015 00:00:00 | Res-Oltg-dWatt | Non-DEER | Scaled | Delta |  |  | None |  | f |  | t | Res | Any | Lighting | OutGen | Ltg_Fixture | HID_fixt |  | OLtg-HID |  |  |  | HIDFixt-MV-400w-Ext(455w) | HIDFixt-PSMH-320w-Ext(365w) | HIDFixt-HPS-200w-Ext(250w) | Standard |  | f | f | RevisedHighBay.xlsx | ErRobNc |  | OLtg-HID |  | None | 1/1/2013 |  |  | FALSE | FALSE |  |  | FALSE | FALSE | FALSE | FALSE | FALSE | FALSE | FALSE | FALSE | FALSE
5560 | R-Out-HIDFixt-HPS-200w-Ext(250w)-dWP205-dWC38 | Residential Outdoor General Lighting: more efficient HID Fixture installed. Measure includes Code case. Impacts: HOU = 1249; CDF = 0 | DEER1314 | Lighting Disposition | 5/30/2014 00:00:00 | Res-Oltg-dWatt | Non-DEER | Scaled | Delta |  |  | None |  | f |  | t | Res | Any | Lighting | OutGen | Ltg_Fixture | HID_fixt |  | OLtg-LFluor |  |  |  | HIDFixt-MV-400w-Ext(455w) | HIDFixt-PSMH-250w-Ext(288w) | HIDFixt-HPS-200w-Ext(250w) | Standard | Not Used in 2013-2014 Final Lighting Disposition | f | f | Disposition: MeasuresList-May222014.xlsx | ErRobNc |  | OLtg-HID |  | None | 1/1/2013 |  |  | FALSE | FALSE |  |  | FALSE | FALSE | FALSE | FALSE | FALSE | FALSE | FALSE | FALSE | FALSE
5561 | R-Out-HIDFixt-HPS-70w-Ext(95w)-dWP110-dWC55 | Residential Outdoor General Lighting: more efficient HID Fixture installed. Measure includes Code case. Impacts: HOU = 1249; CDF = 0 | DEER1314 | Lighting Disposition | 5/30/2014 00:00:00 | Res-Oltg-dWatt | Non-DEER | Scaled | Delta |  |  | None |  | f |  | t | Res | Any | Lighting | OutGen | Ltg_Fixture | HID_fixt |  | OLtg-LFluor |  |  |  | HIDFixt-MV-175w-Ext(205w) | HIDFixt-PSMH-125w-Ext(150w) | HIDFixt-HPS-70w-Ext(95w) | Standard | WP source | f | f | Disposition: MeasuresList-May222014.xlsx | ErRobNc |  | OLtg-HID |  | None | 1/1/2013 |  |  | FALSE | FALSE |  |  | FALSE | FALSE | FALSE | FALSE | FALSE | FALSE | FALSE | FALSE | FALSE
5562 | R-Out-HIDFixt-PSMH-150w-Ext(185w)-dWP105-dWC0 | Residential Outdoor General Lighting: more efficient HID Fixture installed. Measure includes Code case. Impacts: HOU = 1249; CDF = 0 | DEER1314 | Lighting Disposition | 5/30/2014 00:00:00 | Res-Oltg-dWatt | Non-DEER | Scaled | Delta |  |  | None |  | f |  | t | Res | Any | Lighting | OutGen | Ltg_Fixture | HID_fixt |  | OLtg-LFluor |  |  |  | HIDFixt-MV-250w-Ext(290w) | HIDFixt-PSMH-150w-Ext(185w) | HIDFixt-PSMH-150w-Ext(185w) | Standard | Not Used in 2013-2014 Final Lighting Disposition | f | f | Disposition: MeasuresList-May222014.xlsx | ERrul |  | OLtg-HID |  | None | 1/1/2013 |  |  | FALSE | FALSE |  |  | FALSE | FALSE | FALSE | FALSE | FALSE | FALSE | FALSE | FALSE | FALSE
5563 | R-Out-HIDFixt-PSMH-150w-Ext(190w)-dwP100-dwC0 | Residential Outdoor General Lighting: more efficient HID Fixture installed. Measure includes Code case. Impacts: HOU = 1249; CDF = 0 | DEER1314 | Lighting Disposition | 2/9/2015 00:00:00 | Res-Oltg-dWatt | Non-DEER | Scaled | Delta |  |  | None |  | f |  | t | Res | Any | Lighting | OutGen | Ltg_Fixture | HID_fixt |  | OLtg-HID |  |  |  | HIDFixt-MV-250w-Ext(290w) | HIDFixt-PSMH-150w-Ext(190w) | HIDFixt-PSMH-150w-Ext(190w) | Standard |  | f | f | RevisedHighBay.xlsx | ERrul |  | OLtg-HID |  | None | 1/1/2013 |  |  | FALSE | FALSE |  |  | FALSE | FALSE | FALSE | FALSE | FALSE | FALSE | FALSE | FALSE | FALSE
5564 | R-Out-HIDFixt-PSMH-250w-Ext(288w)-dWP167-dWC0 | Residential Outdoor General Lighting: more efficient HID Fixture installed. Measure includes Code case. Impacts: HOU = 1249; CDF = 0 | DEER1314 | Lighting Disposition | 5/30/2014 00:00:00 | Res-Oltg-dWatt | Non-DEER | Scaled | Delta |  |  | None |  | f |  | t | Res | Any | Lighting | OutGen | Ltg_Fixture | HID_fixt |  | OLtg-LFluor |  |  |  | HIDFixt-MV-400w-Ext(455w) | HIDFixt-PSMH-250w-Ext(288w) | HIDFixt-PSMH-250w-Ext(288w) | Standard | WP source | f | f | Disposition: MeasuresList-May222014.xlsx | ERrul |  | OLtg-HID |  | None | 1/1/2013 |  |  | FALSE | FALSE |  |  | FALSE | FALSE | FALSE | FALSE | FALSE | FALSE | FALSE | FALSE | FALSE
5565 | R-Out-LED-A19-Ext(10w)-dWP19 | Residential Outdoor General Lighting: LED Lamp replaces pre-existing standard lighting Wattage. Measure includes Code case. Impacts: HOU = 1249; CDF = 0 | DEER1314 | Lighting Disposition | 7/30/2014 00:00:00 | Res-Oltg-dWatt | Non-DEER | Scaled | BaseRatio |  |  | None |  | f |  | t | Res | Any | Lighting | OutGen | Ltg_Lamp | LED_lamp |  | OLtg-LFluor |  |  |  | LEDratio0296 | LEDratio0296 | LED-A19-Ext(10w) | Standard |  | f | f | Disposition: MeasuresList-October312014.xlsx | RobNc |  |  |  | None | 1/1/2013 |  |  | FALSE | FALSE |  |  | FALSE | FALSE | FALSE | FALSE | FALSE | FALSE | FALSE | FALSE | FALSE
5566 | R-Out-LED-A19-Ext(4w)-dWP7 | Residential Outdoor General Lighting: LED Lamp replaces pre-existing standard lighting Wattage. Measure includes Code case. Impacts: HOU = 1249; CDF = 0 | DEER1314 | Lighting Disposition | 7/30/2014 00:00:00 | Res-Oltg-dWatt | Non-DEER | Scaled | BaseRatio |  |  | None |  | f |  | t | Res | Any | Lighting | OutGen | Ltg_Lamp | LED_lamp |  | OLtg-LFluor |  |  |  | LEDratio0296 | LEDratio0296 | LED-A19-Ext(4w) | Standard |  | f | f | Disposition: MeasuresList-October312014.xlsx | RobNc |  |  |  | None | 1/1/2013 |  |  | FALSE | FALSE |  |  | FALSE | FALSE | FALSE | FALSE | FALSE | FALSE | FALSE | FALSE | FALSE
5567 | R-Out-LEDFixt-Ext(400w)-dWP675-dWC106 | Residential Outdoor General Lighting: LED Fixture replaces HID Fixture. Measure includes Code case. Impacts: HOU = 1249; CDF = 0 | DEER1314 | Lighting Disposition | 5/30/2014 00:00:00 | Res-Oltg-dWatt | Non-DEER | Scaled | Delta |  |  | None |  | f |  | t | Res | Any | Lighting | OutGen | Ltg_Fixture | LED_fixt |  | OLtg-LFluor |  |  |  | HIDFixt-MV-1000w-Ext(1075w) | HIDFixt-PSMH-450w-Ext(506w) | LEDFixt-Ext(400w) | Standard | WP source e.g.: PGE3PLTG166r0 | f | f | Disposition: MeasuresList-May222014.xlsx | ErRobNc |  | OLtg-HID |  | None | 1/1/2013 |  |  | FALSE | FALSE |  |  | FALSE | FALSE | FALSE | FALSE | FALSE | FALSE | FALSE | FALSE | FALSE
5568 | R-Out-LEDFixt-Ext(52w)-dWP153-dWC98 | Residential Outdoor General Lighting: LED Fixture replaces HID Fixture. Measure includes Code case. Impacts: HOU = 1249; CDF = 0 | DEER1314 | Lighting Disposition | 5/30/2014 00:00:00 | Res-Oltg-dWatt | Non-DEER | Scaled | Delta |  |  | None |  | f |  | t | Res | Any | Lighting | OutGen | Ltg_Fixture | LED_fixt |  | OLtg-LFluor |  |  |  | HIDFixt-MV-175w-Ext(205w) | HIDFixt-PSMH-125w-Ext(150w) | LEDFixt-Ext(52w) | Standard | WP source e.g.: PGE3PLTG166r0 | f | f | Disposition: MeasuresList-May222014.xlsx | ErRobNc |  | OLtg-HID |  | None | 1/1/2013 |  |  | FALSE | FALSE |  |  | FALSE | FALSE | FALSE | FALSE | FALSE | FALSE | FALSE | FALSE | FALSE
5569 | R-Out-LEDFixt-Ext(64w)-dWP226-dWC144 | Residential Outdoor General Lighting: LED Fixture replaces HID Fixture. Measure includes Code case. Impacts: HOU = 1249; CDF = 0 | DEER1314 | Lighting Disposition | 5/30/2014 00:00:00 | Res-Oltg-dWatt | Non-DEER | Scaled | Delta |  |  | None |  | f |  | t | Res | Any | Lighting | OutGen | Ltg_Fixture | LED_fixt |  | OLtg-LFluor |  |  |  | HIDFixt-MV-250w-Ext(290w) | HIDFixt-PSMH-175w-Ext(208w) | LEDFixt-Ext(64w) | Standard | WP source e.g.: PGE3PLTG166r0 | f | f | Disposition: MeasuresList-May222014.xlsx | ErRobNc |  | OLtg-HID |  | None | 1/1/2013 |  |  | FALSE | FALSE |  |  | FALSE | FALSE | FALSE | FALSE | FALSE | FALSE | FALSE | FALSE | FALSE
5570 | R-Out-LEDFixt-Ext(64w)-dWP391-dWC224 | Residential Outdoor General Lighting: LED Fixture replaces HID Fixture. Measure includes Code case. Impacts: HOU = 1249; CDF = 0 | DEER1314 | Lighting Disposition | 5/30/2014 00:00:00 | Res-Oltg-dWatt | Non-DEER | Scaled | Delta |  |  | None |  | f |  | t | Res | Any | Lighting | OutGen | Ltg_Fixture | LED_fixt |  | OLtg-LFluor |  |  |  | HIDFixt-MV-400w-Ext(455w) | HIDFixt-PSMH-250w-Ext(288w) | LEDFixt-Ext(64w) | Standard | WP source e.g.: PGE3PLTG166r0 | f | f | Disposition: MeasuresList-May222014.xlsx | ErRobNc |  | OLtg-HID |  | None | 1/1/2013 |  |  | FALSE | FALSE |  |  | FALSE | FALSE | FALSE | FALSE | FALSE | FALSE | FALSE | FALSE | FALSE
5571 | R-Out-LEDFixt-Ext(78w)-dWP212-dWC130 | Residential Outdoor General Lighting: LED Fixture replaces HID Fixture. Measure includes Code case. Impacts: HOU = 1249; CDF = 0 | DEER1314 | Lighting Disposition | 5/30/2014 00:00:00 | Res-Oltg-dWatt | Non-DEER | Scaled | Delta |  |  | None |  | f |  | t | Res | Any | Lighting | OutGen | Ltg_Fixture | LED_fixt |  | OLtg-LFluor |  |  |  | HIDFixt-MV-250w-Ext(290w) | HIDFixt-PSMH-175w-Ext(208w) | LEDFixt-Ext(78w) | Standard | WP source e.g.: PGE3PLTG166r0 | f | f | Disposition: MeasuresList-May222014.xlsx | ErRobNc |  | OLtg-HID |  | None | 1/1/2013 |  |  | FALSE | FALSE |  |  | FALSE | FALSE | FALSE | FALSE | FALSE | FALSE | FALSE | FALSE | FALSE
5572 | R-Out-LEDFixt-Ext-2(43w)-dWP162-dWC107 | Residential Outdoor General Lighting: LED Fixture replaces HID Fixture. Measure includes Code case. Impacts: HOU = 1249; CDF = 0 | DEER1314 | Lighting Disposition | 5/30/2014 00:00:00 | Res-Oltg-dWatt | Non-DEER | Scaled | Delta |  |  | None |  | f |  | t | Res | Any | Lighting | OutGen | Ltg_Fixture | LED_fixt |  | OLtg-LFluor |  |  |  | HIDFixt-MV-175w-Ext(205w) | HIDFixt-PSMH-125w-Ext(150w) | LEDFixt-Ext-2(43w) | Standard | WP source e.g.: PGE3PLTG166r0 | f | f | Disposition: MeasuresList-May222014.xlsx | ErRobNc |  | OLtg-HID |  | None | 1/1/2013 |  |  | FALSE | FALSE |  |  | FALSE | FALSE | FALSE | FALSE | FALSE | FALSE | FALSE | FALSE | FALSE
5573 | R-Out-LEDFixt-WM-Ext(80w)-dWP215 | Residential Outdoor General Lighting: LED Fixture replaces HID Fixture. Measure includes Code case. Impacts: HOU = 1249; CDF = 0 | DEER1314 | Lighting Disposition | 5/30/2014 00:00:00 | Res-Oltg-dWatt | Non-DEER | Scaled | Delta |  |  | None |  | f |  | t | Res | Any | Lighting | OutGen | Ltg_Fixture | LED_fixt |  | OLtg-LFluor |  |  |  | HIDFixt-HPS-250w-Ext(295w) | HIDFixt-HPS-250w-Ext(295w) | LEDFixt-WM-Ext(80w) | Standard | WP source e.g.: SCE13LG109r0 | f | f | Disposition: MeasuresList-May222014.xlsx | RobNc |  | OLtg-HPS |  | None | 1/1/2013 |  |  | FALSE | FALSE |  |  | FALSE | FALSE | FALSE | FALSE | FALSE | FALSE | FALSE | FALSE | FALSE
5574 | R-Out-LEDFixt-WM-Ext(80w)-dWP215-dWC152 | Residential Outdoor General Lighting: LED Fixture replaces HID Fixture. Measure includes Code case. Impacts: HOU = 1249; CDF = 0 | DEER1314 | Lighting Disposition | 5/30/2014 00:00:00 | Res-Oltg-dWatt | Non-DEER | Scaled | Delta |  |  | None |  | f |  | t | Res | Any | Lighting | OutGen | Ltg_Fixture | LED_fixt |  | OLtg-LFluor |  |  |  | HIDFixt-MH-250w-Ext(295w) | HIDFixt-PSMH-200w-Ext(232w) | LEDFixt-WM-Ext(80w) | Standard | WP source e.g.: SCE13LG109r0 | f | f | Disposition: MeasuresList-May222014.xlsx | ErRobNc |  | OLtg-MH |  | None | 1/1/2013 |  |  | FALSE | FALSE |  |  | FALSE | FALSE | FALSE | FALSE | FALSE | FALSE | FALSE | FALSE | FALSE
5575 | R-Out-LEDFixt-WM-Ext-4(40w)-dWP32 | Residential Outdoor General Lighting: LED Fixture replaces HID Fixture. Measure includes Code case. Impacts: HOU = 1249; CDF = 0 | DEER1314 | Lighting Disposition | 5/30/2014 00:00:00 | Res-Oltg-dWatt | Non-DEER | Scaled | Delta |  |  | None |  | f |  | t | Res | Any | Lighting | OutGen | Ltg_Fixture | LED_fixt |  | OLtg-LFluor |  |  |  | HIDFixt-MH-50w-Ext(72w) | HIDFixt-MH-50w-Ext(72w) | LEDFixt-WM-Ext-4(40w) | Standard | WP source e.g.: PGE3PLTG166r0 | f | f | Disposition: MeasuresList-May222014.xlsx | RobNc |  | OLtg-MH |  | None | 1/1/2013 |  |  | FALSE | FALSE |  |  | FALSE | FALSE | FALSE | FALSE | FALSE | FALSE | FALSE | FALSE | FALSE
5576 | R-Out-LEDFixt-WM-Ext-4(40w)-dWP6-1 | Residential Outdoor General Lighting: LED Fixture replaces CFL Fixture. Measure includes Code case. Impacts: HOU = 1249; CDF = 0 | DEER1314 | Lighting Disposition | 5/30/2014 00:00:00 | Res-Oltg-dWatt | Non-DEER | Scaled | Delta |  |  | None |  | f |  | t | Res | Any | Lighting | OutGen | Ltg_Fixture | LED_fixt |  | OLtg-LFluor |  |  |  | CFLfixt-46w(46w) | CFLfixt-46w(46w) | LEDFixt-WM-Ext-4(40w) | Standard | WP source e.g.: PGE3PLTG166r0 | f | f | Disposition: MeasuresList-May222014.xlsx | RobNc |  | OLtg-CFLfix |  | None | 1/1/2013 |  |  | FALSE | FALSE |  |  | FALSE | FALSE | FALSE | FALSE | FALSE | FALSE | FALSE | FALSE | FALSE
5577 | R-Out-LEDFixt-WM-Ext-4(40w)-dWP6-2 | Residential Outdoor General Lighting: LED Fixture replaces HID Fixture. Measure includes Code case. Impacts: HOU = 1249; CDF = 0 | DEER1314 | Lighting Disposition | 5/30/2014 00:00:00 | Res-Oltg-dWatt | Non-DEER | Scaled | Delta |  |  | None |  | f |  | t | Res | Any | Lighting | OutGen | Ltg_Fixture | LED_fixt |  | OLtg-LFluor |  |  |  | HIDFixt-HPS-46w-Ext(46w)-WM | HIDFixt-HPS-46w-Ext(46w)-WM | LEDFixt-WM-Ext-4(40w) | Standard | WP source e.g.: PGE3PLTG166r0 | f | f | Disposition: MeasuresList-May222014.xlsx | RobNc |  | OLtg-HPS |  | None | 1/1/2013 |  |  | FALSE | FALSE |  |  | FALSE | FALSE | FALSE | FALSE | FALSE | FALSE | FALSE | FALSE | FALSE
5578 | R-Out-LED-MR16-Ext(3w)-dWP9 | Residential Outdoor General Lighting: LED Lamp replaces pre-existing standard lighting Wattage. Measure includes Code case. Impacts: HOU = 1249; CDF = 0 | DEER1314 | Lighting Disposition | 7/30/2014 00:00:00 | Res-Oltg-dWatt | Non-DEER | Scaled | BaseRatio |  |  | None |  | f |  | t | Res | Any | Lighting | OutGen | Ltg_Lamp | LED_lamp |  | OLtg-LFluor |  |  |  | LEDratio0424 | LEDratio0424 | LED-MR16-Ext(3w) | Standard |  | f | f | Disposition: MeasuresList-October312014.xlsx | RobNc |  |  |  | None | 1/1/2013 |  |  | FALSE | FALSE |  |  | FALSE | FALSE | FALSE | FALSE | FALSE | FALSE | FALSE | FALSE | FALSE
5579 | R-Out-LED-MR16-Ext(7w)-dWP22 | Residential Outdoor General Lighting: LED Lamp replaces pre-existing standard lighting Wattage. Measure includes Code case. Impacts: HOU = 1249; CDF = 0 | DEER1314 | Lighting Disposition | 7/30/2014 00:00:00 | Res-Oltg-dWatt | Non-DEER | Scaled | BaseRatio |  |  | None |  | f |  | t | Res | Any | Lighting | OutGen | Ltg_Lamp | LED_lamp |  | OLtg-LFluor |  |  |  | LEDratio0424 | LEDratio0424 | LED-MR16-Ext(7w) | Standard |  | f | f | Disposition: MeasuresList-October312014.xlsx | RobNc |  |  |  | None | 1/1/2013 |  |  | FALSE | FALSE |  |  | FALSE | FALSE | FALSE | FALSE | FALSE | FALSE | FALSE | FALSE | FALSE
5580 | R-Out-LED-PAR30-Ext(15w)-dWP36 | Residential Outdoor General Lighting: LED Lamp replaces pre-existing standard lighting Wattage. Measure includes Code case. Impacts: HOU = 1249; CDF = 0 | DEER1314 | Lighting Disposition | 7/30/2014 00:00:00 | Res-Oltg-dWatt | Non-DEER | Scaled | BaseRatio |  |  | None |  | f |  | t | Res | Any | Lighting | OutGen | Ltg_Lamp | LED_lamp |  | OLtg-LFluor |  |  |  | LEDratio0342 | LEDratio0342 | LED-PAR30-Ext(15w) | Standard |  | f | f | Disposition: MeasuresList-October312014.xlsx | RobNc |  |  |  | None | 1/1/2013 |  |  | FALSE | FALSE |  |  | FALSE | FALSE | FALSE | FALSE | FALSE | FALSE | FALSE | FALSE | FALSE
5581 | R-Out-LED-PAR30-Ext(6w)-dWP14 | Residential Outdoor General Lighting: LED Lamp replaces pre-existing standard lighting Wattage. Measure includes Code case. Impacts: HOU = 1249; CDF = 0 | DEER1314 | Lighting Disposition | 7/30/2014 00:00:00 | Res-Oltg-dWatt | Non-DEER | Scaled | BaseRatio |  |  | None |  | f |  | t | Res | Any | Lighting | OutGen | Ltg_Lamp | LED_lamp |  | OLtg-LFluor |  |  |  | LEDratio0342 | LEDratio0342 | LED-PAR30-Ext(6w) | Standard |  | f | f | Disposition: MeasuresList-October312014.xlsx | RobNc |  |  |  | None | 1/1/2013 |  |  | FALSE | FALSE |  |  | FALSE | FALSE | FALSE | FALSE | FALSE | FALSE | FALSE | FALSE | FALSE
5582 | R-Out-LED-PAR38-Ext(17w)-dWP47 | Residential Outdoor General Lighting: LED Lamp replaces pre-existing standard lighting Wattage. Measure includes Code case. Impacts: HOU = 1249; CDF = 0 | DEER1314 | Lighting Disposition | 7/30/2014 00:00:00 | Res-Oltg-dWatt | Non-DEER | Scaled | BaseRatio |  |  | None |  | f |  | t | Res | Any | Lighting | OutGen | Ltg_Lamp | LED_lamp |  | OLtg-LFluor |  |  |  | LEDratio0381 | LEDratio0381 | LED-PAR38-Ext(17w) | Standard |  | f | f | Disposition: MeasuresList-October312014.xlsx | RobNc |  |  |  | None | 1/1/2013 |  |  | FALSE | FALSE |  |  | FALSE | FALSE | FALSE | FALSE | FALSE | FALSE | FALSE | FALSE | FALSE
5583 | R-Out-LED-PAR38-Ext(7w)-dWP19 | Residential Outdoor General Lighting: LED Lamp replaces pre-existing standard lighting Wattage. Measure includes Code case. Impacts: HOU = 1249; CDF = 0 | DEER1314 | Lighting Disposition | 7/30/2014 00:00:00 | Res-Oltg-dWatt | Non-DEER | Scaled | BaseRatio |  |  | None |  | f |  | t | Res | Any | Lighting | OutGen | Ltg_Lamp | LED_lamp |  | OLtg-LFluor |  |  |  | LEDratio0381 | LEDratio0381 | LED-PAR38-Ext(7w) | Standard |  | f | f | Disposition: MeasuresList-October312014.xlsx | RobNc |  |  |  | None | 1/1/2013 |  |  | FALSE | FALSE |  |  | FALSE | FALSE | FALSE | FALSE | FALSE | FALSE | FALSE | FALSE | FALSE
5584 | R-Out-LFLmpBlst-T8-48in-25w+El-IS-NLO(23w)-dWP7 | Residential Outdoor General Lighting: more efficient Linear Fluorescent Lamp & Ballast installed. Measure includes Code case. Impacts: HOU = 1249; CDF = 0 | DEER1314 | Lighting Disposition | 11/6/2014 00:00:00 | Res-Oltg-dWatt | Non-DEER | Scaled | Delta |  |  | None |  | f |  | t | Res | Any | Lighting | OutGen | Ltg_Lmp+Blst | LF_LmpBlst |  | OLtg-LFluor |  |  |  | LFLmpBlst-T8-48in-32w-1g+El-IS-NLO-3(30w) | LFLmpBlst-T8-48in-32w-1g+El-IS-NLO-3(30w) | LFLmpBlst-T8-48in-25w+El-IS-NLO(23w) | Standard |  | f | f | Disposition: MeasuresList-Dec1-2014.xlsx | RobNc |  | OLtg-LFluor |  | None | 7/1/2014 |  |  | FALSE | FALSE |  |  | FALSE | FALSE | FALSE | FALSE | FALSE | FALSE | FALSE | FALSE | FALSE
5585 | R-Out-LFLmpBlst-T8-48in-25w+El-IS-NLO(25w)-dWP7 | Residential Outdoor General Lighting: more efficient Linear Fluorescent Lamp & Ballast installed. Measure includes Code case. Impacts: HOU = 1249; CDF = 0 | DEER1314 | Lighting Disposition | 5/30/2014 00:00:00 | Res-Oltg-dWatt | Non-DEER | Scaled | Delta |  |  | None |  | f |  | t | Res | Any | Lighting | OutGen | Ltg_Lmp+Blst | LF_LmpBlst |  | OLtg-LFluor |  |  |  | LFLmpBlst-T8-48in-32w-2g+El-IS-NLO(32w) | LFLmpBlst-T8-48in-32w-2g+El-IS-NLO(32w) | LFLmpBlst-T8-48in-25w+El-IS-NLO(25w) | Standard | WP source e.g.: SCE13LG108r1; Not used in 2013-14 Lighting Disposition | f | f | Disposition: MeasuresList-May222014.xlsx | RobNc |  | OLtg-LFluor |  | None | 1/1/2013 | 6/30/2014 |  | FALSE | FALSE |  |  | FALSE | FALSE | FALSE | FALSE | FALSE | FALSE | FALSE | FALSE | FALSE
5586 | R-Out-LFLmpBlst-T8-48in-25w+El-IS-NLO(26w)-dWP4 | Residential Outdoor General Lighting: more efficient Linear Fluorescent Lamp & Ballast installed. Measure includes Code case. Impacts: HOU = 1249; CDF = 0 | DEER1314 | Lighting Disposition | 11/6/2014 00:00:00 | Res-Oltg-dWatt | Non-DEER | Scaled | Delta |  |  | None |  | f |  | t | Res | Any | Lighting | OutGen | Ltg_Lmp+Blst | LF_LmpBlst |  | OLtg-LFluor |  |  |  | LFLmpBlst-T8-48in-32w-2g+El-IS-NLO-2(30w) | LFLmpBlst-T8-48in-32w-2g+El-IS-NLO-2(30w) | LFLmpBlst-T8-48in-25w+El-IS-NLO(26w) | Standard |  | f | f | Disposition: MeasuresList-Dec1-2014.xlsx | RobNc |  | OLtg-LFluor |  | None | 1/1/2013 |  |  | FALSE | FALSE |  |  | FALSE | FALSE | FALSE | FALSE | FALSE | FALSE | FALSE | FALSE | FALSE
5587 | R-Out-LFLmpBlst-T8-48in-28w+El-IS-NLO(26w)-dWP4 | Residential Outdoor General Lighting: more efficient Linear Fluorescent Lamp & Ballast installed. Measure includes Code case. Impacts: HOU = 1249; CDF = 0 | DEER1314 | Lighting Disposition | 11/6/2014 00:00:00 | Res-Oltg-dWatt | Non-DEER | Scaled | Delta |  |  | None |  | f |  | t | Res | Any | Lighting | OutGen | Ltg_Lmp+Blst | LF_LmpBlst |  | OLtg-LFluor |  |  |  | LFLmpBlst-T8-48in-32w-1g+El-IS-NLO-3(30w) | LFLmpBlst-T8-48in-32w-1g+El-IS-NLO-3(30w) | LFLmpBlst-T8-48in-28w+El-IS-NLO(26w) | Standard |  | f | f | Disposition: MeasuresList-Dec1-2014.xlsx | RobNc |  | OLtg-LFluor |  | None | 7/1/2014 |  |  | FALSE | FALSE |  |  | FALSE | FALSE | FALSE | FALSE | FALSE | FALSE | FALSE | FALSE | FALSE
5588 | R-Out-LFLmpBlst-T8-48in-28w+El-IS-NLO(27w)-dWP3 | Residential Outdoor General Lighting: more efficient Linear Fluorescent Lamp & Ballast installed. Measure includes Code case. Impacts: HOU = 1249; CDF = 0 | DEER1314 | Lighting Disposition | 11/6/2014 00:00:00 | Res-Oltg-dWatt | Non-DEER | Scaled | Delta |  |  | None |  | f |  | t | Res | Any | Lighting | OutGen | Ltg_Lmp+Blst | LF_LmpBlst |  | OLtg-LFluor |  |  |  | LFLmpBlst-T8-48in-32w-2g+El-IS-NLO-2(30w) | LFLmpBlst-T8-48in-32w-2g+El-IS-NLO-2(30w) | LFLmpBlst-T8-48in-28w+El-IS-NLO(27w) | Standard |  | f | f | Disposition: MeasuresList-Dec1-2014.xlsx | RobNc |  | OLtg-LFluor |  | None | 1/1/2013 |  |  | FALSE | FALSE |  |  | FALSE | FALSE | FALSE | FALSE | FALSE | FALSE | FALSE | FALSE | FALSE
5589 | R-Out-LFLmpBlst-T8-48in-28w+El-IS-NLO(28w)-dWP4 | Residential Outdoor General Lighting: more efficient Linear Fluorescent Lamp & Ballast installed. Measure includes Code case. Impacts: HOU = 1249; CDF = 0 | DEER1314 | Lighting Disposition | 5/30/2014 00:00:00 | Res-Oltg-dWatt | Non-DEER | Scaled | Delta |  |  | None |  | f |  | t | Res | Any | Lighting | OutGen | Ltg_Lmp+Blst | LF_LmpBlst |  | OLtg-LFluor |  |  |  | LFLmpBlst-T8-48in-32w-2g+El-IS-NLO(32w) | LFLmpBlst-T8-48in-32w-2g+El-IS-NLO(32w) | LFLmpBlst-T8-48in-28w+El-IS-NLO(28w) | Standard | WP source e.g.: SCE13LG108r1; Not used in 2013-14 Lighting Disposition | f | f | Disposition: MeasuresList-May222014.xlsx | RobNc |  | OLtg-LFluor |  | None | 1/1/2013 | 6/30/2014 |  | FALSE | FALSE |  |  | FALSE | FALSE | FALSE | FALSE | FALSE | FALSE | FALSE | FALSE | FALSE
5590 | R-pGar-LFLmpBlst-T8-48in-32w-1g+El-RS-NLO-Del(0w)-dWP28-dWC0 | Residential Parking Garage 24-hour lighting: Linear Fluorescent Lamp & Ballast permanently delamped. Measure includes Code case. Impacts: HOU = 8760; CDF = 1 | DEER1314 | Lighting Disposition | 5/30/2014 00:00:00 | Oltg-24hr-dWatt | Non-DEER | Scaled | Delta |  |  | None |  | f |  | t | Res | Any | Lighting | ParkGar | Ltg_Lmp+Blst | LF_LmpBlst |  | OLtg-LFluor |  |  |  | LFLmpBlst-T8-48in-32w-1g+El-RS-NLO(28.7w) | LFLmpBlst-T8-48in-32w-1g+El-RS-NLO-Del(0w) | LFLmpBlst-T8-48in-32w-1g+El-RS-NLO-Del(0w) | Standard | WP source e.g.: SCE13LG109r0; Not used in 2013-14 Lighting Disposition | f | f | Disposition: MeasuresList-May222014.xlsx | ERrul |  | OLtg-LFluor |  | None | 1/1/2013 | 6/30/2014 |  | FALSE | FALSE |  |  | FALSE | FALSE | FALSE | FALSE | FALSE | FALSE | FALSE | FALSE | FALSE
5591 | R-pGar-LFLmpBlst-T8-48in-32w-1g+El-RS-NLO-Del(32w)-dWP28 | Residential Parking Garage 24-hour lighting: Linear Fluorescent Lamp & Ballast permanently delamped. Measure includes Code case. Impacts: HOU = 8760; CDF = 1 | DEER1314 | Lighting Disposition | 11/6/2014 00:00:00 | Oltg-24hr-dWatt | Non-DEER | Scaled | Delta |  |  | None |  | f |  | t | Res | Any | Lighting | ParkGar | Ltg_Lmp+Blst | LF_LmpBlst |  | OLtg-LFluor |  |  |  | LFLmpBlst-T8-48in-32w-1g+El-RS-NLO(60w) | LFLmpBlst-T8-48in-32w-1g+El-RS-NLO(60w) | LFLmpBlst-T8-48in-32w-1g+El-RS-NLO-Del(32w) | Standard |  | f | f | Disposition: MeasuresList-Dec1-2014.xlsx | RobNc |  | OLtg-LFluor |  | None | 1/1/2013 |  |  | FALSE | FALSE |  |  | FALSE | FALSE | FALSE | FALSE | FALSE | FALSE | FALSE | FALSE | FALSE
Scenario2 | Additional Measures based on DEER2015 Uncertain Measure Update | Res Outdoor CFL Lamp <= 30 Watts | [54 empty] | dWatts | MeasureID
5601 | R-Out-CFLscw-Ext(10)-dWP18 | Residential Outdoor General Lighting: CFL Lamp with integated Ballast replaces pre-existing standard lighting Wattage. Measure includes Code case. Impacts: HOU = 935; CDF = 0.021 | DEER2015 | D15 v2 | 5/18/2015 | Res-Oltg-dWatt-CFL | DEER | Scaled | BaseRatio |  |  | None |  | f |  | t | Res | Any | Lighting | OutGen | Ltg_Lamp | CFLint_lamp |  | ILtg-CFL-Res |  |  |  | CFLratio0284 | CFLratio0284 | CFLscw(10w) | Review |  | f | f | DEER Lighting measure | ErRobNc |  | ILtg-Incand-Res | Res-Lighting-OutGen_CFLratio0407_CFLscw-10w | DEER2015-ResOutLtg | 6/1/2015 |  | DEER2015 Uncertain Msr Update (HOU & CFL WWR) | TRUE | TRUE | 10 | TRUE | FALSE | FALSE | FALSE | FALSE | TRUE | FALSE | FALSE | FALSE |  | 18 | R-Out-CFLscw-Ext(10)-dWP18
5602 | R-Out-CFLscw-Ext(12)-dWP22 | Residential Outdoor General Lighting: CFL Lamp with integated Ballast replaces pre-existing standard lighting Wattage. Measure includes Code case. Impacts: HOU = 935; CDF = 0.021 | DEER2015 | D15 v2 | 5/18/2015 | Res-Oltg-dWatt-CFL | DEER | Scaled | BaseRatio |  |  | None |  | f |  | t | Res | Any | Lighting | OutGen | Ltg_Lamp | CFLint_lamp |  | ILtg-CFL-Res |  |  |  | CFLratio0284 | CFLratio0284 | CFLscw(12w) | Review |  | f | f | DEER Lighting measure | ErRobNc |  | ILtg-Incand-Res | Res-Lighting-OutGen_CFLratio0407_CFLscw-12w | DEER2015-ResOutLtg | 6/1/2015 |  | DEER2015 Uncertain Msr Update (HOU & CFL WWR) | TRUE | TRUE | 12 | TRUE | FALSE | FALSE | FALSE | FALSE | TRUE | FALSE | FALSE | FALSE |  | 22 | R-Out-CFLscw-Ext(12)-dWP22
5603 | R-Out-CFLscw-Ext(16)-dWP29 | Residential Outdoor General Lighting: CFL Lamp with integated Ballast replaces pre-existing standard lighting Wattage. Measure includes Code case. Impacts: HOU = 935; CDF = 0.021 | DEER2015 | D15 v2 | 5/18/2015 | Res-Oltg-dWatt-CFL | DEER | Scaled | BaseRatio |  |  | None |  | f |  | t | Res | Any | Lighting | OutGen | Ltg_Lamp | CFLint_lamp |  | ILtg-CFL-Res |  |  |  | CFLratio0284 | CFLratio0284 | CFLscw(16w) | Review |  | f | f | DEER Lighting measure | ErRobNc |  | ILtg-Incand-Res | Res-Lighting-OutGen_CFLratio0407_CFLscw-16w | DEER2015-ResOutLtg | 6/1/2015 |  | DEER2015 Uncertain Msr Update (HOU & CFL WWR) | TRUE | TRUE | 16 | TRUE | FALSE | FALSE | FALSE | FALSE | TRUE | FALSE | FALSE | FALSE |  | 29 | R-Out-CFLscw-Ext(16)-dWP29
5604 | R-Out-CFLscw-Ext(17)-dWP31 | Residential Outdoor General Lighting: CFL Lamp with integated Ballast replaces pre-existing standard lighting Wattage. Measure includes Code case. Impacts: HOU = 935; CDF = 0.021 | DEER2015 | D15 v2 | 5/18/2015 | Res-Oltg-dWatt-CFL | DEER | Scaled | BaseRatio |  |  | None |  | f |  | t | Res | Any | Lighting | OutGen | Ltg_Lamp | CFLint_lamp |  | ILtg-CFL-Res |  |  |  | CFLratio0284 | CFLratio0284 | CFLscw(17w) | Review |  | f | f | DEER Lighting measure | ErRobNc |  | ILtg-Incand-Res | Res-Lighting-OutGen_CFLratio0407_CFLscw-17w | DEER2015-ResOutLtg | 6/1/2015 |  | DEER2015 Uncertain Msr Update (HOU & CFL WWR) | TRUE | TRUE | 17 | TRUE | FALSE | FALSE | FALSE | FALSE | TRUE | FALSE | FALSE | FALSE |  | 31 | R-Out-CFLscw-Ext(17)-dWP31
5605 | R-Out-CFLscw-Ext(21)-dWP39 | Residential Outdoor General Lighting: CFL Lamp with integated Ballast replaces pre-existing standard lighting Wattage. Measure includes Code case. Impacts: HOU = 935; CDF = 0.021 | DEER2015 | D15 v2 | 5/18/2015 | Res-Oltg-dWatt-CFL | DEER | Scaled | BaseRatio |  |  | None |  | f |  | t | Res | Any | Lighting | OutGen | Ltg_Lamp | CFLint_lamp |  | ILtg-CFL-Res |  |  |  | CFLratio0284 | CFLratio0284 | CFLscw(21w) | Review |  | f | f | DEER Lighting measure | ErRobNc |  | ILtg-Incand-Res | Res-Lighting-OutGen_CFLratio0407_CFLscw-21w | DEER2015-ResOutLtg | 6/1/2015 |  | DEER2015 Uncertain Msr Update (HOU & CFL WWR) | TRUE | TRUE | 21 | TRUE | FALSE | FALSE | FALSE | FALSE | TRUE | FALSE | FALSE | FALSE |  | 39 | R-Out-CFLscw-Ext(21)-dWP39
5606 | R-Out-CFLscw-Ext(28)-dWP52 | Residential Outdoor General Lighting: CFL Lamp with integated Ballast replaces pre-existing standard lighting Wattage. Measure includes Code case. Impacts: HOU = 935; CDF = 0.021 | DEER2015 | D15 v2 | 5/18/2015 | Res-Oltg-dWatt-CFL | DEER | Scaled | BaseRatio |  |  | None |  | f |  | t | Res | Any | Lighting | OutGen | Ltg_Lamp | CFLint_lamp |  | ILtg-CFL-Res |  |  |  | CFLratio0284 | CFLratio0284 | CFLscw(28w) | Review |  | f | f | DEER Lighting measure | ErRobNc |  | ILtg-Incand-Res | Res-Lighting-OutGen_CFLratio0407_CFLscw-28w | DEER2015-ResOutLtg | 6/1/2015 |  | DEER2015 Uncertain Msr Update (HOU & CFL WWR) | TRUE | TRUE | 28 | TRUE | FALSE | FALSE | FALSE | FALSE | TRUE | FALSE | FALSE | FALSE |  | 52 | R-Out-CFLscw-Ext(28)-dWP52
5607 | R-Out-CFLscw-Ext(29)-dWP53 | Residential Outdoor General Lighting: CFL Lamp with integated Ballast replaces pre-existing standard lighting Wattage. Measure includes Code case. Impacts: HOU = 935; CDF = 0.021 | DEER2015 | D15 v2 | 5/18/2015 | Res-Oltg-dWatt-CFL | DEER | Scaled | BaseRatio |  |  | None |  | f |  | t | Res | Any | Lighting | OutGen | Ltg_Lamp | CFLint_lamp |  | ILtg-CFL-Res |  |  |  | CFLratio0284 | CFLratio0284 | CFLscw(29w) | Review |  | f | f | DEER Lighting measure | ErRobNc |  | ILtg-Incand-Res | Res-Lighting-OutGen_CFLratio0407_CFLscw-29w | DEER2015-ResOutLtg | 6/1/2015 |  | DEER2015 Uncertain Msr Update (HOU & CFL WWR) | TRUE | TRUE | 29 | TRUE | FALSE | FALSE | FALSE | FALSE | TRUE | FALSE | FALSE | FALSE |  | 53 | R-Out-CFLscw-Ext(29)-dWP53
5608 | R-Out-CFLscw-Ext(30)-dWP55 | Residential Outdoor General Lighting: CFL Lamp with integated Ballast replaces pre-existing standard lighting Wattage. Measure includes Code case. Impacts: HOU = 935; CDF = 0.021 | DEER2015 | D15 v2 | 5/18/2015 | Res-Oltg-dWatt-CFL | DEER | Scaled | BaseRatio |  |  | None |  | f |  | t | Res | Any | Lighting | OutGen | Ltg_Lamp | CFLint_lamp |  | ILtg-CFL-Res |  |  |  | CFLratio0284 | CFLratio0284 | CFLscw(30w) | Review |  | f | f | DEER Lighting measure | ErRobNc |  | ILtg-Incand-Res | Res-Lighting-OutGen_CFLratio0407_CFLscw-30w | DEER2015-ResOutLtg | 6/1/2015 |  | DEER2015 Uncertain Msr Update (HOU & CFL WWR) | TRUE | TRUE | 30 | TRUE | FALSE | FALSE | FALSE | FALSE | TRUE | FALSE | FALSE | FALSE |  | 55 | R-Out-CFLscw-Ext(30)-dWP55
5609 | R-Out-CFLscw-Ext(3)-dWP6 | Residential Outdoor General Lighting: CFL Lamp with integated Ballast replaces pre-existing standard lighting Wattage. Measure includes Code case. Impacts: HOU = 935; CDF = 0.021 | DEER2015 | D15 v2 | 5/18/2015 | Res-Oltg-dWatt-CFL | DEER | Scaled | BaseRatio |  |  | None |  | f |  | t | Res | Any | Lighting | OutGen | Ltg_Lamp | CFLint_lamp |  | ILtg-CFL-Res |  |  |  | CFLratio0284 | CFLratio0284 | CFLscw(3w) | Review |  | f | f | DEER Lighting measure | ErRobNc |  | ILtg-Incand-Res | Res-Lighting-OutGen_CFLratio0407_CFLscw-3w | DEER2015-ResOutLtg | 6/1/2015 |  | DEER2015 Uncertain Msr Update (HOU & CFL WWR) | TRUE | TRUE | 3 | TRUE | FALSE | FALSE | FALSE | FALSE | TRUE | FALSE | FALSE | FALSE |  | 6 | R-Out-CFLscw-Ext(3)-dWP6
5610 | R-Out-CFLscw-Ext(4)-dWP7 | Residential Outdoor General Lighting: CFL Lamp with integated Ballast replaces pre-existing standard lighting Wattage. Measure includes Code case. Impacts: HOU = 935; CDF = 0.021 | DEER2015 | D15 v2 | 5/18/2015 | Res-Oltg-dWatt-CFL | DEER | Scaled | BaseRatio |  |  | None |  | f |  | t | Res | Any | Lighting | OutGen | Ltg_Lamp | CFLint_lamp |  | ILtg-CFL-Res |  |  |  | CFLratio0284 | CFLratio0284 | CFLscw(4w) | Review |  | f | f | DEER Lighting measure | ErRobNc |  | ILtg-Incand-Res | Res-Lighting-OutGen_CFLratio0407_CFLscw-4w | DEER2015-ResOutLtg | 6/1/2015 |  | DEER2015 Uncertain Msr Update (HOU & CFL WWR) | TRUE | TRUE | 4 | TRUE | FALSE | FALSE | FALSE | FALSE | TRUE | FALSE | FALSE | FALSE |  | 7 | R-Out-CFLscw-Ext(4)-dWP7
5611 | R-Out-CFLscw-Ext(5)-dWP9 | Residential Outdoor General Lighting: CFL Lamp with integated Ballast replaces pre-existing standard lighting Wattage. Measure includes Code case. Impacts: HOU = 935; CDF = 0.021 | DEER2015 | D15 v2 | 5/18/2015 | Res-Oltg-dWatt-CFL | DEER | Scaled | BaseRatio |  |  | None |  | f |  | t | Res | Any | Lighting | OutGen | Ltg_Lamp | CFLint_lamp |  | ILtg-CFL-Res |  |  |  | CFLratio0284 | CFLratio0284 | CFLscw(5w) | Review |  | f | f | DEER Lighting measure | ErRobNc |  | ILtg-Incand-Res | Res-Lighting-OutGen_CFLratio0407_CFLscw-5w | DEER2015-ResOutLtg | 6/1/2015 |  | DEER2015 Uncertain Msr Update (HOU & CFL WWR) | TRUE | TRUE | 5 | TRUE | FALSE | FALSE | FALSE | FALSE | TRUE | FALSE | FALSE | FALSE |  | 9 | R-Out-CFLscw-Ext(5)-dWP9
5612 | R-Out-CFLscw-Ext(6)-dWP11 | Residential Outdoor General Lighting: CFL Lamp with integated Ballast replaces pre-existing standard lighting Wattage. Measure includes Code case. Impacts: HOU = 935; CDF = 0.021 | DEER2015 | D15 v2 | 5/18/2015 | Res-Oltg-dWatt-CFL | DEER | Scaled | BaseRatio |  |  | None |  | f |  | t | Res | Any | Lighting | OutGen | Ltg_Lamp | CFLint_lamp |  | ILtg-CFL-Res |  |  |  | CFLratio0284 | CFLratio0284 | CFLscw(6w) | Review |  | f | f | DEER Lighting measure | ErRobNc |  | ILtg-Incand-Res | Res-Lighting-OutGen_CFLratio0407_CFLscw-6w | DEER2015-ResOutLtg | 6/1/2015 |  | DEER2015 Uncertain Msr Update (HOU & CFL WWR) | TRUE | TRUE | 6 | TRUE | FALSE | FALSE | FALSE | FALSE | TRUE | FALSE | FALSE | FALSE |  | 11 | R-Out-CFLscw-Ext(6)-dWP11
5613 | R-Out-CFLscw-Ext(7)-dWP13 | Residential Outdoor General Lighting: CFL Lamp with integated Ballast replaces pre-existing standard lighting Wattage. Measure includes Code case. Impacts: HOU = 935; CDF = 0.021 | DEER2015 | D15 v2 | 5/18/2015 | Res-Oltg-dWatt-CFL | DEER | Scaled | BaseRatio |  |  | None |  | f |  | t | Res | Any | Lighting | OutGen | Ltg_Lamp | CFLint_lamp |  | ILtg-CFL-Res |  |  |  | CFLratio0284 | CFLratio0284 | CFLscw(7w) | Review |  | f | f | DEER Lighting measure | ErRobNc |  | ILtg-Incand-Res | Res-Lighting-OutGen_CFLratio0407_CFLscw-7w | DEER2015-ResOutLtg | 6/1/2015 |  | DEER2015 Uncertain Msr Update (HOU & CFL WWR) | TRUE | TRUE | 7 | TRUE | FALSE | FALSE | FALSE | FALSE | TRUE | FALSE | FALSE | FALSE |  | 13 | R-Out-CFLscw-Ext(7)-dWP13
5614 | R-Out-CFLscw-Ext(8)-dWP15 | Residential Outdoor General Lighting: CFL Lamp with integated Ballast replaces pre-existing standard lighting Wattage. Measure includes Code case. Impacts: HOU = 935; CDF = 0.021 | DEER2015 | D15 v2 | 5/18/2015 | Res-Oltg-dWatt-CFL | DEER | Scaled | BaseRatio |  |  | None |  | f |  | t | Res | Any | Lighting | OutGen | Ltg_Lamp | CFLint_lamp |  | ILtg-CFL-Res |  |  |  | CFLratio0284 | CFLratio0284 | CFLscw(8w) | Review |  | f | f | DEER Lighting measure | ErRobNc |  | ILtg-Incand-Res | Res-Lighting-OutGen_CFLratio0407_CFLscw-8w | DEER2015-ResOutLtg | 6/1/2015 |  | DEER2015 Uncertain Msr Update (HOU & CFL WWR) | TRUE | TRUE | 8 | TRUE | FALSE | FALSE | FALSE | FALSE | TRUE | FALSE | FALSE | FALSE |  | 15 | R-Out-CFLscw-Ext(8)-dWP15
5615 | R-Out-CFLscw-Ext(11)-dWP20 | Residential Outdoor General Lighting: CFL Lamp with integated Ballast replaces pre-existing standard lighting Wattage. Measure includes Code case. Impacts: HOU = 935; CDF = 0.021 | DEER2015 | D15 v2 | 5/18/2015 | Res-Oltg-dWatt | DEER | Scaled | BaseRatio |  |  | None |  | f |  | t | Res | Any | Lighting | OutGen | Ltg_Lamp | CFLint_lamp |  | OLtg-CFL |  |  |  | CFLratio0284 | CFLratio0284 | CFLscw-Ext(11w) | Review |  | f | f | Disposition: MeasuresList-October312014.xlsx | RobNc |  |  | R-Out-CFLscw-Ext(11w)-dWP33 | DEER2015-ResOutLtg | 6/1/2015 |  | DEER2015 Uncertain Msr Update (HOU & CFL WWR) | TRUE | TRUE | 11 | TRUE | FALSE | FALSE | FALSE | FALSE | TRUE | FALSE | FALSE | FALSE |  | 20 | R-Out-CFLscw-Ext(11)-dWP20
5616 | R-Out-CFLscw-Ext(13)-dWP24 | Residential Outdoor General Lighting: CFL Lamp with integated Ballast replaces pre-existing standard lighting Wattage. Measure includes Code case. Impacts: HOU = 935; CDF = 0.021 | DEER2015 | D15 v2 | 5/18/2015 | Res-Oltg-dWatt | DEER | Scaled | BaseRatio |  |  | None |  | f |  | t | Res | Any | Lighting | OutGen | Ltg_Lamp | CFLint_lamp |  | OLtg-CFL |  |  |  | CFLratio0284 | CFLratio0284 | CFLscw-Ext(13w) | Review |  | f | f | Disposition: MeasuresList-October312014.xlsx | RobNc |  |  | R-Out-CFLscw-Ext(13w)-dWP39 | DEER2015-ResOutLtg | 6/1/2015 |  | DEER2015 Uncertain Msr Update (HOU & CFL WWR) | TRUE | TRUE | 13 | TRUE | FALSE | FALSE | FALSE | FALSE | TRUE | FALSE | FALSE | FALSE |  | 24 | R-Out-CFLscw-Ext(13)-dWP24
5617 | R-Out-CFLscw-Ext(14)-dWP26 | Residential Outdoor General Lighting: CFL Lamp with integated Ballast replaces pre-existing standard lighting Wattage. Measure includes Code case. Impacts: HOU = 935; CDF = 0.021 | DEER2015 | D15 v2 | 5/18/2015 | Res-Oltg-dWatt | DEER | Scaled | BaseRatio |  |  | None |  | f |  | t | Res | Any | Lighting | OutGen | Ltg_Lamp | CFLint_lamp |  | OLtg-CFL |  |  |  | CFLratio0284 | CFLratio0284 | CFLscw-Ext(14w) | Review |  | f | f | Disposition: MeasuresList-October312014.xlsx | RobNc |  |  | R-Out-CFLscw-Ext(14w)-dWP42 | DEER2015-ResOutLtg | 6/1/2015 |  | DEER2015 Uncertain Msr Update (HOU & CFL WWR) | TRUE | TRUE | 14 | TRUE | FALSE | FALSE | FALSE | FALSE | TRUE | FALSE | FALSE | FALSE |  | 26 | R-Out-CFLscw-Ext(14)-dWP26
5618 | R-Out-CFLscw-Ext(15)-dWP28 | Residential Outdoor General Lighting: CFL Lamp with integated Ballast replaces pre-existing standard lighting Wattage. Measure includes Code case. Impacts: HOU = 935; CDF = 0.021 | DEER2015 | D15 v2 | 5/18/2015 | Res-Oltg-dWatt | DEER | Scaled | BaseRatio |  |  | None |  | f |  | t | Res | Any | Lighting | OutGen | Ltg_Lamp | CFLint_lamp |  | OLtg-CFL |  |  |  | CFLratio0284 | CFLratio0284 | CFLscw-Ext(15w) | Review |  | f | f | Disposition: MeasuresList-October312014.xlsx | RobNc |  |  | R-Out-CFLscw-Ext(15w)-dWP46 | DEER2015-ResOutLtg | 6/1/2015 |  | DEER2015 Uncertain Msr Update (HOU & CFL WWR) | TRUE | TRUE | 15 | TRUE | FALSE | FALSE | FALSE | FALSE | TRUE | FALSE | FALSE | FALSE |  | 28 | R-Out-CFLscw-Ext(15)-dWP28
5619 | R-Out-CFLscw-Ext(18)-dWP33 | Residential Outdoor General Lighting: CFL Lamp with integated Ballast replaces pre-existing standard lighting Wattage. Measure includes Code case. Impacts: HOU = 935; CDF = 0.021 | DEER2015 | D15 v2 | 5/18/2015 | Res-Oltg-dWatt | DEER | Scaled | BaseRatio |  |  | None |  | f |  | t | Res | Any | Lighting | OutGen | Ltg_Lamp | CFLint_lamp |  | OLtg-CFL |  |  |  | CFLratio0284 | CFLratio0284 | CFLscw-Ext(18w) | Review |  | f | f | Disposition: MeasuresList-October312014.xlsx | RobNc |  |  | R-Out-CFLscw-Ext(18w)-dWP55 | DEER2015-ResOutLtg | 6/1/2015 |  | DEER2015 Uncertain Msr Update (HOU & CFL WWR) | TRUE | TRUE | 18 | TRUE | FALSE | FALSE | FALSE | FALSE | TRUE | FALSE | FALSE | FALSE |  | 33 | R-Out-CFLscw-Ext(18)-dWP33
5620 | R-Out-CFLscw-Ext(19)-dWP35 | Residential Outdoor General Lighting: CFL Lamp with integated Ballast replaces pre-existing standard lighting Wattage. Measure includes Code case. Impacts: HOU = 935; CDF = 0.021 | DEER2015 | D15 v2 | 5/18/2015 | Res-Oltg-dWatt | DEER | Scaled | BaseRatio |  |  | None |  | f |  | t | Res | Any | Lighting | OutGen | Ltg_Lamp | CFLint_lamp |  | OLtg-CFL |  |  |  | CFLratio0284 | CFLratio0284 | CFLscw-Ext(19w) | Review |  | f | f | Disposition: MeasuresList-October312014.xlsx | RobNc |  |  | R-Out-CFLscw-Ext(19w)-dWP58 | DEER2015-ResOutLtg | 6/1/2015 |  | DEER2015 Uncertain Msr Update (HOU & CFL WWR) | TRUE | TRUE | 19 | TRUE | FALSE | FALSE | FALSE | FALSE | TRUE | FALSE | FALSE | FALSE |  | 35 | R-Out-CFLscw-Ext(19)-dWP35
5621 | R-Out-CFLscw-Ext(20)-dWP37 | Residential Outdoor General Lighting: CFL Lamp with integated Ballast replaces pre-existing standard lighting Wattage. Measure includes Code case. Impacts: HOU = 935; CDF = 0.021 | DEER2015 | D15 v2 | 5/18/2015 | Res-Oltg-dWatt | DEER | Scaled | BaseRatio |  |  | None |  | f |  | t | Res | Any | Lighting | OutGen | Ltg_Lamp | CFLint_lamp |  | OLtg-CFL |  |  |  | CFLratio0284 | CFLratio0284 | CFLscw-Ext(20w) | Review |  | f | f | Disposition: MeasuresList-October312014.xlsx | RobNc |  |  | R-Out-CFLscw-Ext(20w)-dWP61 | DEER2015-ResOutLtg | 6/1/2015 |  | DEER2015 Uncertain Msr Update (HOU & CFL WWR) | TRUE | TRUE | 20 | TRUE | FALSE | FALSE | FALSE | FALSE | TRUE | FALSE | FALSE | FALSE |  | 37 | R-Out-CFLscw-Ext(20)-dWP37
5622 | R-Out-CFLscw-Ext(22)-dWP40 | Residential Outdoor General Lighting: CFL Lamp with integated Ballast replaces pre-existing standard lighting Wattage. Measure includes Code case. Impacts: HOU = 935; CDF = 0.021 | DEER2015 | D15 v2 | 5/18/2015 | Res-Oltg-dWatt | DEER | Scaled | BaseRatio |  |  | None |  | f |  | t | Res | Any | Lighting | OutGen | Ltg_Lamp | CFLint_lamp |  | OLtg-CFL |  |  |  | CFLratio0284 | CFLratio0284 | CFLscw-Ext(22w) | Review |  | f | f | Disposition: MeasuresList-October312014.xlsx | RobNc |  |  | R-Out-CFLscw-Ext(22w)-dWP67 | DEER2015-ResOutLtg | 6/1/2015 |  | DEER2015 Uncertain Msr Update (HOU & CFL WWR) | TRUE | TRUE | 22 | TRUE | FALSE | FALSE | FALSE | FALSE | TRUE | FALSE | FALSE | FALSE |  | 40 | R-Out-CFLscw-Ext(22)-dWP40
5623 | R-Out-CFLscw-Ext(23)-dWP42 | Residential Outdoor General Lighting: CFL Lamp with integated Ballast replaces pre-existing standard lighting Wattage. Measure includes Code case. Impacts: HOU = 935; CDF = 0.021 | DEER2015 | D15 v2 | 5/18/2015 | Res-Oltg-dWatt | DEER | Scaled | BaseRatio |  |  | None |  | f |  | t | Res | Any | Lighting | OutGen | Ltg_Lamp | CFLint_lamp |  | OLtg-CFL |  |  |  | CFLratio0284 | CFLratio0284 | CFLscw-Ext(23w) | Review |  | f | f | Disposition: MeasuresList-October312014.xlsx | RobNc |  |  | R-Out-CFLscw-Ext(23w)-dWP70 | DEER2015-ResOutLtg | 6/1/2015 |  | DEER2015 Uncertain Msr Update (HOU & CFL WWR) | TRUE | TRUE | 23 | TRUE | FALSE | FALSE | FALSE | FALSE | TRUE | FALSE | FALSE | FALSE |  | 42 | R-Out-CFLscw-Ext(23)-dWP42
5624 | R-Out-CFLscw-Ext(24)-dWP44 | Residential Outdoor General Lighting: CFL Lamp with integated Ballast replaces pre-existing standard lighting Wattage. Measure includes Code case. Impacts: HOU = 935; CDF = 0.021 | DEER2015 | D15 v2 | 5/18/2015 | Res-Oltg-dWatt | DEER | Scaled | BaseRatio |  |  | None |  | f |  | t | Res | Any | Lighting | OutGen | Ltg_Lamp | CFLint_lamp |  | OLtg-CFL |  |  |  | CFLratio0284 | CFLratio0284 | CFLscw-Ext(24w) | Review |  | f | f | Disposition: MeasuresList-October312014.xlsx | RobNc |  |  | R-Out-CFLscw-Ext(24w)-dWP73 | DEER2015-ResOutLtg | 6/1/2015 |  | DEER2015 Uncertain Msr Update (HOU & CFL WWR) | TRUE | TRUE | 24 | TRUE | FALSE | FALSE | FALSE | FALSE | TRUE | FALSE | FALSE | FALSE |  | 44 | R-Out-CFLscw-Ext(24)-dWP44
5625 | R-Out-CFLscw-Ext(25)-dWP46 | Residential Outdoor General Lighting: CFL Lamp with integated Ballast replaces pre-existing standard lighting Wattage. Measure includes Code case. Impacts: HOU = 935; CDF = 0.021 | DEER2015 | D15 v2 | 5/18/2015 | Res-Oltg-dWatt | DEER | Scaled | BaseRatio |  |  | None |  | f |  | t | Res | Any | Lighting | OutGen | Ltg_Lamp | CFLint_lamp |  | OLtg-CFL |  |  |  | CFLratio0284 | CFLratio0284 | CFLscw-Ext(25w) | Review |  | f | f | Disposition: MeasuresList-October312014.xlsx | RobNc |  |  | R-Out-CFLscw-Ext(25w)-dWP76 | DEER2015-ResOutLtg | 6/1/2015 |  | DEER2015 Uncertain Msr Update (HOU & CFL WWR) | TRUE | TRUE | 25 | TRUE | FALSE | FALSE | FALSE | FALSE | TRUE | FALSE | FALSE | FALSE |  | 46 | R-Out-CFLscw-Ext(25)-dWP46
5626 | R-Out-CFLscw-Ext(26)-dWP48 | Residential Outdoor General Lighting: CFL Lamp with integated Ballast replaces pre-existing standard lighting Wattage. Measure includes Code case. Impacts: HOU = 935; CDF = 0.021 | DEER2015 | D15 v2 | 5/18/2015 | Res-Oltg-dWatt | DEER | Scaled | BaseRatio |  |  | None |  | f |  | t | Res | Any | Lighting | OutGen | Ltg_Lamp | CFLint_lamp |  | OLtg-CFL |  |  |  | CFLratio0284 | CFLratio0284 | CFLscw-Ext(26w) | Review |  | f | f | Disposition: MeasuresList-October312014.xlsx | RobNc |  |  | R-Out-CFLscw-Ext(26w)-dWP79 | DEER2015-ResOutLtg | 6/1/2015 |  | DEER2015 Uncertain Msr Update (HOU & CFL WWR) | TRUE | TRUE | 26 | TRUE | FALSE | FALSE | FALSE | FALSE | TRUE | FALSE | FALSE | FALSE |  | 48 | R-Out-CFLscw-Ext(26)-dWP48
5627 | R-Out-CFLscw-Ext(27)-dWP50 | Residential Outdoor General Lighting: CFL Lamp with integated Ballast replaces pre-existing standard lighting Wattage. Measure includes Code case. Impacts: HOU = 935; CDF = 0.021 | DEER2015 | D15 v2 | 5/18/2015 | Res-Oltg-dWatt | DEER | Scaled | BaseRatio |  |  | None |  | f |  | t | Res | Any | Lighting | OutGen | Ltg_Lamp | CFLint_lamp |  | OLtg-CFL |  |  |  | CFLratio0284 | CFLratio0284 | CFLscw-Ext(27w) | Review |  | f | f | Disposition: MeasuresList-October312014.xlsx | RobNc |  |  | R-Out-CFLscw-Ext(27w)-dWP82 | DEER2015-ResOutLtg | 6/1/2015 |  | DEER2015 Uncertain Msr Update (HOU & CFL WWR) | TRUE | TRUE | 27 | TRUE | FALSE | FALSE | FALSE | FALSE | TRUE | FALSE | FALSE | FALSE |  | 50 | R-Out-CFLscw-Ext(27)-dWP50
5628 | R-Out-CFLscw-Ext(9)-dWP17 | Residential Outdoor General Lighting: CFL Lamp with integated Ballast replaces pre-existing standard lighting Wattage. Measure includes Code case. Impacts: HOU = 935; CDF = 0.021 | DEER2015 | D15 v2 | 5/18/2015 | Res-Oltg-dWatt | DEER | Scaled | BaseRatio |  |  | None |  | f |  | t | Res | Any | Lighting | OutGen | Ltg_Lamp | CFLint_lamp |  | OLtg-CFL |  |  |  | CFLratio0284 | CFLratio0284 | CFLscw-Ext(9w) | Review |  | f | f | Disposition: MeasuresList-October312014.xlsx | RobNc |  |  | R-Out-CFLscw-Ext(9w)-dWP27 | DEER2015-ResOutLtg | 6/1/2015 |  | DEER2015 Uncertain Msr Update (HOU & CFL WWR) | TRUE | TRUE | 9 | TRUE | FALSE | FALSE | FALSE | FALSE | TRUE | FALSE | FALSE | FALSE |  | 17 | R-Out-CFLscw-Ext(9)-dWP17
5629 | R-Out-CFLscw-Refl-2(15)-dWP28 | Residential Outdoor General Lighting: CFL Lamp with integated Ballast replaces pre-existing standard lighting Wattage. Measure includes Code case. Impacts: HOU = 935; CDF = 0.021 | DEER2015 | D15 v2 | 5/18/2015 | Res-Oltg-dWatt | Non-DEER | Scaled | BaseRatio |  |  | None |  | f |  | t | Res | Any | Lighting | OutGen | Ltg_Lamp | CFLint_lamp |  | OLtg-CFL |  |  |  | CFLratio0284 | CFLratio0284 | CFLscw-Refl-2(15w) | Review |  | f | f | Disposition: MeasuresList-October312014.xlsx | RobNc |  |  | R-Out-CFLscw-Refl-2(15w)-dWP46 | DEER2015-ResOutLtg | 6/1/2015 |  | DEER2015 Uncertain Msr Update (HOU & CFL WWR) | TRUE | TRUE | 15 | TRUE | FALSE | FALSE | FALSE | FALSE | TRUE | FALSE | FALSE | FALSE |  | 28 | R-Out-CFLscw-Refl-2(15)-dWP28
5630 | R-Out-CFLscw-Refl-2(23)-dWP42 | Residential Outdoor General Lighting: CFL Lamp with integated Ballast replaces pre-existing standard lighting Wattage. Measure includes Code case. Impacts: HOU = 935; CDF = 0.021 | DEER2015 | D15 v2 | 5/18/2015 | Res-Oltg-dWatt | Non-DEER | Scaled | BaseRatio |  |  | None |  | f |  | t | Res | Any | Lighting | OutGen | Ltg_Lamp | CFLint_lamp |  | OLtg-CFL |  |  |  | CFLratio0284 | CFLratio0284 | CFLscw-Refl-2(23w) | Review |  | f | f | Disposition: MeasuresList-October312014.xlsx | RobNc |  |  | R-Out-CFLscw-Refl-2(23w)-dWP70 | DEER2015-ResOutLtg | 6/1/2015 |  | DEER2015 Uncertain Msr Update (HOU & CFL WWR) | TRUE | TRUE | 23 | TRUE | FALSE | FALSE | FALSE | FALSE | TRUE | FALSE | FALSE | FALSE |  | 42 | R-Out-CFLscw-Refl-2(23)-dWP42
5631 | R-Out-CFLscw-Refl-Ext(13)-dWP24 | Residential Outdoor General Lighting: CFL Lamp with integated Ballast replaces pre-existing standard lighting Wattage. Measure includes Code case. Impacts: HOU = 935; CDF = 0.021 | DEER2015 | D15 v2 | 5/18/2015 | Res-Oltg-dWatt | DEER | Scaled | BaseRatio |  |  | None |  | f |  | t | Res | Any | Lighting | OutGen | Ltg_Lamp | CFLint_lamp |  | OLtg-CFL |  |  |  | CFLratio0284 | CFLratio0284 | CFLscw-Refl-Ext(13w) | Review |  | f | f | Disposition: MeasuresList-October312014.xlsx | RobNc |  |  | R-Out-CFLscw-Refl-Ext(13w)-dWP39 | DEER2015-ResOutLtg | 6/1/2015 |  | DEER2015 Uncertain Msr Update (HOU & CFL WWR) | TRUE | TRUE | 13 | TRUE | FALSE | FALSE | FALSE | FALSE | TRUE | FALSE | FALSE | FALSE |  | 24 | R-Out-CFLscw-Refl-Ext(13)-dWP24
5632 | R-Out-CFLscw-Refl-Ext(14)-dWP26 | Residential Outdoor General Lighting: CFL Lamp with integated Ballast replaces pre-existing standard lighting Wattage. Measure includes Code case. Impacts: HOU = 935; CDF = 0.021 | DEER2015 | D15 v2 | 5/18/2015 | Res-Oltg-dWatt | DEER | Scaled | BaseRatio |  |  | None |  | f |  | t | Res | Any | Lighting | OutGen | Ltg_Lamp | CFLint_lamp |  | OLtg-CFL |  |  |  | CFLratio0284 | CFLratio0284 | CFLscw-Refl-Ext(14w) | Review |  | f | f | Disposition: MeasuresList-October312014.xlsx | RobNc |  |  | R-Out-CFLscw-Refl-Ext(14w)-dWP42 | DEER2015-ResOutLtg | 6/1/2015 |  | DEER2015 Uncertain Msr Update (HOU & CFL WWR) | TRUE | TRUE | 14 | TRUE | FALSE | FALSE | FALSE | FALSE | TRUE | FALSE | FALSE | FALSE |  | 26 | R-Out-CFLscw-Refl-Ext(14)-dWP26
5633 | R-Out-CFLscw-Refl-Ext(15)-dWP28 | Residential Outdoor General Lighting: CFL Lamp with integated Ballast replaces pre-existing standard lighting Wattage. Measure includes Code case. Impacts: HOU = 935; CDF = 0.021 | DEER2015 | D15 v2 | 5/18/2015 | Res-Oltg-dWatt | DEER | Scaled | BaseRatio |  |  | None |  | f |  | t | Res | Any | Lighting | OutGen | Ltg_Lamp | CFLint_lamp |  | OLtg-CFL |  |  |  | CFLratio0284 | CFLratio0284 | CFLscw-Refl-Ext(15w) | Review |  | f | f | Disposition: MeasuresList-October312014.xlsx | RobNc |  |  | R-Out-CFLscw-Refl-Ext(15w)-dWP46-1 | DEER2015-ResOutLtg | 6/1/2015 |  | DEER2015 Uncertain Msr Update (HOU & CFL WWR) | TRUE | TRUE | 15 | TRUE | FALSE | FALSE | FALSE | FALSE | TRUE | FALSE | FALSE | FALSE |  | 28 | R-Out-CFLscw-Refl-Ext(15)-dWP28
5634 | R-Out-CFLscw-Refl-Ext(16)-dWP29 | Residential Outdoor General Lighting: CFL Lamp with integated Ballast replaces pre-existing standard lighting Wattage. Measure includes Code case. Impacts: HOU = 935; CDF = 0.021 | DEER2015 | D15 v2 | 5/18/2015 | Res-Oltg-dWatt | DEER | Scaled | BaseRatio |  |  | None |  | f |  | t | Res | Any | Lighting | OutGen | Ltg_Lamp | CFLint_lamp |  | OLtg-CFL |  |  |  | CFLratio0284 | CFLratio0284 | CFLscw-Refl-Ext(16w) | Review |  | f | f | Disposition: MeasuresList-October312014.xlsx | RobNc |  |  | R-Out-CFLscw-Refl-Ext(16w)-dWP49 | DEER2015-ResOutLtg | 6/1/2015 |  | DEER2015 Uncertain Msr Update (HOU & CFL WWR) | TRUE | TRUE | 16 | TRUE | FALSE | FALSE | FALSE | FALSE | TRUE | FALSE | FALSE | FALSE |  | 29 | R-Out-CFLscw-Refl-Ext(16)-dWP29
5635 | R-Out-CFLscw-Refl-Ext(18)-dWP33 | Residential Outdoor General Lighting: CFL Lamp with integated Ballast replaces pre-existing standard lighting Wattage. Measure includes Code case. Impacts: HOU = 935; CDF = 0.021 | DEER2015 | D15 v2 | 5/18/2015 | Res-Oltg-dWatt | DEER | Scaled | BaseRatio |  |  | None |  | f |  | t | Res | Any | Lighting | OutGen | Ltg_Lamp | CFLint_lamp |  | OLtg-CFL |  |  |  | CFLratio0284 | CFLratio0284 | CFLscw-Refl-Ext(18w) | Review |  | f | f | Disposition: MeasuresList-October312014.xlsx | RobNc |  |  | R-Out-CFLscw-Refl-Ext(18w)-dWP55 | DEER2015-ResOutLtg | 6/1/2015 |  | DEER2015 Uncertain Msr Update (HOU & CFL WWR) | TRUE | TRUE | 18 | TRUE | FALSE | FALSE | FALSE | FALSE | TRUE | FALSE | FALSE | FALSE |  | 33 | R-Out-CFLscw-Refl-Ext(18)-dWP33
5636 | R-Out-CFLscw-Refl-Ext(20)-dWP37 | Residential Outdoor General Lighting: CFL Lamp with integated Ballast replaces pre-existing standard lighting Wattage. Measure includes Code case. Impacts: HOU = 935; CDF = 0.021 | DEER2015 | D15 v2 | 5/18/2015 | Res-Oltg-dWatt | DEER | Scaled | BaseRatio |  |  | None |  | f |  | t | Res | Any | Lighting | OutGen | Ltg_Lamp | CFLint_lamp |  | OLtg-CFL |  |  |  | CFLratio0284 | CFLratio0284 | CFLscw-Refl-Ext(20w) | Review |  | f | f | Disposition: MeasuresList-October312014.xlsx | RobNc |  |  | R-Out-CFLscw-Refl-Ext(20w)-dWP61 | DEER2015-ResOutLtg | 6/1/2015 |  | DEER2015 Uncertain Msr Update (HOU & CFL WWR) | TRUE | TRUE | 20 | TRUE | FALSE | FALSE | FALSE | FALSE | TRUE | FALSE | FALSE | FALSE |  | 37 | R-Out-CFLscw-Refl-Ext(20)-dWP37
5637 | R-Out-CFLscw-Refl-Ext(23)-dWP42 | Residential Outdoor General Lighting: CFL Lamp with integated Ballast replaces pre-existing standard lighting Wattage. Measure includes Code case. Impacts: HOU = 935; CDF = 0.021 | DEER2015 | D15 v2 | 5/18/2015 | Res-Oltg-dWatt | DEER | Scaled | BaseRatio |  |  | None |  | f |  | t | Res | Any | Lighting | OutGen | Ltg_Lamp | CFLint_lamp |  | OLtg-CFL |  |  |  | CFLratio0284 | CFLratio0284 | CFLscw-Refl-Ext(23w) | Review |  | f | f | Disposition: MeasuresList-October312014.xlsx | RobNc |  |  | R-Out-CFLscw-Refl-Ext(23w)-dWP70 | DEER2015-ResOutLtg | 6/1/2015 |  | DEER2015 Uncertain Msr Update (HOU & CFL WWR) | TRUE | TRUE | 23 | TRUE | FALSE | FALSE | FALSE | FALSE | TRUE | FALSE | FALSE | FALSE |  | 42 | R-Out-CFLscw-Refl-Ext(23)-dWP42
5638 | R-OutCmn-CFLscw-Ext(11)-dWP20 | Residential Outdoor Common-Area Lighting: CFL Lamp with integated Ballast replaces pre-existing standard lighting Wattage. Measure includes Code case. Impacts: HOU = 3390; CDF = 0.09 | DEER2015 | D15 v2 | 5/18/2015 | Res-Oltg-Cmn-dWatt-CFL | Non-DEER | Scaled | BaseRatio |  |  | None |  | f |  | t | Res | Any | Lighting | OutCommon | Ltg_Lamp | CFLint_lamp |  | OLtg-CFL-Cmn |  |  |  | CFLratio0284 | CFLratio0284 | CFLscw-Ext(11w) | Review |  | f | f | Disposition: MeasuresList-October312014.xlsx | RobNc |  |  | R-OutCmn-CFLscw-Ext(11w)-dWP33 | DEER2015-ResOutLtg-1314 | 6/1/2015 |  | DEER2015 Uncertain Msr Update (HOU & CFL WWR) | TRUE | TRUE | 11 | TRUE | FALSE | FALSE | FALSE | FALSE | TRUE | FALSE | FALSE | FALSE |  | 20 | R-OutCmn-CFLscw-Ext(11)-dWP20
5639 | R-OutCmn-CFLscw-Ext(13)-dWP24 | Residential Outdoor Common-Area Lighting: CFL Lamp with integated Ballast replaces pre-existing standard lighting Wattage. Measure includes Code case. Impacts: HOU = 3390; CDF = 0.09 | DEER2015 | D15 v2 | 5/18/2015 | Res-Oltg-Cmn-dWatt-CFL | Non-DEER | Scaled | BaseRatio |  |  | None |  | f |  | t | Res | Any | Lighting | OutCommon | Ltg_Lamp | CFLint_lamp |  | OLtg-CFL-Cmn |  |  |  | CFLratio0284 | CFLratio0284 | CFLscw-Ext(13w) | Review |  | f | f | Disposition: MeasuresList-October312014.xlsx | RobNc |  |  | R-OutCmn-CFLscw-Ext(13w)-dWP39 | DEER2015-ResOutLtg-1314 | 6/1/2015 |  | DEER2015 Uncertain Msr Update (HOU & CFL WWR) | TRUE | TRUE | 13 | TRUE | FALSE | FALSE | FALSE | FALSE | TRUE | FALSE | FALSE | FALSE |  | 24 | R-OutCmn-CFLscw-Ext(13)-dWP24
5640 | R-OutCmn-CFLscw-Ext(14)-dWP26 | Residential Outdoor Common-Area Lighting: CFL Lamp with integated Ballast replaces pre-existing standard lighting Wattage. Measure includes Code case. Impacts: HOU = 3390; CDF = 0.09 | DEER2015 | D15 v2 | 5/18/2015 | Res-Oltg-Cmn-dWatt-CFL | Non-DEER | Scaled | BaseRatio |  |  | None |  | f |  | t | Res | Any | Lighting | OutCommon | Ltg_Lamp | CFLint_lamp |  | OLtg-CFL-Cmn |  |  |  | CFLratio0284 | CFLratio0284 | CFLscw-Ext(14w) | Review |  | f | f | Disposition: MeasuresList-October312014.xlsx | RobNc |  |  | R-OutCmn-CFLscw-Ext(14w)-dWP42 | DEER2015-ResOutLtg-1314 | 6/1/2015 |  | DEER2015 Uncertain Msr Update (HOU & CFL WWR) | TRUE | TRUE | 14 | TRUE | FALSE | FALSE | FALSE | FALSE | TRUE | FALSE | FALSE | FALSE |  | 26 | R-OutCmn-CFLscw-Ext(14)-dWP26
5641 | R-OutCmn-CFLscw-Ext(15)-dWP28 | Residential Outdoor Common-Area Lighting: CFL Lamp with integated Ballast replaces pre-existing standard lighting Wattage. Measure includes Code case. Impacts: HOU = 3390; CDF = 0.09 | DEER2015 | D15 v2 | 5/18/2015 | Res-Oltg-Cmn-dWatt-CFL | Non-DEER | Scaled | BaseRatio |  |  | None |  | f |  | t | Res | Any | Lighting | OutCommon | Ltg_Lamp | CFLint_lamp |  | OLtg-CFL-Cmn |  |  |  | CFLratio0284 | CFLratio0284 | CFLscw-Ext(15w) | Review |  | f | f | Disposition: MeasuresList-October312014.xlsx | RobNc |  |  | R-OutCmn-CFLscw-Ext(15w)-dWP46 | DEER2015-ResOutLtg-1314 | 6/1/2015 |  | DEER2015 Uncertain Msr Update (HOU & CFL WWR) | TRUE | TRUE | 15 | TRUE | FALSE | FALSE | FALSE | FALSE | TRUE | FALSE | FALSE | FALSE |  | 28 | R-OutCmn-CFLscw-Ext(15)-dWP28
5642 | R-OutCmn-CFLscw-Ext(18)-dWP33 | Residential Outdoor Common-Area Lighting: CFL Lamp with integated Ballast replaces pre-existing standard lighting Wattage. Measure includes Code case. Impacts: HOU = 3390; CDF = 0.09 | DEER2015 | D15 v2 | 5/18/2015 | Res-Oltg-Cmn-dWatt-CFL | Non-DEER | Scaled | BaseRatio |  |  | None |  | f |  | t | Res | Any | Lighting | OutCommon | Ltg_Lamp | CFLint_lamp |  | OLtg-CFL-Cmn |  |  |  | CFLratio0284 | CFLratio0284 | CFLscw-Ext(18w) | Review |  | f | f | Disposition: MeasuresList-October312014.xlsx | RobNc |  |  | R-OutCmn-CFLscw-Ext(18w)-dWP55 | DEER2015-ResOutLtg-1314 | 6/1/2015 |  | DEER2015 Uncertain Msr Update (HOU & CFL WWR) | TRUE | TRUE | 18 | TRUE | FALSE | FALSE | FALSE | FALSE | TRUE | FALSE | FALSE | FALSE |  | 33 | R-OutCmn-CFLscw-Ext(18)-dWP33
5643 | R-OutCmn-CFLscw-Ext(19)-dWP35 | Residential Outdoor Common-Area Lighting: CFL Lamp with integated Ballast replaces pre-existing standard lighting Wattage. Measure includes Code case. Impacts: HOU = 3390; CDF = 0.09 | DEER2015 | D15 v2 | 5/18/2015 | Res-Oltg-Cmn-dWatt-CFL | Non-DEER | Scaled | BaseRatio |  |  | None |  | f |  | t | Res | Any | Lighting | OutCommon | Ltg_Lamp | CFLint_lamp |  | OLtg-CFL-Cmn |  |  |  | CFLratio0284 | CFLratio0284 | CFLscw-Ext(19w) | Review |  | f | f | Disposition: MeasuresList-October312014.xlsx | RobNc |  |  | R-OutCmn-CFLscw-Ext(19w)-dWP58 | DEER2015-ResOutLtg-1314 | 6/1/2015 |  | DEER2015 Uncertain Msr Update (HOU & CFL WWR) | TRUE | TRUE | 19 | TRUE | FALSE | FALSE | FALSE | FALSE | TRUE | FALSE | FALSE | FALSE |  | 35 | R-OutCmn-CFLscw-Ext(19)-dWP35
5644 | R-OutCmn-CFLscw-Ext(20)-dWP37 | Residential Outdoor Common-Area Lighting: CFL Lamp with integated Ballast replaces pre-existing standard lighting Wattage. Measure includes Code case. Impacts: HOU = 3390; CDF = 0.09 | DEER2015 | D15 v2 | 5/18/2015 | Res-Oltg-Cmn-dWatt-CFL | Non-DEER | Scaled | BaseRatio |  |  | None |  | f |  | t | Res | Any | Lighting | OutCommon | Ltg_Lamp | CFLint_lamp |  | OLtg-CFL-Cmn |  |  |  | CFLratio0284 | CFLratio0284 | CFLscw-Ext(20w) | Review |  | f | f | Disposition: MeasuresList-October312014.xlsx | RobNc |  |  | R-OutCmn-CFLscw-Ext(20w)-dWP61 | DEER2015-ResOutLtg-1314 | 6/1/2015 |  | DEER2015 Uncertain Msr Update (HOU & CFL WWR) | TRUE | TRUE | 20 | TRUE | FALSE | FALSE | FALSE | FALSE | TRUE | FALSE | FALSE | FALSE |  | 37 | R-OutCmn-CFLscw-Ext(20)-dWP37
5645 | R-OutCmn-CFLscw-Ext(22)-dWP40 | Residential Outdoor Common-Area Lighting: CFL Lamp with integated Ballast replaces pre-existing standard lighting Wattage. Measure includes Code case. Impacts: HOU = 3390; CDF = 0.09 | DEER2015 | D15 v2 | 5/18/2015 | Res-Oltg-Cmn-dWatt-CFL | Non-DEER | Scaled | BaseRatio |  |  | None |  | f |  | t | Res | Any | Lighting | OutCommon | Ltg_Lamp | CFLint_lamp |  | OLtg-CFL-Cmn |  |  |  | CFLratio0284 | CFLratio0284 | CFLscw-Ext(22w) | Review |  | f | f | Disposition: MeasuresList-October312014.xlsx | RobNc |  |  | R-OutCmn-CFLscw-Ext(22w)-dWP67 | DEER2015-ResOutLtg-1314 | 6/1/2015 |  | DEER2015 Uncertain Msr Update (HOU & CFL WWR) | TRUE | TRUE | 22 | TRUE | FALSE | FALSE | FALSE | FALSE | TRUE | FALSE | FALSE | FALSE |  | 40 | R-OutCmn-CFLscw-Ext(22)-dWP40
5646 | R-OutCmn-CFLscw-Ext(23)-dWP42 | Residential Outdoor Common-Area Lighting: CFL Lamp with integated Ballast replaces pre-existing standard lighting Wattage. Measure includes Code case. Impacts: HOU = 3390; CDF = 0.09 | DEER2015 | D15 v2 | 5/18/2015 | Res-Oltg-Cmn-dWatt-CFL | Non-DEER | Scaled | BaseRatio |  |  | None |  | f |  | t | Res | Any | Lighting | OutCommon | Ltg_Lamp | CFLint_lamp |  | OLtg-CFL-Cmn |  |  |  | CFLratio0284 | CFLratio0284 | CFLscw-Ext(23w) | Review |  | f | f | Disposition: MeasuresList-October312014.xlsx | RobNc |  |  | R-OutCmn-CFLscw-Ext(23w)-dWP70 | DEER2015-ResOutLtg-1314 | 6/1/2015 |  | DEER2015 Uncertain Msr Update (HOU & CFL WWR) | TRUE | TRUE | 23 | TRUE | FALSE | FALSE | FALSE | FALSE | TRUE | FALSE | FALSE | FALSE |  | 42 | R-OutCmn-CFLscw-Ext(23)-dWP42
5647 | R-OutCmn-CFLscw-Ext(24)-dWP44 | Residential Outdoor Common-Area Lighting: CFL Lamp with integated Ballast replaces pre-existing standard lighting Wattage. Measure includes Code case. Impacts: HOU = 3390; CDF = 0.09 | DEER2015 | D15 v2 | 5/18/2015 | Res-Oltg-Cmn-dWatt-CFL | Non-DEER | Scaled | BaseRatio |  |  | None |  | f |  | t | Res | Any | Lighting | OutCommon | Ltg_Lamp | CFLint_lamp |  | OLtg-CFL-Cmn |  |  |  | CFLratio0284 | CFLratio0284 | CFLscw-Ext(24w) | Review |  | f | f | Disposition: MeasuresList-October312014.xlsx | RobNc |  |  | R-OutCmn-CFLscw-Ext(24w)-dWP73 | DEER2015-ResOutLtg-1314 | 6/1/2015 |  | DEER2015 Uncertain Msr Update (HOU & CFL WWR) | TRUE | TRUE | 24 | TRUE | FALSE | FALSE | FALSE | FALSE | TRUE | FALSE | FALSE | FALSE |  | 44 | R-OutCmn-CFLscw-Ext(24)-dWP44
5648 | R-OutCmn-CFLscw-Ext(25)-dWP46 | Residential Outdoor Common-Area Lighting: CFL Lamp with integated Ballast replaces pre-existing standard lighting Wattage. Measure includes Code case. Impacts: HOU = 3390; CDF = 0.09 | DEER2015 | D15 v2 | 5/18/2015 | Res-Oltg-Cmn-dWatt-CFL | Non-DEER | Scaled | BaseRatio |  |  | None |  | f |  | t | Res | Any | Lighting | OutCommon | Ltg_Lamp | CFLint_lamp |  | OLtg-CFL-Cmn |  |  |  | CFLratio0284 | CFLratio0284 | CFLscw-Ext(25w) | Review |  | f | f | Disposition: MeasuresList-October312014.xlsx | RobNc |  |  | R-OutCmn-CFLscw-Ext(25w)-dWP76 | DEER2015-ResOutLtg-1314 | 6/1/2015 |  | DEER2015 Uncertain Msr Update (HOU & CFL WWR) | TRUE | TRUE | 25 | TRUE | FALSE | FALSE | FALSE | FALSE | TRUE | FALSE | FALSE | FALSE |  | 46 | R-OutCmn-CFLscw-Ext(25)-dWP46
5649 | R-OutCmn-CFLscw-Ext(26)-dWP48 | Residential Outdoor Common-Area Lighting: CFL Lamp with integated Ballast replaces pre-existing standard lighting Wattage. Measure includes Code case. Impacts: HOU = 3390; CDF = 0.09 | DEER2015 | D15 v2 | 5/18/2015 | Res-Oltg-Cmn-dWatt-CFL | Non-DEER | Scaled | BaseRatio |  |  | None |  | f |  | t | Res | Any | Lighting | OutCommon | Ltg_Lamp | CFLint_lamp |  | OLtg-CFL-Cmn |  |  |  | CFLratio0284 | CFLratio0284 | CFLscw-Ext(26w) | Review |  | f | f | Disposition: MeasuresList-October312014.xlsx | RobNc |  |  | R-OutCmn-CFLscw-Ext(26w)-dWP79 | DEER2015-ResOutLtg-1314 | 6/1/2015 |  | DEER2015 Uncertain Msr Update (HOU & CFL WWR) | TRUE | TRUE | 26 | TRUE | FALSE | FALSE | FALSE | FALSE | TRUE | FALSE | FALSE | FALSE |  | 48 | R-OutCmn-CFLscw-Ext(26)-dWP48
5650 | R-OutCmn-CFLscw-Ext(27)-dWP50 | Residential Outdoor Common-Area Lighting: CFL Lamp with integated Ballast replaces pre-existing standard lighting Wattage. Measure includes Code case. Impacts: HOU = 3390; CDF = 0.09 | DEER2015 | D15 v2 | 5/18/2015 | Res-Oltg-Cmn-dWatt-CFL | Non-DEER | Scaled | BaseRatio |  |  | None |  | f |  | t | Res | Any | Lighting | OutCommon | Ltg_Lamp | CFLint_lamp |  | OLtg-CFL-Cmn |  |  |  | CFLratio0284 | CFLratio0284 | CFLscw-Ext(27w) | Review |  | f | f | Disposition: MeasuresList-October312014.xlsx | RobNc |  |  | R-OutCmn-CFLscw-Ext(27w)-dWP82 | DEER2015-ResOutLtg-1314 | 6/1/2015 |  | DEER2015 Uncertain Msr Update (HOU & CFL WWR) | TRUE | TRUE | 27 | TRUE | FALSE | FALSE | FALSE | FALSE | TRUE | FALSE | FALSE | FALSE |  | 50 | R-OutCmn-CFLscw-Ext(27)-dWP50
5651 | R-OutCmn-CFLscw-Ext(9)-dWP17 | Residential Outdoor Common-Area Lighting: CFL Lamp with integated Ballast replaces pre-existing standard lighting Wattage. Measure includes Code case. Impacts: HOU = 3390; CDF = 0.09 | DEER2015 | D15 v2 | 5/18/2015 | Res-Oltg-Cmn-dWatt-CFL | Non-DEER | Scaled | BaseRatio |  |  | None |  | f |  | t | Res | Any | Lighting | OutCommon | Ltg_Lamp | CFLint_lamp |  | OLtg-CFL-Cmn |  |  |  | CFLratio0284 | CFLratio0284 | CFLscw-Ext(9w) | Review |  | f | f | Disposition: MeasuresList-October312014.xlsx | RobNc |  |  | R-OutCmn-CFLscw-Ext(9w)-dWP27 | DEER2015-ResOutLtg-1314 | 6/1/2015 |  | DEER2015 Uncertain Msr Update (HOU & CFL WWR) | TRUE | TRUE | 9 | TRUE | FALSE | FALSE | FALSE | FALSE | TRUE | FALSE | FALSE | FALSE |  | 17 | R-OutCmn-CFLscw-Ext(9)-dWP17
5652 | R-OutCmn-CFLscw-Refl-Ext(13)-dWP24 | Residential Outdoor Common-Area Lighting: CFL Lamp with integated Ballast replaces pre-existing standard lighting Wattage. Measure includes Code case. Impacts: HOU = 3390; CDF = 0.09 | DEER2015 | D15 v2 | 5/18/2015 | Res-Oltg-Cmn-dWatt-CFL | Non-DEER | Scaled | BaseRatio |  |  | None |  | f |  | t | Res | Any | Lighting | OutCommon | Ltg_Lamp | CFLint_lamp |  | OLtg-CFL-Cmn |  |  |  | CFLratio0284 | CFLratio0284 | CFLscw-Refl-Ext(13w) | Review |  | f | f | Disposition: MeasuresList-October312014.xlsx | RobNc |  |  | R-OutCmn-CFLscw-Refl-Ext(13w)-dWP39 | DEER2015-ResOutLtg-1314 | 6/1/2015 |  | DEER2015 Uncertain Msr Update (HOU & CFL WWR) | TRUE | TRUE | 13 | TRUE | FALSE | FALSE | FALSE | FALSE | TRUE | FALSE | FALSE | FALSE |  | 24 | R-OutCmn-CFLscw-Refl-Ext(13)-dWP24
5653 | R-OutCmn-CFLscw-Refl-Ext(14)-dWP26 | Residential Outdoor Common-Area Lighting: CFL Lamp with integated Ballast replaces pre-existing standard lighting Wattage. Measure includes Code case. Impacts: HOU = 3390; CDF = 0.09 | DEER2015 | D15 v2 | 5/18/2015 | Res-Oltg-Cmn-dWatt-CFL | Non-DEER | Scaled | BaseRatio |  |  | None |  | f |  | t | Res | Any | Lighting | OutCommon | Ltg_Lamp | CFLint_lamp |  | OLtg-CFL-Cmn |  |  |  | CFLratio0284 | CFLratio0284 | CFLscw-Refl-Ext(14w) | Review |  | f | f | Disposition: MeasuresList-October312014.xlsx | RobNc |  |  | R-OutCmn-CFLscw-Refl-Ext(14w)-dWP42 | DEER2015-ResOutLtg-1314 | 6/1/2015 |  | DEER2015 Uncertain Msr Update (HOU & CFL WWR) | TRUE | TRUE | 14 | TRUE | FALSE | FALSE | FALSE | FALSE | TRUE | FALSE | FALSE | FALSE |  | 26 | R-OutCmn-CFLscw-Refl-Ext(14)-dWP26
5654 | R-OutCmn-CFLscw-Refl-Ext(15)-dWP28 | Residential Outdoor Common-Area Lighting: CFL Lamp with integated Ballast replaces pre-existing standard lighting Wattage. Measure includes Code case. Impacts: HOU = 3390; CDF = 0.09 | DEER2015 | D15 v2 | 5/18/2015 | Res-Oltg-Cmn-dWatt-CFL | Non-DEER | Scaled | BaseRatio |  |  | None |  | f |  | t | Res | Any | Lighting | OutCommon | Ltg_Lamp | CFLint_lamp |  | OLtg-CFL-Cmn |  |  |  | CFLratio0284 | CFLratio0284 | CFLscw-Refl-Ext(15w) | Review |  | f | f | Disposition: MeasuresList-October312014.xlsx | RobNc |  |  | R-OutCmn-CFLscw-Refl-Ext(15w)-dWP46 | DEER2015-ResOutLtg-1314 | 6/1/2015 |  | DEER2015 Uncertain Msr Update (HOU & CFL WWR) | TRUE | TRUE | 15 | TRUE | FALSE | FALSE | FALSE | FALSE | TRUE | FALSE | FALSE | FALSE |  | 28 | R-OutCmn-CFLscw-Refl-Ext(15)-dWP28
5655 | R-OutCmn-CFLscw-Refl-Ext(16)-dWP29 | Residential Outdoor Common-Area Lighting: CFL Lamp with integated Ballast replaces pre-existing standard lighting Wattage. Measure includes Code case. Impacts: HOU = 3390; CDF = 0.09 | DEER2015 | D15 v2 | 5/18/2015 | Res-Oltg-Cmn-dWatt-CFL | Non-DEER | Scaled | BaseRatio |  |  | None |  | f |  | t | Res | Any | Lighting | OutCommon | Ltg_Lamp | CFLint_lamp |  | OLtg-CFL-Cmn |  |  |  | CFLratio0284 | CFLratio0284 | CFLscw-Refl-Ext(16w) | Review |  | f | f | Disposition: MeasuresList-October312014.xlsx | RobNc |  |  | R-OutCmn-CFLscw-Refl-Ext(16w)-dWP49 | DEER2015-ResOutLtg-1314 | 6/1/2015 |  | DEER2015 Uncertain Msr Update (HOU & CFL WWR) | TRUE | TRUE | 16 | TRUE | FALSE | FALSE | FALSE | FALSE | TRUE | FALSE | FALSE | FALSE |  | 29 | R-OutCmn-CFLscw-Refl-Ext(16)-dWP29
5656 | R-OutCmn-CFLscw-Refl-Ext(18)-dWP33 | Residential Outdoor Common-Area Lighting: CFL Lamp with integated Ballast replaces pre-existing standard lighting Wattage. Measure includes Code case. Impacts: HOU = 3390; CDF = 0.09 | DEER2015 | D15 v2 | 5/18/2015 | Res-Oltg-Cmn-dWatt-CFL | Non-DEER | Scaled | BaseRatio |  |  | None |  | f |  | t | Res | Any | Lighting | OutCommon | Ltg_Lamp | CFLint_lamp |  | OLtg-CFL-Cmn |  |  |  | CFLratio0284 | CFLratio0284 | CFLscw-Refl-Ext(18w) | Review |  | f | f | Disposition: MeasuresList-October312014.xlsx | RobNc |  |  | R-OutCmn-CFLscw-Refl-Ext(18w)-dWP55 | DEER2015-ResOutLtg-1314 | 6/1/2015 |  | DEER2015 Uncertain Msr Update (HOU & CFL WWR) | TRUE | TRUE | 18 | TRUE | FALSE | FALSE | FALSE | FALSE | TRUE | FALSE | FALSE | FALSE |  | 33 | R-OutCmn-CFLscw-Refl-Ext(18)-dWP33
5657 | R-OutCmn-CFLscw-Refl-Ext(20)-dWP37 | Residential Outdoor Common-Area Lighting: CFL Lamp with integated Ballast replaces pre-existing standard lighting Wattage. Measure includes Code case. Impacts: HOU = 3390; CDF = 0.09 | DEER2015 | D15 v2 | 5/18/2015 | Res-Oltg-Cmn-dWatt-CFL | Non-DEER | Scaled | BaseRatio |  |  | None |  | f |  | t | Res | Any | Lighting | OutCommon | Ltg_Lamp | CFLint_lamp |  | OLtg-CFL-Cmn |  |  |  | CFLratio0284 | CFLratio0284 | CFLscw-Refl-Ext(20w) | Review |  | f | f | Disposition: MeasuresList-October312014.xlsx | RobNc |  |  | R-OutCmn-CFLscw-Refl-Ext(20w)-dWP61 | DEER2015-ResOutLtg-1314 | 6/1/2015 |  | DEER2015 Uncertain Msr Update (HOU & CFL WWR) | TRUE | TRUE | 20 | TRUE | FALSE | FALSE | FALSE | FALSE | TRUE | FALSE | FALSE | FALSE |  | 37 | R-OutCmn-CFLscw-Refl-Ext(20)-dWP37
5658 | R-OutCmn-CFLscw-Refl-Ext(23)-dWP42 | Residential Outdoor Common-Area Lighting: CFL Lamp with integated Ballast replaces pre-existing standard lighting Wattage. Measure includes Code case. Impacts: HOU = 3390; CDF = 0.09 | DEER2015 | D15 v2 | 5/18/2015 | Res-Oltg-Cmn-dWatt-CFL | Non-DEER | Scaled | BaseRatio |  |  | None |  | f |  | t | Res | Any | Lighting | OutCommon | Ltg_Lamp | CFLint_lamp |  | OLtg-CFL-Cmn |  |  |  | CFLratio0284 | CFLratio0284 | CFLscw-Refl-Ext(23w) | Review |  | f | f | Disposition: MeasuresList-October312014.xlsx | RobNc |  |  | R-OutCmn-CFLscw-Refl-Ext(23w)-dWP70 | DEER2015-ResOutLtg-1314 | 6/1/2015 |  | DEER2015 Uncertain Msr Update (HOU & CFL WWR) | TRUE | TRUE | 23 | TRUE | FALSE | FALSE | FALSE | FALSE | TRUE | FALSE | FALSE | FALSE |  | 42 | R-OutCmn-CFLscw-Refl-Ext(23)-dWP42
5659 | R-OutDD-CFLscw-Ext(11)-dWP20 | Residential Dusk-to-Dawn outdoor lighting: CFL Lamp with integated Ballast replaces pre-existing standard lighting Wattage. Measure includes Code case. Impacts: HOU = 4100; CDF = 0 | DEER2015 | D15 v2 | 5/18/2015 | Res-Oltg-DuskDawn-dWatt | Non-DEER | Scaled | BaseRatio |  |  | None |  | f |  | t | Res | Any | Lighting | OutDuskDawn | Ltg_Lamp | CFLint_lamp |  | OLtg-CFL-Dusk-to-Dawn |  |  |  | CFLratio0284 | CFLratio0284 | CFLscw-Ext(11w) | Review |  | f | f | Disposition: MeasuresList-October312014.xlsx | RobNc |  |  | R-OutDD-CFLscw-Ext(11w)-dWP33 | DEER2015-ResOutLtg-1314 | 6/1/2015 |  | DEER2015 Uncertain Msr Update (HOU & CFL WWR) | TRUE | TRUE | 11 | TRUE | FALSE | FALSE | FALSE | FALSE | TRUE | FALSE | FALSE | FALSE |  | 20 | R-OutDD-CFLscw-Ext(11)-dWP20
5660 | R-OutDD-CFLscw-Ext(13)-dWP24 | Residential Dusk-to-Dawn outdoor lighting: CFL Lamp with integated Ballast replaces pre-existing standard lighting Wattage. Measure includes Code case. Impacts: HOU = 4100; CDF = 0 | DEER2015 | D15 v2 | 5/18/2015 | Res-Oltg-DuskDawn-dWatt | Non-DEER | Scaled | BaseRatio |  |  | None |  | f |  | t | Res | Any | Lighting | OutDuskDawn | Ltg_Lamp | CFLint_lamp |  | OLtg-CFL-Dusk-to-Dawn |  |  |  | CFLratio0284 | CFLratio0284 | CFLscw-Ext(13w) | Review |  | f | f | Disposition: MeasuresList-October312014.xlsx | RobNc |  |  | R-OutDD-CFLscw-Ext(13w)-dWP39 | DEER2015-ResOutLtg-1314 | 6/1/2015 |  | DEER2015 Uncertain Msr Update (HOU & CFL WWR) | TRUE | TRUE | 13 | TRUE | FALSE | FALSE | FALSE | FALSE | TRUE | FALSE | FALSE | FALSE |  | 24 | R-OutDD-CFLscw-Ext(13)-dWP24
5661 | R-OutDD-CFLscw-Ext(14)-dWP26 | Residential Dusk-to-Dawn outdoor lighting: CFL Lamp with integated Ballast replaces pre-existing standard lighting Wattage. Measure includes Code case. Impacts: HOU = 4100; CDF = 0 | DEER2015 | D15 v2 | 5/18/2015 | Res-Oltg-DuskDawn-dWatt | Non-DEER | Scaled | BaseRatio |  |  | None |  | f |  | t | Res | Any | Lighting | OutDuskDawn | Ltg_Lamp | CFLint_lamp |  | OLtg-CFL-Dusk-to-Dawn |  |  |  | CFLratio0284 | CFLratio0284 | CFLscw-Ext(14w) | Review |  | f | f | Disposition: MeasuresList-October312014.xlsx | RobNc |  |  | R-OutDD-CFLscw-Ext(14w)-dWP42 | DEER2015-ResOutLtg-1314 | 6/1/2015 |  | DEER2015 Uncertain Msr Update (HOU & CFL WWR) | TRUE | TRUE | 14 | TRUE | FALSE | FALSE | FALSE | FALSE | TRUE | FALSE | FALSE | FALSE |  | 26 | R-OutDD-CFLscw-Ext(14)-dWP26
5662 | R-OutDD-CFLscw-Ext(15)-dWP28 | Residential Dusk-to-Dawn outdoor lighting: CFL Lamp with integated Ballast replaces pre-existing standard lighting Wattage. Measure includes Code case. Impacts: HOU = 4100; CDF = 0 | DEER2015 | D15 v2 | 5/18/2015 | Res-Oltg-DuskDawn-dWatt | Non-DEER | Scaled | BaseRatio |  |  | None |  | f |  | t | Res | Any | Lighting | OutDuskDawn | Ltg_Lamp | CFLint_lamp |  | OLtg-CFL-Dusk-to-Dawn |  |  |  | CFLratio0284 | CFLratio0284 | CFLscw-Ext(15w) | Review |  | f | f | Disposition: MeasuresList-October312014.xlsx | RobNc |  |  | R-OutDD-CFLscw-Ext(15w)-dWP46 | DEER2015-ResOutLtg-1314 | 6/1/2015 |  | DEER2015 Uncertain Msr Update (HOU & CFL WWR) | TRUE | TRUE | 15 | TRUE | FALSE | FALSE | FALSE | FALSE | TRUE | FALSE | FALSE | FALSE |  | 28 | R-OutDD-CFLscw-Ext(15)-dWP28
5663 | R-OutDD-CFLscw-Ext(18)-dWP33 | Residential Dusk-to-Dawn outdoor lighting: CFL Lamp with integated Ballast replaces pre-existing standard lighting Wattage. Measure includes Code case. Impacts: HOU = 4100; CDF = 0 | DEER2015 | D15 v2 | 5/18/2015 | Res-Oltg-DuskDawn-dWatt | Non-DEER | Scaled | BaseRatio |  |  | None |  | f |  | t | Res | Any | Lighting | OutDuskDawn | Ltg_Lamp | CFLint_lamp |  | OLtg-CFL-Dusk-to-Dawn |  |  |  | CFLratio0284 | CFLratio0284 | CFLscw-Ext(18w) | Review |  | f | f | Disposition: MeasuresList-October312014.xlsx | RobNc |  |  | R-OutDD-CFLscw-Ext(18w)-dWP55 | DEER2015-ResOutLtg-1314 | 6/1/2015 |  | DEER2015 Uncertain Msr Update (HOU & CFL WWR) | TRUE | TRUE | 18 | TRUE | FALSE | FALSE | FALSE | FALSE | TRUE | FALSE | FALSE | FALSE |  | 33 | R-OutDD-CFLscw-Ext(18)-dWP33
5664 | R-OutDD-CFLscw-Ext(19)-dWP35 | Residential Dusk-to-Dawn outdoor lighting: CFL Lamp with integated Ballast replaces pre-existing standard lighting Wattage. Measure includes Code case. Impacts: HOU = 4100; CDF = 0 | DEER2015 | D15 v2 | 5/18/2015 | Res-Oltg-DuskDawn-dWatt | Non-DEER | Scaled | BaseRatio |  |  | None |  | f |  | t | Res | Any | Lighting | OutDuskDawn | Ltg_Lamp | CFLint_lamp |  | OLtg-CFL-Dusk-to-Dawn |  |  |  | CFLratio0284 | CFLratio0284 | CFLscw-Ext(19w) | Review |  | f | f | Disposition: MeasuresList-October312014.xlsx | RobNc |  |  | R-OutDD-CFLscw-Ext(19w)-dWP58 | DEER2015-ResOutLtg-1314 | 6/1/2015 |  | DEER2015 Uncertain Msr Update (HOU & CFL WWR) | TRUE | TRUE | 19 | TRUE | FALSE | FALSE | FALSE | FALSE | TRUE | FALSE | FALSE | FALSE |  | 35 | R-OutDD-CFLscw-Ext(19)-dWP35
5665 | R-OutDD-CFLscw-Ext(20)-dWP37 | Residential Dusk-to-Dawn outdoor lighting: CFL Lamp with integated Ballast replaces pre-existing standard lighting Wattage. Measure includes Code case. Impacts: HOU = 4100; CDF = 0 | DEER2015 | D15 v2 | 5/18/2015 | Res-Oltg-DuskDawn-dWatt | Non-DEER | Scaled | BaseRatio |  |  | None |  | f |  | t | Res | Any | Lighting | OutDuskDawn | Ltg_Lamp | CFLint_lamp |  | OLtg-CFL-Dusk-to-Dawn |  |  |  | CFLratio0284 | CFLratio0284 | CFLscw-Ext(20w) | Review |  | f | f | Disposition: MeasuresList-October312014.xlsx | RobNc |  |  | R-OutDD-CFLscw-Ext(20w)-dWP61 | DEER2015-ResOutLtg-1314 | 6/1/2015 |  | DEER2015 Uncertain Msr Update (HOU & CFL WWR) | TRUE | TRUE | 20 | TRUE | FALSE | FALSE | FALSE | FALSE | TRUE | FALSE | FALSE | FALSE |  | 37 | R-OutDD-CFLscw-Ext(20)-dWP37
5666 | R-OutDD-CFLscw-Ext(22)-dWP40 | Residential Dusk-to-Dawn outdoor lighting: CFL Lamp with integated Ballast replaces pre-existing standard lighting Wattage. Measure includes Code case. Impacts: HOU = 4100; CDF = 0 | DEER2015 | D15 v2 | 5/18/2015 | Res-Oltg-DuskDawn-dWatt | Non-DEER | Scaled | BaseRatio |  |  | None |  | f |  | t | Res | Any | Lighting | OutDuskDawn | Ltg_Lamp | CFLint_lamp |  | OLtg-CFL-Dusk-to-Dawn |  |  |  | CFLratio0284 | CFLratio0284 | CFLscw-Ext(22w) | Review |  | f | f | Disposition: MeasuresList-October312014.xlsx | RobNc |  |  | R-OutDD-CFLscw-Ext(22w)-dWP67 | DEER2015-ResOutLtg-1314 | 6/1/2015 |  | DEER2015 Uncertain Msr Update (HOU & CFL WWR) | TRUE | TRUE | 22 | TRUE | FALSE | FALSE | FALSE | FALSE | TRUE | FALSE | FALSE | FALSE |  | 40 | R-OutDD-CFLscw-Ext(22)-dWP40
5667 | R-OutDD-CFLscw-Ext(23)-dWP42 | Residential Dusk-to-Dawn outdoor lighting: CFL Lamp with integated Ballast replaces pre-existing standard lighting Wattage. Measure includes Code case. Impacts: HOU = 4100; CDF = 0 | DEER2015 | D15 v2 | 5/18/2015 | Res-Oltg-DuskDawn-dWatt | Non-DEER | Scaled | BaseRatio |  |  | None |  | f |  | t | Res | Any | Lighting | OutDuskDawn | Ltg_Lamp | CFLint_lamp |  | OLtg-CFL-Dusk-to-Dawn |  |  |  | CFLratio0284 | CFLratio0284 | CFLscw-Ext(23w) | Review |  | f | f | Disposition: MeasuresList-October312014.xlsx | RobNc |  |  | R-OutDD-CFLscw-Ext(23w)-dWP70 | DEER2015-ResOutLtg-1314 | 6/1/2015 |  | DEER2015 Uncertain Msr Update (HOU & CFL WWR) | TRUE | TRUE | 23 | TRUE | FALSE | FALSE | FALSE | FALSE | TRUE | FALSE | FALSE | FALSE |  | 42 | R-OutDD-CFLscw-Ext(23)-dWP42
5668 | R-OutDD-CFLscw-Ext(24)-dWP44 | Residential Dusk-to-Dawn outdoor lighting: CFL Lamp with integated Ballast replaces pre-existing standard lighting Wattage. Measure includes Code case. Impacts: HOU = 4100; CDF = 0 | DEER2015 | D15 v2 | 5/18/2015 | Res-Oltg-DuskDawn-dWatt | Non-DEER | Scaled | BaseRatio |  |  | None |  | f |  | t | Res | Any | Lighting | OutDuskDawn | Ltg_Lamp | CFLint_lamp |  | OLtg-CFL-Dusk-to-Dawn |  |  |  | CFLratio0284 | CFLratio0284 | CFLscw-Ext(24w) | Review |  | f | f | Disposition: MeasuresList-October312014.xlsx | RobNc |  |  | R-OutDD-CFLscw-Ext(24w)-dWP73 | DEER2015-ResOutLtg-1314 | 6/1/2015 |  | DEER2015 Uncertain Msr Update (HOU & CFL WWR) | TRUE | TRUE | 24 | TRUE | FALSE | FALSE | FALSE | FALSE | TRUE | FALSE | FALSE | FALSE |  | 44 | R-OutDD-CFLscw-Ext(24)-dWP44
5669 | R-OutDD-CFLscw-Ext(25)-dWP46 | Residential Dusk-to-Dawn outdoor lighting: CFL Lamp with integated Ballast replaces pre-existing standard lighting Wattage. Measure includes Code case. Impacts: HOU = 4100; CDF = 0 | DEER2015 | D15 v2 | 5/18/2015 | Res-Oltg-DuskDawn-dWatt | Non-DEER | Scaled | BaseRatio |  |  | None |  | f |  | t | Res | Any | Lighting | OutDuskDawn | Ltg_Lamp | CFLint_lamp |  | OLtg-CFL-Dusk-to-Dawn |  |  |  | CFLratio0284 | CFLratio0284 | CFLscw-Ext(25w) | Review |  | f | f | Disposition: MeasuresList-October312014.xlsx | RobNc |  |  | R-OutDD-CFLscw-Ext(25w)-dWP76 | DEER2015-ResOutLtg-1314 | 6/1/2015 |  | DEER2015 Uncertain Msr Update (HOU & CFL WWR) | TRUE | TRUE | 25 | TRUE | FALSE | FALSE | FALSE | FALSE | TRUE | FALSE | FALSE | FALSE |  | 46 | R-OutDD-CFLscw-Ext(25)-dWP46
5670 | R-OutDD-CFLscw-Ext(26)-dWP48 | Residential Dusk-to-Dawn outdoor lighting: CFL Lamp with integated Ballast replaces pre-existing standard lighting Wattage. Measure includes Code case. Impacts: HOU = 4100; CDF = 0 | DEER2015 | D15 v2 | 5/18/2015 | Res-Oltg-DuskDawn-dWatt | Non-DEER | Scaled | BaseRatio |  |  | None |  | f |  | t | Res | Any | Lighting | OutDuskDawn | Ltg_Lamp | CFLint_lamp |  | OLtg-CFL-Dusk-to-Dawn |  |  |  | CFLratio0284 | CFLratio0284 | CFLscw-Ext(26w) | Review |  | f | f | Disposition: MeasuresList-October312014.xlsx | RobNc |  |  | R-OutDD-CFLscw-Ext(26w)-dWP79 | DEER2015-ResOutLtg-1314 | 6/1/2015 |  | DEER2015 Uncertain Msr Update (HOU & CFL WWR) | TRUE | TRUE | 26 | TRUE | FALSE | FALSE | FALSE | FALSE | TRUE | FALSE | FALSE | FALSE |  | 48 | R-OutDD-CFLscw-Ext(26)-dWP48
5671 | R-OutDD-CFLscw-Ext(27)-dWP50 | Residential Dusk-to-Dawn outdoor lighting: CFL Lamp with integated Ballast replaces pre-existing standard lighting Wattage. Measure includes Code case. Impacts: HOU = 4100; CDF = 0 | DEER2015 | D15 v2 | 5/18/2015 | Res-Oltg-DuskDawn-dWatt | Non-DEER | Scaled | BaseRatio |  |  | None |  | f |  | t | Res | Any | Lighting | OutDuskDawn | Ltg_Lamp | CFLint_lamp |  | OLtg-CFL-Dusk-to-Dawn |  |  |  | CFLratio0284 | CFLratio0284 | CFLscw-Ext(27w) | Review |  | f | f | Disposition: MeasuresList-October312014.xlsx | RobNc |  |  | R-OutDD-CFLscw-Ext(27w)-dWP82 | DEER2015-ResOutLtg-1314 | 6/1/2015 |  | DEER2015 Uncertain Msr Update (HOU & CFL WWR) | TRUE | TRUE | 27 | TRUE | FALSE | FALSE | FALSE | FALSE | TRUE | FALSE | FALSE | FALSE |  | 50 | R-OutDD-CFLscw-Ext(27)-dWP50
5672 | R-OutDD-CFLscw-Ext(9)-dWP17 | Residential Dusk-to-Dawn outdoor lighting: CFL Lamp with integated Ballast replaces pre-existing standard lighting Wattage. Measure includes Code case. Impacts: HOU = 4100; CDF = 0 | DEER2015 | D15 v2 | 5/18/2015 | Res-Oltg-DuskDawn-dWatt | Non-DEER | Scaled | BaseRatio |  |  | None |  | f |  | t | Res | Any | Lighting | OutDuskDawn | Ltg_Lamp | CFLint_lamp |  | OLtg-CFL-Dusk-to-Dawn |  |  |  | CFLratio0284 | CFLratio0284 | CFLscw-Ext(9w) | Review |  | f | f | Disposition: MeasuresList-October312014.xlsx | RobNc |  |  | R-OutDD-CFLscw-Ext(9w)-dWP27 | DEER2015-ResOutLtg-1314 | 6/1/2015 |  | DEER2015 Uncertain Msr Update (HOU & CFL WWR) | TRUE | TRUE | 9 | TRUE | FALSE | FALSE | FALSE | FALSE | TRUE | FALSE | FALSE | FALSE |  | 17 | R-OutDD-CFLscw-Ext(9)-dWP17
5673 | R-OutDD-CFLscw-Refl-Ext(13)-dWP24 | Residential Dusk-to-Dawn outdoor lighting: CFL Lamp with integated Ballast replaces pre-existing standard lighting Wattage. Measure includes Code case. Impacts: HOU = 4100; CDF = 0 | DEER2015 | D15 v2 | 5/18/2015 | Res-Oltg-DuskDawn-dWatt | Non-DEER | Scaled | BaseRatio |  |  | None |  | f |  | t | Res | Any | Lighting | OutDuskDawn | Ltg_Lamp | CFLint_lamp |  | OLtg-CFL-Dusk-to-Dawn |  |  |  | CFLratio0284 | CFLratio0284 | CFLscw-Refl-Ext(13w) | Review |  | f | f | Disposition: MeasuresList-October312014.xlsx | RobNc |  |  | R-OutDD-CFLscw-Refl-Ext(13w)-dWP39 | DEER2015-ResOutLtg-1314 | 6/1/2015 |  | DEER2015 Uncertain Msr Update (HOU & CFL WWR) | TRUE | TRUE | 13 | TRUE | FALSE | FALSE | FALSE | FALSE | TRUE | FALSE | FALSE | FALSE |  | 24 | R-OutDD-CFLscw-Refl-Ext(13)-dWP24
5674 | R-OutDD-CFLscw-Refl-Ext(14)-dWP26 | Residential Dusk-to-Dawn outdoor lighting: CFL Lamp with integated Ballast replaces pre-existing standard lighting Wattage. Measure includes Code case. Impacts: HOU = 4100; CDF = 0 | DEER2015 | D15 v2 | 5/18/2015 | Res-Oltg-DuskDawn-dWatt | Non-DEER | Scaled | BaseRatio |  |  | None |  | f |  | t | Res | Any | Lighting | OutDuskDawn | Ltg_Lamp | CFLint_lamp |  | OLtg-CFL-Dusk-to-Dawn |  |  |  | CFLratio0284 | CFLratio0284 | CFLscw-Refl-Ext(14w) | Review |  | f | f | Disposition: MeasuresList-October312014.xlsx | RobNc |  |  | R-OutDD-CFLscw-Refl-Ext(14w)-dWP42 | DEER2015-ResOutLtg-1314 | 6/1/2015 |  | DEER2015 Uncertain Msr Update (HOU & CFL WWR) | TRUE | TRUE | 14 | TRUE | FALSE | FALSE | FALSE | FALSE | TRUE | FALSE | FALSE | FALSE |  | 26 | R-OutDD-CFLscw-Refl-Ext(14)-dWP26
5675 | R-OutDD-CFLscw-Refl-Ext(15)-dWP28 | Residential Dusk-to-Dawn outdoor lighting: CFL Lamp with integated Ballast replaces pre-existing standard lighting Wattage. Measure includes Code case. Impacts: HOU = 4100; CDF = 0 | DEER2015 | D15 v2 | 5/18/2015 | Res-Oltg-DuskDawn-dWatt | Non-DEER | Scaled | BaseRatio |  |  | None |  | f |  | t | Res | Any | Lighting | OutDuskDawn | Ltg_Lamp | CFLint_lamp |  | OLtg-CFL-Dusk-to-Dawn |  |  |  | CFLratio0284 | CFLratio0284 | CFLscw-Refl-Ext(15w) | Review |  | f | f | Disposition: MeasuresList-October312014.xlsx | RobNc |  |  | R-OutDD-CFLscw-Refl-Ext(15w)-dWP46 | DEER2015-ResOutLtg-1314 | 6/1/2015 |  | DEER2015 Uncertain Msr Update (HOU & CFL WWR) | TRUE | TRUE | 15 | TRUE | FALSE | FALSE | FALSE | FALSE | TRUE | FALSE | FALSE | FALSE |  | 28 | R-OutDD-CFLscw-Refl-Ext(15)-dWP28
5676 | R-OutDD-CFLscw-Refl-Ext(16)-dWP29 | Residential Dusk-to-Dawn outdoor lighting: CFL Lamp with integated Ballast replaces pre-existing standard lighting Wattage. Measure includes Code case. Impacts: HOU = 4100; CDF = 0 | DEER2015 | D15 v2 | 5/18/2015 | Res-Oltg-DuskDawn-dWatt | Non-DEER | Scaled | BaseRatio |  |  | None |  | f |  | t | Res | Any | Lighting | OutDuskDawn | Ltg_Lamp | CFLint_lamp |  | OLtg-CFL-Dusk-to-Dawn |  |  |  | CFLratio0284 | CFLratio0284 | CFLscw-Refl-Ext(16w) | Review |  | f | f | Disposition: MeasuresList-October312014.xlsx | RobNc |  |  | R-OutDD-CFLscw-Refl-Ext(16w)-dWP49 | DEER2015-ResOutLtg-1314 | 6/1/2015 |  | DEER2015 Uncertain Msr Update (HOU & CFL WWR) | TRUE | TRUE | 16 | TRUE | FALSE | FALSE | FALSE | FALSE | TRUE | FALSE | FALSE | FALSE |  | 29 | R-OutDD-CFLscw-Refl-Ext(16)-dWP29
5677 | R-OutDD-CFLscw-Refl-Ext(18)-dWP33 | Residential Dusk-to-Dawn outdoor lighting: CFL Lamp with integated Ballast replaces pre-existing standard lighting Wattage. Measure includes Code case. Impacts: HOU = 4100; CDF = 0 | DEER2015 | D15 v2 | 5/18/2015 | Res-Oltg-DuskDawn-dWatt | Non-DEER | Scaled | BaseRatio |  |  | None |  | f |  | t | Res | Any | Lighting | OutDuskDawn | Ltg_Lamp | CFLint_lamp |  | OLtg-CFL-Dusk-to-Dawn |  |  |  | CFLratio0284 | CFLratio0284 | CFLscw-Refl-Ext(18w) | Review |  | f | f | Disposition: MeasuresList-October312014.xlsx | RobNc |  |  | R-OutDD-CFLscw-Refl-Ext(18w)-dWP55 | DEER2015-ResOutLtg-1314 | 6/1/2015 |  | DEER2015 Uncertain Msr Update (HOU & CFL WWR) | TRUE | TRUE | 18 | TRUE | FALSE | FALSE | FALSE | FALSE | TRUE | FALSE | FALSE | FALSE |  | 33 | R-OutDD-CFLscw-Refl-Ext(18)-dWP33
5678 | R-OutDD-CFLscw-Refl-Ext(20)-dWP37 | Residential Dusk-to-Dawn outdoor lighting: CFL Lamp with integated Ballast replaces pre-existing standard lighting Wattage. Measure includes Code case. Impacts: HOU = 4100; CDF = 0 | DEER2015 | D15 v2 | 5/18/2015 | Res-Oltg-DuskDawn-dWatt | Non-DEER | Scaled | BaseRatio |  |  | None |  | f |  | t | Res | Any | Lighting | OutDuskDawn | Ltg_Lamp | CFLint_lamp |  | OLtg-CFL-Dusk-to-Dawn |  |  |  | CFLratio0284 | CFLratio0284 | CFLscw-Refl-Ext(20w) | Review |  | f | f | Disposition: MeasuresList-October312014.xlsx | RobNc |  |  | R-OutDD-CFLscw-Refl-Ext(20w)-dWP61 | DEER2015-ResOutLtg-1314 | 6/1/2015 |  | DEER2015 Uncertain Msr Update (HOU & CFL WWR) | TRUE | TRUE | 20 | TRUE | FALSE | FALSE | FALSE | FALSE | TRUE | FALSE | FALSE | FALSE |  | 37 | R-OutDD-CFLscw-Refl-Ext(20)-dWP37
5679 | R-OutDD-CFLscw-Refl-Ext(23)-dWP42 | Residential Dusk-to-Dawn outdoor lighting: CFL Lamp with integated Ballast replaces pre-existing standard lighting Wattage. Measure includes Code case. Impacts: HOU = 4100; CDF = 0 | DEER2015 | D15 v2 | 5/18/2015 | Res-Oltg-DuskDawn-dWatt | Non-DEER | Scaled | BaseRatio |  |  | None |  | f |  | t | Res | Any | Lighting | OutDuskDawn | Ltg_Lamp | CFLint_lamp |  | OLtg-CFL-Dusk-to-Dawn |  |  |  | CFLratio0284 | CFLratio0284 | CFLscw-Refl-Ext(23w) | Review |  | f | f | Disposition: MeasuresList-October312014.xlsx | RobNc |  |  | R-OutDD-CFLscw-Refl-Ext(23w)-dWP70 | DEER2015-ResOutLtg-1314 | 6/1/2015 |  | DEER2015 Uncertain Msr Update (HOU & CFL WWR) | TRUE | TRUE | 23 | TRUE | FALSE | FALSE | FALSE | FALSE | TRUE | FALSE | FALSE | FALSE |  | 42 | R-OutDD-CFLscw-Refl-Ext(23)-dWP42
Scenario3 | Additional Measures based on DEER2016 Update | Res Outdoor CFL Lamp > 30 Watts
5680 | R-Out-CFLscw-Ext(100)-dWP184 | Residential Outdoor General Lighting: CFL Lamp with integated Ballast replaces pre-existing standard lighting Wattage. Measure includes Code case. Impacts: HOU = 935; CDF = 0.021 | DEER2016 | D16v1 | 5/18/2015 | Res-Oltg-dWatt-CFL | DEER | Scaled | BaseRatio |  |  | None |  | f |  | t | Res | Any | Lighting | OutGen | Ltg_Lamp | CFLint_lamp |  | ILtg-CFL-Res |  |  |  | CFLratio0284 | CFLratio0284 | CFLscw(100w) | Review |  | f | f | DEER Lighting measure | ErRobNc |  | ILtg-Incand-Res | Res-Lighting-OutGen_CFLratio0407_CFLscw-100w | None | 1/1/2016 |  | DEER2016 HOU Update | TRUE | TRUE | 100 | FALSE | FALSE | FALSE | FALSE | FALSE | FALSE | TRUE | FALSE | FALSE |  | 184 | R-Out-CFLscw-Ext(100)-dWP184
5681 | R-Out-CFLscw-Ext(150)-dWP276 | Residential Outdoor General Lighting: CFL Lamp with integated Ballast replaces pre-existing standard lighting Wattage. Measure includes Code case. Impacts: HOU = 935; CDF = 0.021 | DEER2016 | D16v1 | 5/18/2015 | Res-Oltg-dWatt-CFL | DEER | Scaled | BaseRatio |  |  | None |  | f |  | t | Res | Any | Lighting | OutGen | Ltg_Lamp | CFLint_lamp |  | ILtg-CFL-Res |  |  |  | CFLratio0284 | CFLratio0284 | CFLscw(150w) | Review |  | f | f | DEER Lighting measure | ErRobNc |  | ILtg-Incand-Res | Res-Lighting-OutGen_CFLratio0407_CFLscw-150w | None | 1/1/2016 |  | DEER2016 HOU Update | TRUE | TRUE | 150 | FALSE | FALSE | FALSE | FALSE | FALSE | FALSE | TRUE | FALSE | FALSE |  | 276 | R-Out-CFLscw-Ext(150)-dWP276
5682 | R-Out-CFLscw-Ext(200)-dWP368 | Residential Outdoor General Lighting: CFL Lamp with integated Ballast replaces pre-existing standard lighting Wattage. Measure includes Code case. Impacts: HOU = 935; CDF = 0.021 | DEER2016 | D16v1 | 5/18/2015 | Res-Oltg-dWatt-CFL | DEER | Scaled | BaseRatio |  |  | None |  | f |  | t | Res | Any | Lighting | OutGen | Ltg_Lamp | CFLint_lamp |  | ILtg-CFL-Res |  |  |  | CFLratio0284 | CFLratio0284 | CFLscw(200w) | Review |  | f | f | DEER Lighting measure | ErRobNc |  | ILtg-Incand-Res | Res-Lighting-OutGen_CFLratio0407_CFLscw-200w | None | 1/1/2016 |  | DEER2016 HOU Update | TRUE | TRUE | 200 | FALSE | FALSE | FALSE | FALSE | FALSE | FALSE | TRUE | FALSE | FALSE |  | 368 | R-Out-CFLscw-Ext(200)-dWP368
5683 | R-Out-CFLscw-Ext(31)-dWP57 | Residential Outdoor General Lighting: CFL Lamp with integated Ballast replaces pre-existing standard lighting Wattage. Measure includes Code case. Impacts: HOU = 935; CDF = 0.021 | DEER2016 | D16v1 | 5/18/2015 | Res-Oltg-dWatt-CFL | DEER | Scaled | BaseRatio |  |  | None |  | f |  | t | Res | Any | Lighting | OutGen | Ltg_Lamp | CFLint_lamp |  | ILtg-CFL-Res |  |  |  | CFLratio0284 | CFLratio0284 | CFLscw(31w) | Review |  | f | f | DEER Lighting measure | ErRobNc |  | ILtg-Incand-Res | Res-Lighting-OutGen_CFLratio0407_CFLscw-31w | None | 1/1/2016 |  | DEER2016 HOU Update | TRUE | TRUE | 31 | FALSE | FALSE | FALSE | FALSE | FALSE | FALSE | TRUE | FALSE | FALSE |  | 57 | R-Out-CFLscw-Ext(31)-dWP57
5684 | R-Out-CFLscw-Ext(32)-dWP59 | Residential Outdoor General Lighting: CFL Lamp with integated Ballast replaces pre-existing standard lighting Wattage. Measure includes Code case. Impacts: HOU = 935; CDF = 0.021 | DEER2016 | D16v1 | 5/18/2015 | Res-Oltg-dWatt-CFL | DEER | Scaled | BaseRatio |  |  | None |  | f |  | t | Res | Any | Lighting | OutGen | Ltg_Lamp | CFLint_lamp |  | ILtg-CFL-Res |  |  |  | CFLratio0284 | CFLratio0284 | CFLscw(32w) | Review |  | f | f | DEER Lighting measure | ErRobNc |  | ILtg-Incand-Res | Res-Lighting-OutGen_CFLratio0407_CFLscw-32w | None | 1/1/2016 |  | DEER2016 HOU Update | TRUE | TRUE | 32 | FALSE | FALSE | FALSE | FALSE | FALSE | FALSE | TRUE | FALSE | FALSE |  | 59 | R-Out-CFLscw-Ext(32)-dWP59
5685 | R-Out-CFLscw-Ext(42)-dWP77 | Residential Outdoor General Lighting: CFL Lamp with integated Ballast replaces pre-existing standard lighting Wattage. Measure includes Code case. Impacts: HOU = 935; CDF = 0.021 | DEER2016 | D16v1 | 5/18/2015 | Res-Oltg-dWatt-CFL | DEER | Scaled | BaseRatio |  |  | None |  | f |  | t | Res | Any | Lighting | OutGen | Ltg_Lamp | CFLint_lamp |  | ILtg-CFL-Res |  |  |  | CFLratio0284 | CFLratio0284 | CFLscw(42w) | Review |  | f | f | DEER Lighting measure | ErRobNc |  | ILtg-Incand-Res | Res-Lighting-OutGen_CFLratio0407_CFLscw-42w | None | 1/1/2016 |  | DEER2016 HOU Update | TRUE | TRUE | 42 | FALSE | FALSE | FALSE | FALSE | FALSE | FALSE | TRUE | FALSE | FALSE |  | 77 | R-Out-CFLscw-Ext(42)-dWP77
5686 | R-Out-CFLscw-Ext(55)-dWP101 | Residential Outdoor General Lighting: CFL Lamp with integated Ballast replaces pre-existing standard lighting Wattage. Measure includes Code case. Impacts: HOU = 935; CDF = 0.021 | DEER2016 | D16v1 | 5/18/2015 | Res-Oltg-dWatt-CFL | DEER | Scaled | BaseRatio |  |  | None |  | f |  | t | Res | Any | Lighting | OutGen | Ltg_Lamp | CFLint_lamp |  | ILtg-CFL-Res |  |  |  | CFLratio0284 | CFLratio0284 | CFLscw(55w) | Review |  | f | f | DEER Lighting measure | ErRobNc |  | ILtg-Incand-Res | Res-Lighting-OutGen_CFLratio0407_CFLscw-55w | None | 1/1/2016 |  | DEER2016 HOU Update | TRUE | TRUE | 55 | FALSE | FALSE | FALSE | FALSE | FALSE | FALSE | TRUE | FALSE | FALSE |  | 101 | R-Out-CFLscw-Ext(55)-dWP101
5687 | R-Out-CFLscw-Ext(60)-dWP110 | Residential Outdoor General Lighting: CFL Lamp with integated Ballast replaces pre-existing standard lighting Wattage. Measure includes Code case. Impacts: HOU = 935; CDF = 0.021 | DEER2016 | D16v1 | 5/18/2015 | Res-Oltg-dWatt-CFL | DEER | Scaled | BaseRatio |  |  | None |  | f |  | t | Res | Any | Lighting | OutGen | Ltg_Lamp | CFLint_lamp |  | ILtg-CFL-Res |  |  |  | CFLratio0284 | CFLratio0284 | CFLscw(60w) | Review |  | f | f | DEER Lighting measure | ErRobNc |  | ILtg-Incand-Res | Res-Lighting-OutGen_CFLratio0407_CFLscw-60w | None | 1/1/2016 |  | DEER2016 HOU Update | TRUE | TRUE | 60 | FALSE | FALSE | FALSE | FALSE | FALSE | FALSE | TRUE | FALSE | FALSE |  | 110 | R-Out-CFLscw-Ext(60)-dWP110
5688 | R-Out-CFLscw-Ext(80)-dWP147 | Residential Outdoor General Lighting: CFL Lamp with integated Ballast replaces pre-existing standard lighting Wattage. Measure includes Code case. Impacts: HOU = 935; CDF = 0.021 | DEER2016 | D16v1 | 5/18/2015 | Res-Oltg-dWatt-CFL | DEER | Scaled | BaseRatio |  |  | None |  | f |  | t | Res | Any | Lighting | OutGen | Ltg_Lamp | CFLint_lamp |  | ILtg-CFL-Res |  |  |  | CFLratio0284 | CFLratio0284 | CFLscw(80w) | Review |  | f | f | DEER Lighting measure | ErRobNc |  | ILtg-Incand-Res | Res-Lighting-OutGen_CFLratio0407_CFLscw-80w | None | 1/1/2016 |  | DEER2016 HOU Update | TRUE | TRUE | 80 | FALSE | FALSE | FALSE | FALSE | FALSE | FALSE | TRUE | FALSE | FALSE |  | 147 | R-Out-CFLscw-Ext(80)-dWP147
Scenario4 | Additional Measures based on DEER2015 Uncertain Measure Update | Res Indoor CFL Lamp <= 30 Watts (Reflectors and Non-Reflectors)
5689 | R-In-CFLscw(21)-dWP31 | Residential Indoor General Lighting: CFL Lamp with integated Ballast replaces pre-existing standard lighting Wattage. Measure includes Code case. Impacts: CFL-based HOU (varies by BldgType) | DEER2015 | D15 v2 | 5/18/2015 | Res-Iltg-dWatt-CFL | DEER | Scaled | BaseRatio |  |  | None |  | f |  | t | Res | Any | Lighting | InGen-CFL | Ltg_Lamp | CFLint_lamp |  | ILtg-CFL-Res |  |  |  | CFLratio0248 | CFLratio0248 | CFLscw(21w) | Review |  | f | f | DEER Lighting measure | ErRobNc |  | ILtg-Incand-Res | Res-Lighting-InGen_CFLratio0347_CFLscw-21w | DEER2015-ResInLtg | 6/1/2015 |  | DEER2015 Uncertain Msr Update (CFL WWR) | TRUE | FALSE | 21 | TRUE | TRUE | FALSE | FALSE | FALSE | FALSE | FALSE | TRUE | FALSE |  | 31 | R-In-CFLscw(21)-dWP31
5690 | R-In-CFLscw(29)-dWP43 | Residential Indoor General Lighting: CFL Lamp with integated Ballast replaces pre-existing standard lighting Wattage. Measure includes Code case. Impacts: CFL-based HOU (varies by BldgType) | DEER2015 | D15 v2 | 5/18/2015 | Res-Iltg-dWatt-CFL | DEER | Scaled | BaseRatio |  |  | None |  | f |  | t | Res | Any | Lighting | InGen-CFL | Ltg_Lamp | CFLint_lamp |  | ILtg-CFL-Res |  |  |  | CFLratio0248 | CFLratio0248 | CFLscw(29w) | Review |  | f | f | DEER Lighting measure | ErRobNc |  | ILtg-Incand-Res | Res-Lighting-InGen_CFLratio0347_CFLscw-29w | DEER2015-ResInLtg | 6/1/2015 |  | DEER2015 Uncertain Msr Update (CFL WWR) | TRUE | FALSE | 29 | TRUE | TRUE | FALSE | FALSE | FALSE | FALSE | FALSE | TRUE | FALSE |  | 43 | R-In-CFLscw(29)-dWP43
5691 | R-In-CFLscw(3)-dWP4 | Residential Indoor General Lighting: CFL Lamp with integated Ballast replaces pre-existing standard lighting Wattage. Measure includes Code case. Impacts: CFL-based HOU (varies by BldgType) | DEER2015 | D15 v2 | 5/18/2015 | Res-Iltg-dWatt-CFL | DEER | Scaled | BaseRatio |  |  | None |  | f |  | t | Res | Any | Lighting | InGen-CFL | Ltg_Lamp | CFLint_lamp |  | ILtg-CFL-Res |  |  |  | CFLratio0248 | CFLratio0248 | CFLscw(3w) | Review |  | f | f | DEER Lighting measure | ErRobNc |  | ILtg-Incand-Res | Res-Lighting-InGen_CFLratio0347_CFLscw-3w | DEER2015-ResInLtg | 6/1/2015 |  | DEER2015 Uncertain Msr Update (CFL WWR) | TRUE | FALSE | 3 | TRUE | TRUE | FALSE | FALSE | FALSE | FALSE | FALSE | TRUE | FALSE |  | 4 | R-In-CFLscw(3)-dWP4
5692 | R-In-CFLscw(5)-dWP7 | Residential Indoor General Lighting: CFL Lamp with integated Ballast replaces pre-existing standard lighting Wattage. Measure includes Code case. Impacts: CFL-based HOU (varies by BldgType) | DEER2015 | D15 v2 | 5/18/2015 | Res-Iltg-dWatt-CFL | DEER | Scaled | BaseRatio |  |  | None |  | f |  | t | Res | Any | Lighting | InGen-CFL | Ltg_Lamp | CFLint_lamp |  | ILtg-CFL-Res |  |  |  | CFLratio0248 | CFLratio0248 | CFLscw(5w) | Review |  | f | f | DEER Lighting measure | ErRobNc |  | ILtg-Incand-Res | Res-Lighting-InGen_CFLratio0347_CFLscw-5w | DEER2015-ResInLtg | 6/1/2015 |  | DEER2015 Uncertain Msr Update (CFL WWR) | TRUE | FALSE | 5 | TRUE | TRUE | FALSE | FALSE | FALSE | FALSE | FALSE | TRUE | FALSE |  | 7 | R-In-CFLscw(5)-dWP7
5693 | R-In-CFLscw(6)-dWP9 | Residential Indoor General Lighting: CFL Lamp with integated Ballast replaces pre-existing standard lighting Wattage. Measure includes Code case. Impacts: CFL-based HOU (varies by BldgType) | DEER2015 | D15 v2 | 5/18/2015 | Res-Iltg-dWatt-CFL | DEER | Scaled | BaseRatio |  |  | None |  | f |  | t | Res | Any | Lighting | InGen-CFL | Ltg_Lamp | CFLint_lamp |  | ILtg-CFL-Res |  |  |  | CFLratio0248 | CFLratio0248 | CFLscw(6w) | Review |  | f | f | DEER Lighting measure | ErRobNc |  | ILtg-Incand-Res | Res-Lighting-InGen_CFLratio0347_CFLscw-6w | DEER2015-ResInLtg | 6/1/2015 |  | DEER2015 Uncertain Msr Update (CFL WWR) | TRUE | FALSE | 6 | TRUE | TRUE | FALSE | FALSE | FALSE | FALSE | FALSE | TRUE | FALSE |  | 9 | R-In-CFLscw(6)-dWP9
5694 | R-In-CFLscw-Refl(17)-dWP32 | Residential Indoor General Lighting: CFL Lamp with integated Ballast replaces pre-existing standard lighting Wattage. Measure includes Code case. Impacts: CFL-based HOU (varies by BldgType) | DEER2015 | D15 v2 | 5/18/2015 | Res-Iltg-dWatt-CFL | DEER | Scaled | BaseRatio |  |  | None |  | f |  | t | Res | Any | Lighting | InGen-CFL | Ltg_Lamp | CFLint_lamp |  | ILtg-CFL-Res |  |  |  | CFLratio0286 | CFLratio0286 | CFLscw-Refl(17w) | Review |  | f | f | DEER Lighting measure | ErRobNc |  | ILtg-Incand-Res | Res-Lighting-InGen_CFLratio0409_CFLscw-Refl-17w | DEER2015-ResInLtg | 6/1/2015 |  | DEER2015 Uncertain Msr Update (CFL WWR) | TRUE | FALSE | 17 | TRUE | TRUE | TRUE | FALSE | FALSE | FALSE | FALSE | TRUE | FALSE |  | 32 | R-In-CFLscw-Refl(17)-dWP32
5695 | R-In-CFLscw-Refl(21)-dWP39 | Residential Indoor General Lighting: CFL Lamp with integated Ballast replaces pre-existing standard lighting Wattage. Measure includes Code case. Impacts: CFL-based HOU (varies by BldgType) | DEER2015 | D15 v2 | 5/18/2015 | Res-Iltg-dWatt-CFL | DEER | Scaled | BaseRatio |  |  | None |  | f |  | t | Res | Any | Lighting | InGen-CFL | Ltg_Lamp | CFLint_lamp |  | ILtg-CFL-Res |  |  |  | CFLratio0286 | CFLratio0286 | CFLscw-Refl(21w) | Review |  | f | f | DEER Lighting measure | ErRobNc |  | ILtg-Incand-Res | Res-Lighting-InGen_CFLratio0409_CFLscw-Refl-21w | DEER2015-ResInLtg | 6/1/2015 |  | DEER2015 Uncertain Msr Update (CFL WWR) | TRUE | FALSE | 21 | TRUE | TRUE | TRUE | FALSE | FALSE | FALSE | FALSE | TRUE | FALSE |  | 39 | R-In-CFLscw-Refl(21)-dWP39
5696 | R-In-CFLscw-Refl(29)-dWP54 | Residential Indoor General Lighting: CFL Lamp with integated Ballast replaces pre-existing standard lighting Wattage. Measure includes Code case. Impacts: CFL-based HOU (varies by BldgType) | DEER2015 | D15 v2 | 5/18/2015 | Res-Iltg-dWatt-CFL | DEER | Scaled | BaseRatio |  |  | None |  | f |  | t | Res | Any | Lighting | InGen-CFL | Ltg_Lamp | CFLint_lamp |  | ILtg-CFL-Res |  |  |  | CFLratio0286 | CFLratio0286 | CFLscw-Refl(29w) | Review |  | f | f | DEER Lighting measure | ErRobNc |  | ILtg-Incand-Res | Res-Lighting-InGen_CFLratio0409_CFLscw-Refl-29w | DEER2015-ResInLtg | 6/1/2015 |  | DEER2015 Uncertain Msr Update (CFL WWR) | TRUE | FALSE | 29 | TRUE | TRUE | TRUE | FALSE | FALSE | FALSE | FALSE | TRUE | FALSE |  | 54 | R-In-CFLscw-Refl(29)-dWP54
5697 | R-In-CFLscw-Refl(3)-dWP6 | Residential Indoor General Lighting: CFL Lamp with integated Ballast replaces pre-existing standard lighting Wattage. Measure includes Code case. Impacts: CFL-based HOU (varies by BldgType) | DEER2015 | D15 v2 | 5/18/2015 | Res-Iltg-dWatt-CFL | DEER | Scaled | BaseRatio |  |  | None |  | f |  | t | Res | Any | Lighting | InGen-CFL | Ltg_Lamp | CFLint_lamp |  | ILtg-CFL-Res |  |  |  | CFLratio0286 | CFLratio0286 | CFLscw-Refl(3w) | Review |  | f | f | DEER Lighting measure | ErRobNc |  | ILtg-Incand-Res | Res-Lighting-InGen_CFLratio0409_CFLscw-Refl-3w | DEER2015-ResInLtg | 6/1/2015 |  | DEER2015 Uncertain Msr Update (CFL WWR) | TRUE | FALSE | 3 | TRUE | TRUE | TRUE | FALSE | FALSE | FALSE | FALSE | TRUE | FALSE |  | 6 | R-In-CFLscw-Refl(3)-dWP6
5698 | R-In-CFLscw-Refl(4)-dWP7 | Residential Indoor General Lighting: CFL Lamp with integated Ballast replaces pre-existing standard lighting Wattage. Measure includes Code case. Impacts: CFL-based HOU (varies by BldgType) | DEER2015 | D15 v2 | 5/18/2015 | Res-Iltg-dWatt-CFL | DEER | Scaled | BaseRatio |  |  | None |  | f |  | t | Res | Any | Lighting | InGen-CFL | Ltg_Lamp | CFLint_lamp |  | ILtg-CFL-Res |  |  |  | CFLratio0286 | CFLratio0286 | CFLscw-Refl(4w) | Review |  | f | f | DEER Lighting measure | ErRobNc |  | ILtg-Incand-Res | Res-Lighting-InGen_CFLratio0409_CFLscw-Refl-4w | DEER2015-ResInLtg | 6/1/2015 |  | DEER2015 Uncertain Msr Update (CFL WWR) | TRUE | FALSE | 4 | TRUE | TRUE | TRUE | FALSE | FALSE | FALSE | FALSE | TRUE | FALSE |  | 7 | R-In-CFLscw-Refl(4)-dWP7
5699 | R-In-CFLscw-Refl(5)-dWP9 | Residential Indoor General Lighting: CFL Lamp with integated Ballast replaces pre-existing standard lighting Wattage. Measure includes Code case. Impacts: CFL-based HOU (varies by BldgType) | DEER2015 | D15 v2 | 5/18/2015 | Res-Iltg-dWatt-CFL | DEER | Scaled | BaseRatio |  |  | None |  | f |  | t | Res | Any | Lighting | InGen-CFL | Ltg_Lamp | CFLint_lamp |  | ILtg-CFL-Res |  |  |  | CFLratio0286 | CFLratio0286 | CFLscw-Refl(5w) | Review |  | f | f | DEER Lighting measure | ErRobNc |  | ILtg-Incand-Res | Res-Lighting-InGen_CFLratio0409_CFLscw-Refl-5w | DEER2015-ResInLtg | 6/1/2015 |  | DEER2015 Uncertain Msr Update (CFL WWR) | TRUE | FALSE | 5 | TRUE | TRUE | TRUE | FALSE | FALSE | FALSE | FALSE | TRUE | FALSE |  | 9 | R-In-CFLscw-Refl(5)-dWP9
5700 | R-In-CFLscw-Refl(6)-dWP11 | Residential Indoor General Lighting: CFL Lamp with integated Ballast replaces pre-existing standard lighting Wattage. Measure includes Code case. Impacts: CFL-based HOU (varies by BldgType) | DEER2015 | D15 v2 | 5/18/2015 | Res-Iltg-dWatt-CFL | DEER | Scaled | BaseRatio |  |  | None |  | f |  | t | Res | Any | Lighting | InGen-CFL | Ltg_Lamp | CFLint_lamp |  | ILtg-CFL-Res |  |  |  | CFLratio0286 | CFLratio0286 | CFLscw-Refl(6w) | Review |  | f | f | DEER Lighting measure | ErRobNc |  | ILtg-Incand-Res | Res-Lighting-InGen_CFLratio0409_CFLscw-Refl-6w | DEER2015-ResInLtg | 6/1/2015 |  | DEER2015 Uncertain Msr Update (CFL WWR) | TRUE | FALSE | 6 | TRUE | TRUE | TRUE | FALSE | FALSE | FALSE | FALSE | TRUE | FALSE |  | 11 | R-In-CFLscw-Refl(6)-dWP11
5701 | R-In-CFLscw(10)-dWP15 | Residential Indoor General Lighting: CFL Lamp with integated Ballast replaces pre-existing standard lighting Wattage. Measure includes Code case. Impacts: CFL-based HOU (varies by BldgType) | DEER2015 | D15 v2 | 5/18/2015 | Res-Iltg-dWatt-CFL | DEER | Scaled | BaseRatio |  |  | None |  | f |  | t | Res | Any | Lighting | InGen-CFL | Ltg_Lamp | CFLint_lamp |  | ILtg-CFL-Res |  |  |  | CFLratio0248 | CFLratio0248 | CFLscw(10w) | Review |  | f | f | Disposition: MeasuresList-October312014.xlsx | RobNc |  |  | R-In-CFLscw(10w)-dWP24 | DEER2015-ResInLtg | 6/1/2015 |  | DEER2015 Uncertain Msr Update (CFL WWR) | TRUE | FALSE | 10 | TRUE | TRUE | FALSE | FALSE | FALSE | FALSE | FALSE | TRUE | FALSE |  | 15 | R-In-CFLscw(10)-dWP15
5702 | R-In-CFLscw(11)-dWP16 | Residential Indoor General Lighting: CFL Lamp with integated Ballast replaces pre-existing standard lighting Wattage. Measure includes Code case. Impacts: CFL-based HOU (varies by BldgType) | DEER2015 | D15 v2 | 5/18/2015 | Res-Iltg-dWatt-CFL | DEER | Scaled | BaseRatio |  |  | None |  | f |  | t | Res | Any | Lighting | InGen-CFL | Ltg_Lamp | CFLint_lamp |  | ILtg-CFL-Res |  |  |  | CFLratio0248 | CFLratio0248 | CFLscw(11w) | Review |  | f | f | Disposition: MeasuresList-October312014.xlsx | RobNc |  |  | R-In-CFLscw(11w)-dWP27 | DEER2015-ResInLtg | 6/1/2015 |  | DEER2015 Uncertain Msr Update (CFL WWR) | TRUE | FALSE | 11 | TRUE | TRUE | FALSE | FALSE | FALSE | FALSE | FALSE | TRUE | FALSE |  | 16 | R-In-CFLscw(11)-dWP16
5703 | R-In-CFLscw(12)-dWP18 | Residential Indoor General Lighting: CFL Lamp with integated Ballast replaces pre-existing standard lighting Wattage. Measure includes Code case. Impacts: CFL-based HOU (varies by BldgType) | DEER2015 | D15 v2 | 5/18/2015 | Res-Iltg-dWatt-CFL | DEER | Scaled | BaseRatio |  |  | None |  | f |  | t | Res | Any | Lighting | InGen-CFL | Ltg_Lamp | CFLint_lamp |  | ILtg-CFL-Res |  |  |  | CFLratio0248 | CFLratio0248 | CFLscw(12w) | Review |  | f | f | Disposition: MeasuresList-October312014.xlsx | RobNc |  |  | R-In-CFLscw(12w)-dWP29 | DEER2015-ResInLtg | 6/1/2015 |  | DEER2015 Uncertain Msr Update (CFL WWR) | TRUE | FALSE | 12 | TRUE | TRUE | FALSE | FALSE | FALSE | FALSE | FALSE | TRUE | FALSE |  | 18 | R-In-CFLscw(12)-dWP18
5704 | R-In-CFLscw(13)-dWP19 | Residential Indoor General Lighting: CFL Lamp with integated Ballast replaces pre-existing standard lighting Wattage. Measure includes Code case. Impacts: CFL-based HOU (varies by BldgType) | DEER2015 | D15 v2 | 5/18/2015 | Res-Iltg-dWatt-CFL | DEER | Scaled | BaseRatio |  |  | None |  | f |  | t | Res | Any | Lighting | InGen-CFL | Ltg_Lamp | CFLint_lamp |  | ILtg-CFL-Res |  |  |  | CFLratio0248 | CFLratio0248 | CFLscw(13w) | Review |  | f | f | Disposition: MeasuresList-October312014.xlsx | RobNc |  |  | R-In-CFLscw(13w)-dWP32 | DEER2015-ResInLtg | 6/1/2015 |  | DEER2015 Uncertain Msr Update (CFL WWR) | TRUE | FALSE | 13 | TRUE | TRUE | FALSE | FALSE | FALSE | FALSE | FALSE | TRUE | FALSE |  | 19 | R-In-CFLscw(13)-dWP19
5705 | R-In-CFLscw(14)-dWP21 | Residential Indoor General Lighting: CFL Lamp with integated Ballast replaces pre-existing standard lighting Wattage. Measure includes Code case. Impacts: CFL-based HOU (varies by BldgType) | DEER2015 | D15 v2 | 5/18/2015 | Res-Iltg-dWatt-CFL | DEER | Scaled | BaseRatio |  |  | None |  | f |  | t | Res | Any | Lighting | InGen-CFL | Ltg_Lamp | CFLint_lamp |  | ILtg-CFL-Res |  |  |  | CFLratio0248 | CFLratio0248 | CFLscw(14w) | Review |  | f | f | Disposition: MeasuresList-October312014.xlsx | RobNc |  |  | R-In-CFLscw(14w)-dWP34 | DEER2015-ResInLtg | 6/1/2015 |  | DEER2015 Uncertain Msr Update (CFL WWR) | TRUE | FALSE | 14 | TRUE | TRUE | FALSE | FALSE | FALSE | FALSE | FALSE | TRUE | FALSE |  | 21 | R-In-CFLscw(14)-dWP21
5706 | R-In-CFLscw(15)-dWP22 | Residential Indoor General Lighting: CFL Lamp with integated Ballast replaces pre-existing standard lighting Wattage. Measure includes Code case. Impacts: CFL-based HOU (varies by BldgType) | DEER2015 | D15 v2 | 5/18/2015 | Res-Iltg-dWatt-CFL | DEER | Scaled | BaseRatio |  |  | None |  | f |  | t | Res | Any | Lighting | InGen-CFL | Ltg_Lamp | CFLint_lamp |  | ILtg-CFL-Res |  |  |  | CFLratio0248 | CFLratio0248 | CFLscw(15w) | Review |  | f | f | Disposition: MeasuresList-October312014.xlsx | RobNc |  |  | R-In-CFLscw(15w)-dWP37 | DEER2015-ResInLtg | 6/1/2015 |  | DEER2015 Uncertain Msr Update (CFL WWR) | TRUE | FALSE | 15 | TRUE | TRUE | FALSE | FALSE | FALSE | FALSE | FALSE | TRUE | FALSE |  | 22 | R-In-CFLscw(15)-dWP22
5707 | R-In-CFLscw(16)-dWP24 | Residential Indoor General Lighting: CFL Lamp with integated Ballast replaces pre-existing standard lighting Wattage. Measure includes Code case. Impacts: CFL-based HOU (varies by BldgType) | DEER2015 | D15 v2 | 5/18/2015 | Res-Iltg-dWatt-CFL | DEER | Scaled | BaseRatio |  |  | None |  | f |  | t | Res | Any | Lighting | InGen-CFL | Ltg_Lamp | CFLint_lamp |  | ILtg-CFL-Res |  |  |  | CFLratio0248 | CFLratio0248 | CFLscw(16w) | Review |  | f | f | Disposition: MeasuresList-October312014.xlsx | RobNc |  |  | R-In-CFLscw(16w)-dWP39 | DEER2015-ResInLtg | 6/1/2015 |  | DEER2015 Uncertain Msr Update (CFL WWR) | TRUE | FALSE | 16 | TRUE | TRUE | FALSE | FALSE | FALSE | FALSE | FALSE | TRUE | FALSE |  | 24 | R-In-CFLscw(16)-dWP24
5708 | R-In-CFLscw(17)-dWP25 | Residential Indoor General Lighting: CFL Lamp with integated Ballast replaces pre-existing standard lighting Wattage. Measure includes Code case. Impacts: CFL-based HOU (varies by BldgType) | DEER2015 | D15 v2 | 5/18/2015 | Res-Iltg-dWatt-CFL | Non-DEER | Scaled | BaseRatio |  |  | None |  | f |  | t | Res | Any | Lighting | InGen-CFL | Ltg_Lamp | CFLint_lamp |  | ILtg-CFL-Res |  |  |  | CFLratio0248 | CFLratio0248 | CFLscw(17w) | Review | Not used in 2013-14 Lighting Disposition | f | f | Disposition: MeasuresList-October312014.xlsx | RobNc |  |  | R-In-CFLscw(17w)-dWP41 | DEER2015-ResInLtg | 6/1/2015 |  | DEER2015 Uncertain Msr Update (CFL WWR) | TRUE | FALSE | 17 | TRUE | TRUE | FALSE | FALSE | FALSE | FALSE | FALSE | TRUE | FALSE |  | 25 | R-In-CFLscw(17)-dWP25
5709 | R-In-CFLscw(18)-dWP27 | Residential Indoor General Lighting: CFL Lamp with integated Ballast replaces pre-existing standard lighting Wattage. Measure includes Code case. Impacts: CFL-based HOU (varies by BldgType) | DEER2015 | D15 v2 | 5/18/2015 | Res-Iltg-dWatt-CFL | DEER | Scaled | BaseRatio |  |  | None |  | f |  | t | Res | Any | Lighting | InGen-CFL | Ltg_Lamp | CFLint_lamp |  | ILtg-CFL-Res |  |  |  | CFLratio0248 | CFLratio0248 | CFLscw(18w) | Review |  | f | f | Disposition: MeasuresList-October312014.xlsx | RobNc |  |  | R-In-CFLscw(18w)-dWP44 | DEER2015-ResInLtg | 6/1/2015 |  | DEER2015 Uncertain Msr Update (CFL WWR) | TRUE | FALSE | 18 | TRUE | TRUE | FALSE | FALSE | FALSE | FALSE | FALSE | TRUE | FALSE |  | 27 | R-In-CFLscw(18)-dWP27
5710 | R-In-CFLscw(19)-dWP28 | Residential Indoor General Lighting: CFL Lamp with integated Ballast replaces pre-existing standard lighting Wattage. Measure includes Code case. Impacts: CFL-based HOU (varies by BldgType) | DEER2015 | D15 v2 | 5/18/2015 | Res-Iltg-dWatt-CFL | DEER | Scaled | BaseRatio |  |  | None |  | f |  | t | Res | Any | Lighting | InGen-CFL | Ltg_Lamp | CFLint_lamp |  | ILtg-CFL-Res |  |  |  | CFLratio0248 | CFLratio0248 | CFLscw(19w) | Review |  | f | f | Disposition: MeasuresList-October312014.xlsx | RobNc |  |  | R-In-CFLscw(19w)-dWP46 | DEER2015-ResInLtg | 6/1/2015 |  | DEER2015 Uncertain Msr Update (CFL WWR) | TRUE | FALSE | 19 | TRUE | TRUE | FALSE | FALSE | FALSE | FALSE | FALSE | TRUE | FALSE |  | 28 | R-In-CFLscw(19)-dWP28
5711 | R-In-CFLscw(20)-dWP30 | Residential Indoor General Lighting: CFL Lamp with integated Ballast replaces pre-existing standard lighting Wattage. Measure includes Code case. Impacts: CFL-based HOU (varies by BldgType) | DEER2015 | D15 v2 | 5/18/2015 | Res-Iltg-dWatt-CFL | DEER | Scaled | BaseRatio |  |  | None |  | f |  | t | Res | Any | Lighting | InGen-CFL | Ltg_Lamp | CFLint_lamp |  | ILtg-CFL-Res |  |  |  | CFLratio0248 | CFLratio0248 | CFLscw(20w) | Review |  | f | f | Disposition: MeasuresList-October312014.xlsx | RobNc |  |  | R-In-CFLscw(20w)-dWP49 | DEER2015-ResInLtg | 6/1/2015 |  | DEER2015 Uncertain Msr Update (CFL WWR) | TRUE | FALSE | 20 | TRUE | TRUE | FALSE | FALSE | FALSE | FALSE | FALSE | TRUE | FALSE |  | 30 | R-In-CFLscw(20)-dWP30
5712 | R-In-CFLscw(22)-dWP33 | Residential Indoor General Lighting: CFL Lamp with integated Ballast replaces pre-existing standard lighting Wattage. Measure includes Code case. Impacts: CFL-based HOU (varies by BldgType) | DEER2015 | D15 v2 | 5/18/2015 | Res-Iltg-dWatt-CFL | DEER | Scaled | BaseRatio |  |  | None |  | f |  | t | Res | Any | Lighting | InGen-CFL | Ltg_Lamp | CFLint_lamp |  | ILtg-CFL-Res |  |  |  | CFLratio0248 | CFLratio0248 | CFLscw(22w) | Review |  | f | f | Disposition: MeasuresList-October312014.xlsx | RobNc |  |  | R-In-CFLscw(22w)-dWP54 | DEER2015-ResInLtg | 6/1/2015 |  | DEER2015 Uncertain Msr Update (CFL WWR) | TRUE | FALSE | 22 | TRUE | TRUE | FALSE | FALSE | FALSE | FALSE | FALSE | TRUE | FALSE |  | 33 | R-In-CFLscw(22)-dWP33
5713 | R-In-CFLscw(23)-dWP34 | Residential Indoor General Lighting: CFL Lamp with integated Ballast replaces pre-existing standard lighting Wattage. Measure includes Code case. Impacts: CFL-based HOU (varies by BldgType) | DEER2015 | D15 v2 | 5/18/2015 | Res-Iltg-dWatt-CFL | DEER | Scaled | BaseRatio |  |  | None |  | f |  | t | Res | Any | Lighting | InGen-CFL | Ltg_Lamp | CFLint_lamp |  | ILtg-CFL-Res |  |  |  | CFLratio0248 | CFLratio0248 | CFLscw(23w) | Review |  | f | f | Disposition: MeasuresList-October312014.xlsx | RobNc |  |  | R-In-CFLscw(23w)-dWP56 | DEER2015-ResInLtg | 6/1/2015 |  | DEER2015 Uncertain Msr Update (CFL WWR) | TRUE | FALSE | 23 | TRUE | TRUE | FALSE | FALSE | FALSE | FALSE | FALSE | TRUE | FALSE |  | 34 | R-In-CFLscw(23)-dWP34
5714 | R-In-CFLscw(24)-dWP36 | Residential Indoor General Lighting: CFL Lamp with integated Ballast replaces pre-existing standard lighting Wattage. Measure includes Code case. Impacts: CFL-based HOU (varies by BldgType) | DEER2015 | D15 v2 | 5/18/2015 | Res-Iltg-dWatt-CFL | DEER | Scaled | BaseRatio |  |  | None |  | f |  | t | Res | Any | Lighting | InGen-CFL | Ltg_Lamp | CFLint_lamp |  | ILtg-CFL-Res |  |  |  | CFLratio0248 | CFLratio0248 | CFLscw(24w) | Review |  | f | f | Disposition: MeasuresList-October312014.xlsx | RobNc |  |  | R-In-CFLscw(24w)-dWP59 | DEER2015-ResInLtg | 6/1/2015 |  | DEER2015 Uncertain Msr Update (CFL WWR) | TRUE | FALSE | 24 | TRUE | TRUE | FALSE | FALSE | FALSE | FALSE | FALSE | TRUE | FALSE |  | 36 | R-In-CFLscw(24)-dWP36
5715 | R-In-CFLscw(25)-dWP37 | Residential Indoor General Lighting: CFL Lamp with integated Ballast replaces pre-existing standard lighting Wattage. Measure includes Code case. Impacts: CFL-based HOU (varies by BldgType) | DEER2015 | D15 v2 | 5/18/2015 | Res-Iltg-dWatt-CFL | DEER | Scaled | BaseRatio |  |  | None |  | f |  | t | Res | Any | Lighting | InGen-CFL | Ltg_Lamp | CFLint_lamp |  | ILtg-CFL-Res |  |  |  | CFLratio0248 | CFLratio0248 | CFLscw(25w) | Review |  | f | f | Disposition: MeasuresList-October312014.xlsx | RobNc |  |  | R-In-CFLscw(25w)-dWP61 | DEER2015-ResInLtg | 6/1/2015 |  | DEER2015 Uncertain Msr Update (CFL WWR) | TRUE | FALSE | 25 | TRUE | TRUE | FALSE | FALSE | FALSE | FALSE | FALSE | TRUE | FALSE |  | 37 | R-In-CFLscw(25)-dWP37
5716 | R-In-CFLscw(26)-dWP38 | Residential Indoor General Lighting: CFL Lamp with integated Ballast replaces pre-existing standard lighting Wattage. Measure includes Code case. Impacts: CFL-based HOU (varies by BldgType) | DEER2015 | D15 v2 | 5/18/2015 | Res-Iltg-dWatt-CFL | DEER | Scaled | BaseRatio |  |  | None |  | f |  | t | Res | Any | Lighting | InGen-CFL | Ltg_Lamp | CFLint_lamp |  | ILtg-CFL-Res |  |  |  | CFLratio0248 | CFLratio0248 | CFLscw(26w) | Review |  | f | f | Disposition: MeasuresList-October312014.xlsx | RobNc |  |  | R-In-CFLscw(26w)-dWP64 | DEER2015-ResInLtg | 6/1/2015 |  | DEER2015 Uncertain Msr Update (CFL WWR) | TRUE | FALSE | 26 | TRUE | TRUE | FALSE | FALSE | FALSE | FALSE | FALSE | TRUE | FALSE |  | 38 | R-In-CFLscw(26)-dWP38
5717 | R-In-CFLscw(27)-dWP40 | Residential Indoor General Lighting: CFL Lamp with integated Ballast replaces pre-existing standard lighting Wattage. Measure includes Code case. Impacts: CFL-based HOU (varies by BldgType) | DEER2015 | D15 v2 | 5/18/2015 | Res-Iltg-dWatt-CFL | DEER | Scaled | BaseRatio |  |  | None |  | f |  | t | Res | Any | Lighting | InGen-CFL | Ltg_Lamp | CFLint_lamp |  | ILtg-CFL-Res |  |  |  | CFLratio0248 | CFLratio0248 | CFLscw(27w) | Review |  | f | f | Disposition: MeasuresList-October312014.xlsx | RobNc |  |  | R-In-CFLscw(27w)-dWP66 | DEER2015-ResInLtg | 6/1/2015 |  | DEER2015 Uncertain Msr Update (CFL WWR) | TRUE | FALSE | 27 | TRUE | TRUE | FALSE | FALSE | FALSE | FALSE | FALSE | TRUE | FALSE |  | 40 | R-In-CFLscw(27)-dWP40
5718 | R-In-CFLscw(28)-dWP41 | Residential Indoor General Lighting: CFL Lamp with integated Ballast replaces pre-existing standard lighting Wattage. Measure includes Code case. Impacts: CFL-based HOU (varies by BldgType) | DEER2015 | D15 v2 | 5/18/2015 | Res-Iltg-dWatt-CFL | DEER | Scaled | BaseRatio |  |  | None |  | f |  | t | Res | Any | Lighting | InGen-CFL | Ltg_Lamp | CFLint_lamp |  | ILtg-CFL-Res |  |  |  | CFLratio0248 | CFLratio0248 | CFLscw(28w) | Review |  | f | f | Disposition: MeasuresList-October312014.xlsx | RobNc |  |  | R-In-CFLscw(28w)-dWP69 | DEER2015-ResInLtg | 6/1/2015 |  | DEER2015 Uncertain Msr Update (CFL WWR) | TRUE | FALSE | 28 | TRUE | TRUE | FALSE | FALSE | FALSE | FALSE | FALSE | TRUE | FALSE |  | 41 | R-In-CFLscw(28)-dWP41
5719 | R-In-CFLscw(30)-dWP44 | Residential Indoor General Lighting: CFL Lamp with integated Ballast replaces pre-existing standard lighting Wattage. Measure includes Code case. Impacts: CFL-based HOU (varies by BldgType) | DEER2015 | D15 v2 | 5/18/2015 | Res-Iltg-dWatt-CFL | DEER | Scaled | BaseRatio |  |  | None |  | f |  | t | Res | Any | Lighting | InGen-CFL | Ltg_Lamp | CFLint_lamp |  | ILtg-CFL-Res |  |  |  | CFLratio0248 | CFLratio0248 | CFLscw(30w) | Review |  | f | f | Disposition: MeasuresList-October312014.xlsx | RobNc |  |  | R-In-CFLscw(30w)-dWP74 | DEER2015-ResInLtg | 6/1/2015 |  | DEER2015 Uncertain Msr Update (CFL WWR) | TRUE | FALSE | 30 | TRUE | TRUE | FALSE | FALSE | FALSE | FALSE | FALSE | TRUE | FALSE |  | 44 | R-In-CFLscw(30)-dWP44
5720 | R-In-CFLscw(4)-dWP6 | Residential Indoor General Lighting: CFL Lamp with integated Ballast replaces pre-existing standard lighting Wattage. Measure includes Code case. Impacts: CFL-based HOU (varies by BldgType) | DEER2015 | D15 v2 | 5/18/2015 | Res-Iltg-dWatt-CFL | Non-DEER | Scaled | BaseRatio |  |  | None |  | f |  | t | Res | Any | Lighting | InGen-CFL | Ltg_Lamp | CFLint_lamp |  | ILtg-CFL-Res |  |  |  | CFLratio0248 | CFLratio0248 | CFLscw(4w) | Review | Not used in 2013-14 Lighting Disposition | f | f | Disposition: MeasuresList-October312014.xlsx | RobNc |  |  | R-In-CFLscw(4w)-dWP9 | DEER2015-ResInLtg | 6/1/2015 |  | DEER2015 Uncertain Msr Update (CFL WWR) | TRUE | FALSE | 4 | TRUE | TRUE | FALSE | FALSE | FALSE | FALSE | FALSE | TRUE | FALSE |  | 6 | R-In-CFLscw(4)-dWP6
5721 | R-In-CFLscw(7)-dWP10 | Residential Indoor General Lighting: CFL Lamp with integated Ballast replaces pre-existing standard lighting Wattage. Measure includes Code case. Impacts: CFL-based HOU (varies by BldgType) | DEER2015 | D15 v2 | 5/18/2015 | Res-Iltg-dWatt-CFL | DEER | Scaled | BaseRatio |  |  | None |  | f |  | t | Res | Any | Lighting | InGen-CFL | Ltg_Lamp | CFLint_lamp |  | ILtg-CFL-Res |  |  |  | CFLratio0248 | CFLratio0248 | CFLscw(7w) | Review |  | f | f | Disposition: MeasuresList-October312014.xlsx | RobNc |  |  | R-In-CFLscw(7w)-dWP17 | DEER2015-ResInLtg | 6/1/2015 |  | DEER2015 Uncertain Msr Update (CFL WWR) | TRUE | FALSE | 7 | TRUE | TRUE | FALSE | FALSE | FALSE | FALSE | FALSE | TRUE | FALSE |  | 10 | R-In-CFLscw(7)-dWP10
5722 | R-In-CFLscw(8)-dWP12 | Residential Indoor General Lighting: CFL Lamp with integated Ballast replaces pre-existing standard lighting Wattage. Measure includes Code case. Impacts: CFL-based HOU (varies by BldgType) | DEER2015 | D15 v2 | 5/18/2015 | Res-Iltg-dWatt-CFL | DEER | Scaled | BaseRatio |  |  | None |  | f |  | t | Res | Any | Lighting | InGen-CFL | Ltg_Lamp | CFLint_lamp |  | ILtg-CFL-Res |  |  |  | CFLratio0248 | CFLratio0248 | CFLscw(8w) | Review |  | f | f | Disposition: MeasuresList-October312014.xlsx | RobNc |  |  | R-In-CFLscw(8w)-dWP19 | DEER2015-ResInLtg | 6/1/2015 |  | DEER2015 Uncertain Msr Update (CFL WWR) | TRUE | FALSE | 8 | TRUE | TRUE | FALSE | FALSE | FALSE | FALSE | FALSE | TRUE | FALSE |  | 12 | R-In-CFLscw(8)-dWP12
5723 | R-In-CFLscw(9)-dWP13 | Residential Indoor General Lighting: CFL Lamp with integated Ballast replaces pre-existing standard lighting Wattage. Measure includes Code case. Impacts: CFL-based HOU (varies by BldgType) | DEER2015 | D15 v2 | 5/18/2015 | Res-Iltg-dWatt-CFL | DEER | Scaled | BaseRatio |  |  | None |  | f |  | t | Res | Any | Lighting | InGen-CFL | Ltg_Lamp | CFLint_lamp |  | ILtg-CFL-Res |  |  |  | CFLratio0248 | CFLratio0248 | CFLscw(9w) | Review |  | f | f | Disposition: MeasuresList-October312014.xlsx | RobNc |  |  | R-In-CFLscw(9w)-dWP22 | DEER2015-ResInLtg | 6/1/2015 |  | DEER2015 Uncertain Msr Update (CFL WWR) | TRUE | FALSE | 9 | TRUE | TRUE | FALSE | FALSE | FALSE | FALSE | FALSE | TRUE | FALSE |  | 13 | R-In-CFLscw(9)-dWP13
5724 | R-In-CFLscw-A(10)-dWP15 | Residential Indoor General Lighting: CFL Lamp with integated Ballast replaces pre-existing standard lighting Wattage. Measure includes Code case. Impacts: CFL-based HOU (varies by BldgType) | DEER2015 | D15 v2 | 5/18/2015 | Res-Iltg-dWatt-CFL | DEER | Scaled | BaseRatio |  |  | None |  | f |  | t | Res | Any | Lighting | InGen-CFL | Ltg_Lamp | CFLint_lamp |  | ILtg-CFL-Res |  |  |  | CFLratio0248 | CFLratio0248 | CFLscw-A(10w) | Review |  | f | f | Disposition: MeasuresList-October312014.xlsx | RobNc |  |  | R-In-CFLscw-A(10w)-dWP24 | DEER2015-ResInLtg | 6/1/2015 |  | DEER2015 Uncertain Msr Update (CFL WWR) | TRUE | FALSE | 10 | TRUE | TRUE | FALSE | FALSE | FALSE | FALSE | FALSE | TRUE | FALSE |  | 15 | R-In-CFLscw-A(10)-dWP15
5725 | R-In-CFLscw-A(11)-dWP16 | Residential Indoor General Lighting: CFL Lamp with integated Ballast replaces pre-existing standard lighting Wattage. Measure includes Code case. Impacts: CFL-based HOU (varies by BldgType) | DEER2015 | D15 v2 | 5/18/2015 | Res-Iltg-dWatt-CFL | DEER | Scaled | BaseRatio |  |  | None |  | f |  | t | Res | Any | Lighting | InGen-CFL | Ltg_Lamp | CFLint_lamp |  | ILtg-CFL-Res |  |  |  | CFLratio0248 | CFLratio0248 | CFLscw-A(11w) | Review |  | f | f | Disposition: MeasuresList-October312014.xlsx | RobNc |  |  | R-In-CFLscw-A(11w)-dWP27 | DEER2015-ResInLtg | 6/1/2015 |  | DEER2015 Uncertain Msr Update (CFL WWR) | TRUE | FALSE | 11 | TRUE | TRUE | FALSE | FALSE | FALSE | FALSE | FALSE | TRUE | FALSE |  | 16 | R-In-CFLscw-A(11)-dWP16
5726 | R-In-CFLscw-A(12)-dWP18 | Residential Indoor General Lighting: CFL Lamp with integated Ballast replaces pre-existing standard lighting Wattage. Measure includes Code case. Impacts: CFL-based HOU (varies by BldgType) | DEER2015 | D15 v2 | 5/18/2015 | Res-Iltg-dWatt-CFL | DEER | Scaled | BaseRatio |  |  | None |  | f |  | t | Res | Any | Lighting | InGen-CFL | Ltg_Lamp | CFLint_lamp |  | ILtg-CFL-Res |  |  |  | CFLratio0248 | CFLratio0248 | CFLscw-A(12w) | Review |  | f | f | Disposition: MeasuresList-October312014.xlsx | RobNc |  |  | R-In-CFLscw-A(12w)-dWP29 | DEER2015-ResInLtg | 6/1/2015 |  | DEER2015 Uncertain Msr Update (CFL WWR) | TRUE | FALSE | 12 | TRUE | TRUE | FALSE | FALSE | FALSE | FALSE | FALSE | TRUE | FALSE |  | 18 | R-In-CFLscw-A(12)-dWP18
5727 | R-In-CFLscw-A(13)-dWP19 | Residential Indoor General Lighting: CFL Lamp with integated Ballast replaces pre-existing standard lighting Wattage. Measure includes Code case. Impacts: CFL-based HOU (varies by BldgType) | DEER2015 | D15 v2 | 5/18/2015 | Res-Iltg-dWatt-CFL | DEER | Scaled | BaseRatio |  |  | None |  | f |  | t | Res | Any | Lighting | InGen-CFL | Ltg_Lamp | CFLint_lamp |  | ILtg-CFL-Res |  |  |  | CFLratio0248 | CFLratio0248 | CFLscw-A(13w) | Review |  | f | f | Disposition: MeasuresList-October312014.xlsx | RobNc |  |  | R-In-CFLscw-A(13w)-dWP32 | DEER2015-ResInLtg | 6/1/2015 |  | DEER2015 Uncertain Msr Update (CFL WWR) | TRUE | FALSE | 13 | TRUE | TRUE | FALSE | FALSE | FALSE | FALSE | FALSE | TRUE | FALSE |  | 19 | R-In-CFLscw-A(13)-dWP19
5728 | R-In-CFLscw-A(14)-dWP21 | Residential Indoor General Lighting: CFL Lamp with integated Ballast replaces pre-existing standard lighting Wattage. Measure includes Code case. Impacts: CFL-based HOU (varies by BldgType) | DEER2015 | D15 v2 | 5/18/2015 | Res-Iltg-dWatt-CFL | DEER | Scaled | BaseRatio |  |  | None |  | f |  | t | Res | Any | Lighting | InGen-CFL | Ltg_Lamp | CFLint_lamp |  | ILtg-CFL-Res |  |  |  | CFLratio0248 | CFLratio0248 | CFLscw-A(14w) | Review |  | f | f | Disposition: MeasuresList-October312014.xlsx | RobNc |  |  | R-In-CFLscw-A(14w)-dWP34 | DEER2015-ResInLtg | 6/1/2015 |  | DEER2015 Uncertain Msr Update (CFL WWR) | TRUE | FALSE | 14 | TRUE | TRUE | FALSE | FALSE | FALSE | FALSE | FALSE | TRUE | FALSE |  | 21 | R-In-CFLscw-A(14)-dWP21
5729 | R-In-CFLscw-A(15)-dWP22 | Residential Indoor General Lighting: CFL Lamp with integated Ballast replaces pre-existing standard lighting Wattage. Measure includes Code case. Impacts: CFL-based HOU (varies by BldgType) | DEER2015 | D15 v2 | 5/18/2015 | Res-Iltg-dWatt-CFL | DEER | Scaled | BaseRatio |  |  | None |  | f |  | t | Res | Any | Lighting | InGen-CFL | Ltg_Lamp | CFLint_lamp |  | ILtg-CFL-Res |  |  |  | CFLratio0248 | CFLratio0248 | CFLscw-A(15w) | Review |  | f | f | Disposition: MeasuresList-October312014.xlsx | RobNc |  |  | R-In-CFLscw-A(15w)-dWP37 | DEER2015-ResInLtg | 6/1/2015 |  | DEER2015 Uncertain Msr Update (CFL WWR) | TRUE | FALSE | 15 | TRUE | TRUE | FALSE | FALSE | FALSE | FALSE | FALSE | TRUE | FALSE |  | 22 | R-In-CFLscw-A(15)-dWP22
5730 | R-In-CFLscw-A(16)-dWP24 | Residential Indoor General Lighting: CFL Lamp with integated Ballast replaces pre-existing standard lighting Wattage. Measure includes Code case. Impacts: CFL-based HOU (varies by BldgType) | DEER2015 | D15 v2 | 5/18/2015 | Res-Iltg-dWatt-CFL | DEER | Scaled | BaseRatio |  |  | None |  | f |  | t | Res | Any | Lighting | InGen-CFL | Ltg_Lamp | CFLint_lamp |  | ILtg-CFL-Res |  |  |  | CFLratio0248 | CFLratio0248 | CFLscw-A(16w) | Review |  | f | f | Disposition: MeasuresList-October312014.xlsx | RobNc |  |  | R-In-CFLscw-A(16w)-dWP39 | DEER2015-ResInLtg | 6/1/2015 |  | DEER2015 Uncertain Msr Update (CFL WWR) | TRUE | FALSE | 16 | TRUE | TRUE | FALSE | FALSE | FALSE | FALSE | FALSE | TRUE | FALSE |  | 24 | R-In-CFLscw-A(16)-dWP24
5731 | R-In-CFLscw-A(18)-dWP27 | Residential Indoor General Lighting: CFL Lamp with integated Ballast replaces pre-existing standard lighting Wattage. Measure includes Code case. Impacts: CFL-based HOU (varies by BldgType) | DEER2015 | D15 v2 | 5/18/2015 | Res-Iltg-dWatt-CFL | DEER | Scaled | BaseRatio |  |  | None |  | f |  | t | Res | Any | Lighting | InGen-CFL | Ltg_Lamp | CFLint_lamp |  | ILtg-CFL-Res |  |  |  | CFLratio0248 | CFLratio0248 | CFLscw-A(18w) | Review |  | f | f | Disposition: MeasuresList-October312014.xlsx | RobNc |  |  | R-In-CFLscw-A(18w)-dWP44 | DEER2015-ResInLtg | 6/1/2015 |  | DEER2015 Uncertain Msr Update (CFL WWR) | TRUE | FALSE | 18 | TRUE | TRUE | FALSE | FALSE | FALSE | FALSE | FALSE | TRUE | FALSE |  | 27 | R-In-CFLscw-A(18)-dWP27
5732 | R-In-CFLscw-A(19)-dWP28 | Residential Indoor General Lighting: CFL Lamp with integated Ballast replaces pre-existing standard lighting Wattage. Measure includes Code case. Impacts: CFL-based HOU (varies by BldgType) | DEER2015 | D15 v2 | 5/18/2015 | Res-Iltg-dWatt-CFL | DEER | Scaled | BaseRatio |  |  | None |  | f |  | t | Res | Any | Lighting | InGen-CFL | Ltg_Lamp | CFLint_lamp |  | ILtg-CFL-Res |  |  |  | CFLratio0248 | CFLratio0248 | CFLscw-A(19w) | Review |  | f | f | Disposition: MeasuresList-October312014.xlsx | RobNc |  |  | R-In-CFLscw-A(19w)-dWP46 | DEER2015-ResInLtg | 6/1/2015 |  | DEER2015 Uncertain Msr Update (CFL WWR) | TRUE | FALSE | 19 | TRUE | TRUE | FALSE | FALSE | FALSE | FALSE | FALSE | TRUE | FALSE |  | 28 | R-In-CFLscw-A(19)-dWP28
5733 | R-In-CFLscw-A(20)-dWP30 | Residential Indoor General Lighting: CFL Lamp with integated Ballast replaces pre-existing standard lighting Wattage. Measure includes Code case. Impacts: CFL-based HOU (varies by BldgType) | DEER2015 | D15 v2 | 5/18/2015 | Res-Iltg-dWatt-CFL | DEER | Scaled | BaseRatio |  |  | None |  | f |  | t | Res | Any | Lighting | InGen-CFL | Ltg_Lamp | CFLint_lamp |  | ILtg-CFL-Res |  |  |  | CFLratio0248 | CFLratio0248 | CFLscw-A(20w) | Review |  | f | f | Disposition: MeasuresList-October312014.xlsx | RobNc |  |  | R-In-CFLscw-A(20w)-dWP49 | DEER2015-ResInLtg | 6/1/2015 |  | DEER2015 Uncertain Msr Update (CFL WWR) | TRUE | FALSE | 20 | TRUE | TRUE | FALSE | FALSE | FALSE | FALSE | FALSE | TRUE | FALSE |  | 30 | R-In-CFLscw-A(20)-dWP30
5734 | R-In-CFLscw-A(22)-dWP33 | Residential Indoor General Lighting: CFL Lamp with integated Ballast replaces pre-existing standard lighting Wattage. Measure includes Code case. Impacts: CFL-based HOU (varies by BldgType) | DEER2015 | D15 v2 | 5/18/2015 | Res-Iltg-dWatt-CFL | DEER | Scaled | BaseRatio |  |  | None |  | f |  | t | Res | Any | Lighting | InGen-CFL | Ltg_Lamp | CFLint_lamp |  | ILtg-CFL-Res |  |  |  | CFLratio0248 | CFLratio0248 | CFLscw-A(22w) | Review |  | f | f | Disposition: MeasuresList-October312014.xlsx | RobNc |  |  | R-In-CFLscw-A(22w)-dWP54 | DEER2015-ResInLtg | 6/1/2015 |  | DEER2015 Uncertain Msr Update (CFL WWR) | TRUE | FALSE | 22 | TRUE | TRUE | FALSE | FALSE | FALSE | FALSE | FALSE | TRUE | FALSE |  | 33 | R-In-CFLscw-A(22)-dWP33
5735 | R-In-CFLscw-A(23)-dWP34 | Residential Indoor General Lighting: CFL Lamp with integated Ballast replaces pre-existing standard lighting Wattage. Measure includes Code case. Impacts: CFL-based HOU (varies by BldgType) | DEER2015 | D15 v2 | 5/18/2015 | Res-Iltg-dWatt-CFL | DEER | Scaled | BaseRatio |  |  | None |  | f |  | t | Res | Any | Lighting | InGen-CFL | Ltg_Lamp | CFLint_lamp |  | ILtg-CFL-Res |  |  |  | CFLratio0248 | CFLratio0248 | CFLscw-A(23w) | Review |  | f | f | Disposition: MeasuresList-October312014.xlsx | RobNc |  |  | R-In-CFLscw-A(23w)-dWP56 | DEER2015-ResInLtg | 6/1/2015 |  | DEER2015 Uncertain Msr Update (CFL WWR) | TRUE | FALSE | 23 | TRUE | TRUE | FALSE | FALSE | FALSE | FALSE | FALSE | TRUE | FALSE |  | 34 | R-In-CFLscw-A(23)-dWP34
5736 | R-In-CFLscw-A(24)-dWP36 | Residential Indoor General Lighting: CFL Lamp with integated Ballast replaces pre-existing standard lighting Wattage. Measure includes Code case. Impacts: CFL-based HOU (varies by BldgType) | DEER2015 | D15 v2 | 5/18/2015 | Res-Iltg-dWatt-CFL | DEER | Scaled | BaseRatio |  |  | None |  | f |  | t | Res | Any | Lighting | InGen-CFL | Ltg_Lamp | CFLint_lamp |  | ILtg-CFL-Res |  |  |  | CFLratio0248 | CFLratio0248 | CFLscw-A(24w) | Review |  | f | f | Disposition: MeasuresList-October312014.xlsx | RobNc |  |  | R-In-CFLscw-A(24w)-dWP59 | DEER2015-ResInLtg | 6/1/2015 |  | DEER2015 Uncertain Msr Update (CFL WWR) | TRUE | FALSE | 24 | TRUE | TRUE | FALSE | FALSE | FALSE | FALSE | FALSE | TRUE | FALSE |  | 36 | R-In-CFLscw-A(24)-dWP36
5737 | R-In-CFLscw-A(25)-dWP37 | Residential Indoor General Lighting: CFL Lamp with integated Ballast replaces pre-existing standard lighting Wattage. Measure includes Code case. Impacts: CFL-based HOU (varies by BldgType) | DEER2015 | D15 v2 | 5/18/2015 | Res-Iltg-dWatt-CFL | DEER | Scaled | BaseRatio |  |  | None |  | f |  | t | Res | Any | Lighting | InGen-CFL | Ltg_Lamp | CFLint_lamp |  | ILtg-CFL-Res |  |  |  | CFLratio0248 | CFLratio0248 | CFLscw-A(25w) | Review |  | f | f | Disposition: MeasuresList-October312014.xlsx | RobNc |  |  | R-In-CFLscw-A(25w)-dWP61 | DEER2015-ResInLtg | 6/1/2015 |  | DEER2015 Uncertain Msr Update (CFL WWR) | TRUE | FALSE | 25 | TRUE | TRUE | FALSE | FALSE | FALSE | FALSE | FALSE | TRUE | FALSE |  | 37 | R-In-CFLscw-A(25)-dWP37
5738 | R-In-CFLscw-A(26)-dWP38 | Residential Indoor General Lighting: CFL Lamp with integated Ballast replaces pre-existing standard lighting Wattage. Measure includes Code case. Impacts: CFL-based HOU (varies by BldgType) | DEER2015 | D15 v2 | 5/18/2015 | Res-Iltg-dWatt-CFL | DEER | Scaled | BaseRatio |  |  | None |  | f |  | t | Res | Any | Lighting | InGen-CFL | Ltg_Lamp | CFLint_lamp |  | ILtg-CFL-Res |  |  |  | CFLratio0248 | CFLratio0248 | CFLscw-A(26w) | Review |  | f | f | Disposition: MeasuresList-October312014.xlsx | RobNc |  |  | R-In-CFLscw-A(26w)-dWP64 | DEER2015-ResInLtg | 6/1/2015 |  | DEER2015 Uncertain Msr Update (CFL WWR) | TRUE | FALSE | 26 | TRUE | TRUE | FALSE | FALSE | FALSE | FALSE | FALSE | TRUE | FALSE |  | 38 | R-In-CFLscw-A(26)-dWP38
5739 | R-In-CFLscw-A(27)-dWP40 | Residential Indoor General Lighting: CFL Lamp with integated Ballast replaces pre-existing standard lighting Wattage. Measure includes Code case. Impacts: CFL-based HOU (varies by BldgType) | DEER2015 | D15 v2 | 5/18/2015 | Res-Iltg-dWatt-CFL | DEER | Scaled | BaseRatio |  |  | None |  | f |  | t | Res | Any | Lighting | InGen-CFL | Ltg_Lamp | CFLint_lamp |  | ILtg-CFL-Res |  |  |  | CFLratio0248 | CFLratio0248 | CFLscw-A(27w) | Review |  | f | f | Disposition: MeasuresList-October312014.xlsx | RobNc |  |  | R-In-CFLscw-A(27w)-dWP66 | DEER2015-ResInLtg | 6/1/2015 |  | DEER2015 Uncertain Msr Update (CFL WWR) | TRUE | FALSE | 27 | TRUE | TRUE | FALSE | FALSE | FALSE | FALSE | FALSE | TRUE | FALSE |  | 40 | R-In-CFLscw-A(27)-dWP40
5740 | R-In-CFLscw-A(28)-dWP41 | Residential Indoor General Lighting: CFL Lamp with integated Ballast replaces pre-existing standard lighting Wattage. Measure includes Code case. Impacts: CFL-based HOU (varies by BldgType) | DEER2015 | D15 v2 | 5/18/2015 | Res-Iltg-dWatt-CFL | DEER | Scaled | BaseRatio |  |  | None |  | f |  | t | Res | Any | Lighting | InGen-CFL | Ltg_Lamp | CFLint_lamp |  | ILtg-CFL-Res |  |  |  | CFLratio0248 | CFLratio0248 | CFLscw-A(28w) | Review |  | f | f | Disposition: MeasuresList-October312014.xlsx | RobNc |  |  | R-In-CFLscw-A(28w)-dWP69 | DEER2015-ResInLtg | 6/1/2015 |  | DEER2015 Uncertain Msr Update (CFL WWR) | TRUE | FALSE | 28 | TRUE | TRUE | FALSE | FALSE | FALSE | FALSE | FALSE | TRUE | FALSE |  | 41 | R-In-CFLscw-A(28)-dWP41
5741 | R-In-CFLscw-A(30)-dWP44 | Residential Indoor General Lighting: CFL Lamp with integated Ballast replaces pre-existing standard lighting Wattage. Measure includes Code case. Impacts: CFL-based HOU (varies by BldgType) | DEER2015 | D15 v2 | 5/18/2015 | Res-Iltg-dWatt-CFL | DEER | Scaled | BaseRatio |  |  | None |  | f |  | t | Res | Any | Lighting | InGen-CFL | Ltg_Lamp | CFLint_lamp |  | ILtg-CFL-Res |  |  |  | CFLratio0248 | CFLratio0248 | CFLscw-A(30w) | Review |  | f | f | Disposition: MeasuresList-October312014.xlsx | RobNc |  |  | R-In-CFLscw-A(30w)-dWP74 | DEER2015-ResInLtg | 6/1/2015 |  | DEER2015 Uncertain Msr Update (CFL WWR) | TRUE | FALSE | 30 | TRUE | TRUE | FALSE | FALSE | FALSE | FALSE | FALSE | TRUE | FALSE |  | 44 | R-In-CFLscw-A(30)-dWP44
5742 | R-In-CFLscw-A(7)-dWP10 | Residential Indoor General Lighting: CFL Lamp with integated Ballast replaces pre-existing standard lighting Wattage. Measure includes Code case. Impacts: CFL-based HOU (varies by BldgType) | DEER2015 | D15 v2 | 5/18/2015 | Res-Iltg-dWatt-CFL | DEER | Scaled | BaseRatio |  |  | None |  | f |  | t | Res | Any | Lighting | InGen-CFL | Ltg_Lamp | CFLint_lamp |  | ILtg-CFL-Res |  |  |  | CFLratio0248 | CFLratio0248 | CFLscw-A(7w) | Review |  | f | f | Disposition: MeasuresList-October312014.xlsx | RobNc |  |  | R-In-CFLscw-A(7w)-dWP17 | DEER2015-ResInLtg | 6/1/2015 |  | DEER2015 Uncertain Msr Update (CFL WWR) | TRUE | FALSE | 7 | TRUE | TRUE | FALSE | FALSE | FALSE | FALSE | FALSE | TRUE | FALSE |  | 10 | R-In-CFLscw-A(7)-dWP10
5743 | R-In-CFLscw-A(8)-dWP12 | Residential Indoor General Lighting: CFL Lamp with integated Ballast replaces pre-existing standard lighting Wattage. Measure includes Code case. Impacts: CFL-based HOU (varies by BldgType) | DEER2015 | D15 v2 | 5/18/2015 | Res-Iltg-dWatt-CFL | DEER | Scaled | BaseRatio |  |  | None |  | f |  | t | Res | Any | Lighting | InGen-CFL | Ltg_Lamp | CFLint_lamp |  | ILtg-CFL-Res |  |  |  | CFLratio0248 | CFLratio0248 | CFLscw-A(8w) | Review |  | f | f | Disposition: MeasuresList-October312014.xlsx | RobNc |  |  | R-In-CFLscw-A(8w)-dWP19 | DEER2015-ResInLtg | 6/1/2015 |  | DEER2015 Uncertain Msr Update (CFL WWR) | TRUE | FALSE | 8 | TRUE | TRUE | FALSE | FALSE | FALSE | FALSE | FALSE | TRUE | FALSE |  | 12 | R-In-CFLscw-A(8)-dWP12
5744 | R-In-CFLscw-A(9)-dWP13 | Residential Indoor General Lighting: CFL Lamp with integated Ballast replaces pre-existing standard lighting Wattage. Measure includes Code case. Impacts: CFL-based HOU (varies by BldgType) | DEER2015 | D15 v2 | 5/18/2015 | Res-Iltg-dWatt-CFL | DEER | Scaled | BaseRatio |  |  | None |  | f |  | t | Res | Any | Lighting | InGen-CFL | Ltg_Lamp | CFLint_lamp |  | ILtg-CFL-Res |  |  |  | CFLratio0248 | CFLratio0248 | CFLscw-A(9w) | Review |  | f | f | Disposition: MeasuresList-October312014.xlsx | RobNc |  |  | R-In-CFLscw-A(9w)-dWP22 | DEER2015-ResInLtg | 6/1/2015 |  | DEER2015 Uncertain Msr Update (CFL WWR) | TRUE | FALSE | 9 | TRUE | TRUE | FALSE | FALSE | FALSE | FALSE | FALSE | TRUE | FALSE |  | 13 | R-In-CFLscw-A(9)-dWP13
5745 | R-In-CFLscw-Candle(10)-dWP15 | Residential Indoor General Lighting: CFL Lamp with integated Ballast replaces pre-existing standard lighting Wattage. Measure includes Code case. Impacts: CFL-based HOU (varies by BldgType) | DEER2015 | D15 v2 | 5/18/2015 | Res-Iltg-dWatt-CFL | DEER | Scaled | BaseRatio |  |  | None |  | f |  | t | Res | Any | Lighting | InGen-CFL | Ltg_Lamp | CFLint_lamp |  | ILtg-CFL-Res |  |  |  | CFLratio0248 | CFLratio0248 | CFLscw-Candle(10w) | Review |  | f | f | Disposition: MeasuresList-October312014.xlsx | RobNc |  |  | R-In-CFLscw-Candle(10w)-dWP24 | DEER2015-ResInLtg | 6/1/2015 |  | DEER2015 Uncertain Msr Update (CFL WWR) | TRUE | FALSE | 10 | TRUE | TRUE | FALSE | FALSE | FALSE | FALSE | FALSE | TRUE | FALSE |  | 15 | R-In-CFLscw-Candle(10)-dWP15
5746 | R-In-CFLscw-Candle(11)-dWP16 | Residential Indoor General Lighting: CFL Lamp with integated Ballast replaces pre-existing standard lighting Wattage. Measure includes Code case. Impacts: CFL-based HOU (varies by BldgType) | DEER2015 | D15 v2 | 5/18/2015 | Res-Iltg-dWatt-CFL | DEER | Scaled | BaseRatio |  |  | None |  | f |  | t | Res | Any | Lighting | InGen-CFL | Ltg_Lamp | CFLint_lamp |  | ILtg-CFL-Res |  |  |  | CFLratio0248 | CFLratio0248 | CFLscw-Candle(11w) | Review |  | f | f | Disposition: MeasuresList-October312014.xlsx | RobNc |  |  | R-In-CFLscw-Candle(11w)-dWP27 | DEER2015-ResInLtg | 6/1/2015 |  | DEER2015 Uncertain Msr Update (CFL WWR) | TRUE | FALSE | 11 | TRUE | TRUE | FALSE | FALSE | FALSE | FALSE | FALSE | TRUE | FALSE |  | 16 | R-In-CFLscw-Candle(11)-dWP16
5747 | R-In-CFLscw-Candle(12)-dWP18 | Residential Indoor General Lighting: CFL Lamp with integated Ballast replaces pre-existing standard lighting Wattage. Measure includes Code case. Impacts: CFL-based HOU (varies by BldgType) | DEER2015 | D15 v2 | 5/18/2015 | Res-Iltg-dWatt-CFL | DEER | Scaled | BaseRatio |  |  | None |  | f |  | t | Res | Any | Lighting | InGen-CFL | Ltg_Lamp | CFLint_lamp |  | ILtg-CFL-Res |  |  |  | CFLratio0248 | CFLratio0248 | CFLscw-Candle(12w) | Review |  | f | f | Disposition: MeasuresList-October312014.xlsx | RobNc |  |  | R-In-CFLscw-Candle(12w)-dWP29 | DEER2015-ResInLtg | 6/1/2015 |  | DEER2015 Uncertain Msr Update (CFL WWR) | TRUE | FALSE | 12 | TRUE | TRUE | FALSE | FALSE | FALSE | FALSE | FALSE | TRUE | FALSE |  | 18 | R-In-CFLscw-Candle(12)-dWP18
5748 | R-In-CFLscw-Candle(13)-dWP19 | Residential Indoor General Lighting: CFL Lamp with integated Ballast replaces pre-existing standard lighting Wattage. Measure includes Code case. Impacts: CFL-based HOU (varies by BldgType) | DEER2015 | D15 v2 | 5/18/2015 | Res-Iltg-dWatt-CFL | DEER | Scaled | BaseRatio |  |  | None |  | f |  | t | Res | Any | Lighting | InGen-CFL | Ltg_Lamp | CFLint_lamp |  | ILtg-CFL-Res |  |  |  | CFLratio0248 | CFLratio0248 | CFLscw-Candle(13w) | Review |  | f | f | Disposition: MeasuresList-October312014.xlsx | RobNc |  |  | R-In-CFLscw-Candle(13w)-dWP32 | DEER2015-ResInLtg | 6/1/2015 |  | DEER2015 Uncertain Msr Update (CFL WWR) | TRUE | FALSE | 13 | TRUE | TRUE | FALSE | FALSE | FALSE | FALSE | FALSE | TRUE | FALSE |  | 19 | R-In-CFLscw-Candle(13)-dWP19
5749 | R-In-CFLscw-Candle(14)-dWP21 | Residential Indoor General Lighting: CFL Lamp with integated Ballast replaces pre-existing standard lighting Wattage. Measure includes Code case. Impacts: CFL-based HOU (varies by BldgType) | DEER2015 | D15 v2 | 5/18/2015 | Res-Iltg-dWatt-CFL | DEER | Scaled | BaseRatio |  |  | None |  | f |  | t | Res | Any | Lighting | InGen-CFL | Ltg_Lamp | CFLint_lamp |  | ILtg-CFL-Res |  |  |  | CFLratio0248 | CFLratio0248 | CFLscw-Candle(14w) | Review |  | f | f | Disposition: MeasuresList-October312014.xlsx | RobNc |  |  | R-In-CFLscw-Candle(14w)-dWP34 | DEER2015-ResInLtg | 6/1/2015 |  | DEER2015 Uncertain Msr Update (CFL WWR) | TRUE | FALSE | 14 | TRUE | TRUE | FALSE | FALSE | FALSE | FALSE | FALSE | TRUE | FALSE |  | 21 | R-In-CFLscw-Candle(14)-dWP21
5750 | R-In-CFLscw-Candle(15)-dWP22 | Residential Indoor General Lighting: CFL Lamp with integated Ballast replaces pre-existing standard lighting Wattage. Measure includes Code case. Impacts: CFL-based HOU (varies by BldgType) | DEER2015 | D15 v2 | 5/18/2015 | Res-Iltg-dWatt-CFL | DEER | Scaled | BaseRatio |  |  | None |  | f |  | t | Res | Any | Lighting | InGen-CFL | Ltg_Lamp | CFLint_lamp |  | ILtg-CFL-Res |  |  |  | CFLratio0248 | CFLratio0248 | CFLscw-Candle(15w) | Review |  | f | f | Disposition: MeasuresList-October312014.xlsx | RobNc |  |  | R-In-CFLscw-Candle(15w)-dWP37 | DEER2015-ResInLtg | 6/1/2015 |  | DEER2015 Uncertain Msr Update (CFL WWR) | TRUE | FALSE | 15 | TRUE | TRUE | FALSE | FALSE | FALSE | FALSE | FALSE | TRUE | FALSE |  | 22 | R-In-CFLscw-Candle(15)-dWP22
5751 | R-In-CFLscw-Candle(16)-dWP24 | Residential Indoor General Lighting: CFL Lamp with integated Ballast replaces pre-existing standard lighting Wattage. Measure includes Code case. Impacts: CFL-based HOU (varies by BldgType) | DEER2015 | D15 v2 | 5/18/2015 | Res-Iltg-dWatt-CFL | DEER | Scaled | BaseRatio |  |  | None |  | f |  | t | Res | Any | Lighting | InGen-CFL | Ltg_Lamp | CFLint_lamp |  | ILtg-CFL-Res |  |  |  | CFLratio0248 | CFLratio0248 | CFLscw-Candle(16w) | Review |  | f | f | Disposition: MeasuresList-October312014.xlsx | RobNc |  |  | R-In-CFLscw-Candle(16w)-dWP39 | DEER2015-ResInLtg | 6/1/2015 |  | DEER2015 Uncertain Msr Update (CFL WWR) | TRUE | FALSE | 16 | TRUE | TRUE | FALSE | FALSE | FALSE | FALSE | FALSE | TRUE | FALSE |  | 24 | R-In-CFLscw-Candle(16)-dWP24
5752 | R-In-CFLscw-Candle(18)-dWP27 | Residential Indoor General Lighting: CFL Lamp with integated Ballast replaces pre-existing standard lighting Wattage. Measure includes Code case. Impacts: CFL-based HOU (varies by BldgType) | DEER2015 | D15 v2 | 5/18/2015 | Res-Iltg-dWatt-CFL | DEER | Scaled | BaseRatio |  |  | None |  | f |  | t | Res | Any | Lighting | InGen-CFL | Ltg_Lamp | CFLint_lamp |  | ILtg-CFL-Res |  |  |  | CFLratio0248 | CFLratio0248 | CFLscw-Candle(18w) | Review |  | f | f | Disposition: MeasuresList-October312014.xlsx | RobNc |  |  | R-In-CFLscw-Candle(18w)-dWP44 | DEER2015-ResInLtg | 6/1/2015 |  | DEER2015 Uncertain Msr Update (CFL WWR) | TRUE | FALSE | 18 | TRUE | TRUE | FALSE | FALSE | FALSE | FALSE | FALSE | TRUE | FALSE |  | 27 | R-In-CFLscw-Candle(18)-dWP27
5753 | R-In-CFLscw-Candle(19)-dWP28 | Residential Indoor General Lighting: CFL Lamp with integated Ballast replaces pre-existing standard lighting Wattage. Measure includes Code case. Impacts: CFL-based HOU (varies by BldgType) | DEER2015 | D15 v2 | 5/18/2015 | Res-Iltg-dWatt-CFL | DEER | Scaled | BaseRatio |  |  | None |  | f |  | t | Res | Any | Lighting | InGen-CFL | Ltg_Lamp | CFLint_lamp |  | ILtg-CFL-Res |  |  |  | CFLratio0248 | CFLratio0248 | CFLscw-Candle(19w) | Review |  | f | f | Disposition: MeasuresList-October312014.xlsx | RobNc |  |  | R-In-CFLscw-Candle(19w)-dWP46 | DEER2015-ResInLtg | 6/1/2015 |  | DEER2015 Uncertain Msr Update (CFL WWR) | TRUE | FALSE | 19 | TRUE | TRUE | FALSE | FALSE | FALSE | FALSE | FALSE | TRUE | FALSE |  | 28 | R-In-CFLscw-Candle(19)-dWP28
5754 | R-In-CFLscw-Candle(20)-dWP30 | Residential Indoor General Lighting: CFL Lamp with integated Ballast replaces pre-existing standard lighting Wattage. Measure includes Code case. Impacts: CFL-based HOU (varies by BldgType) | DEER2015 | D15 v2 | 5/18/2015 | Res-Iltg-dWatt-CFL | DEER | Scaled | BaseRatio |  |  | None |  | f |  | t | Res | Any | Lighting | InGen-CFL | Ltg_Lamp | CFLint_lamp |  | ILtg-CFL-Res |  |  |  | CFLratio0248 | CFLratio0248 | CFLscw-Candle(20w) | Review |  | f | f | Disposition: MeasuresList-October312014.xlsx | RobNc |  |  | R-In-CFLscw-Candle(20w)-dWP49 | DEER2015-ResInLtg | 6/1/2015 |  | DEER2015 Uncertain Msr Update (CFL WWR) | TRUE | FALSE | 20 | TRUE | TRUE | FALSE | FALSE | FALSE | FALSE | FALSE | TRUE | FALSE |  | 30 | R-In-CFLscw-Candle(20)-dWP30
5755 | R-In-CFLscw-Candle(22)-dWP33 | Residential Indoor General Lighting: CFL Lamp with integated Ballast replaces pre-existing standard lighting Wattage. Measure includes Code case. Impacts: CFL-based HOU (varies by BldgType) | DEER2015 | D15 v2 | 5/18/2015 | Res-Iltg-dWatt-CFL | DEER | Scaled | BaseRatio |  |  | None |  | f |  | t | Res | Any | Lighting | InGen-CFL | Ltg_Lamp | CFLint_lamp |  | ILtg-CFL-Res |  |  |  | CFLratio0248 | CFLratio0248 | CFLscw-Candle(22w) | Review |  | f | f | Disposition: MeasuresList-October312014.xlsx | RobNc |  |  | R-In-CFLscw-Candle(22w)-dWP54 | DEER2015-ResInLtg | 6/1/2015 |  | DEER2015 Uncertain Msr Update (CFL WWR) | TRUE | FALSE | 22 | TRUE | TRUE | FALSE | FALSE | FALSE | FALSE | FALSE | TRUE | FALSE |  | 33 | R-In-CFLscw-Candle(22)-dWP33
5756 | R-In-CFLscw-Candle(23)-dWP34 | Residential Indoor General Lighting: CFL Lamp with integated Ballast replaces pre-existing standard lighting Wattage. Measure includes Code case. Impacts: CFL-based HOU (varies by BldgType) | DEER2015 | D15 v2 | 5/18/2015 | Res-Iltg-dWatt-CFL | DEER | Scaled | BaseRatio |  |  | None |  | f |  | t | Res | Any | Lighting | InGen-CFL | Ltg_Lamp | CFLint_lamp |  | ILtg-CFL-Res |  |  |  | CFLratio0248 | CFLratio0248 | CFLscw-Candle(23w) | Review |  | f | f | Disposition: MeasuresList-October312014.xlsx | RobNc |  |  | R-In-CFLscw-Candle(23w)-dWP56 | DEER2015-ResInLtg | 6/1/2015 |  | DEER2015 Uncertain Msr Update (CFL WWR) | TRUE | FALSE | 23 | TRUE | TRUE | FALSE | FALSE | FALSE | FALSE | FALSE | TRUE | FALSE |  | 34 | R-In-CFLscw-Candle(23)-dWP34
5757 | R-In-CFLscw-Candle(24)-dWP36 | Residential Indoor General Lighting: CFL Lamp with integated Ballast replaces pre-existing standard lighting Wattage. Measure includes Code case. Impacts: CFL-based HOU (varies by BldgType) | DEER2015 | D15 v2 | 5/18/2015 | Res-Iltg-dWatt-CFL | DEER | Scaled | BaseRatio |  |  | None |  | f |  | t | Res | Any | Lighting | InGen-CFL | Ltg_Lamp | CFLint_lamp |  | ILtg-CFL-Res |  |  |  | CFLratio0248 | CFLratio0248 | CFLscw-Candle(24w) | Review |  | f | f | Disposition: MeasuresList-October312014.xlsx | RobNc |  |  | R-In-CFLscw-Candle(24w)-dWP59 | DEER2015-ResInLtg | 6/1/2015 |  | DEER2015 Uncertain Msr Update (CFL WWR) | TRUE | FALSE | 24 | TRUE | TRUE | FALSE | FALSE | FALSE | FALSE | FALSE | TRUE | FALSE |  | 36 | R-In-CFLscw-Candle(24)-dWP36
5758 | R-In-CFLscw-Candle(25)-dWP37 | Residential Indoor General Lighting: CFL Lamp with integated Ballast replaces pre-existing standard lighting Wattage. Measure includes Code case. Impacts: CFL-based HOU (varies by BldgType) | DEER2015 | D15 v2 | 5/18/2015 | Res-Iltg-dWatt-CFL | DEER | Scaled | BaseRatio |  |  | None |  | f |  | t | Res | Any | Lighting | InGen-CFL | Ltg_Lamp | CFLint_lamp |  | ILtg-CFL-Res |  |  |  | CFLratio0248 | CFLratio0248 | CFLscw-Candle(25w) | Review |  | f | f | Disposition: MeasuresList-October312014.xlsx | RobNc |  |  | R-In-CFLscw-Candle(25w)-dWP61 | DEER2015-ResInLtg | 6/1/2015 |  | DEER2015 Uncertain Msr Update (CFL WWR) | TRUE | FALSE | 25 | TRUE | TRUE | FALSE | FALSE | FALSE | FALSE | FALSE | TRUE | FALSE |  | 37 | R-In-CFLscw-Candle(25)-dWP37
5759 | R-In-CFLscw-Candle(26)-dWP38 | Residential Indoor General Lighting: CFL Lamp with integated Ballast replaces pre-existing standard lighting Wattage. Measure includes Code case. Impacts: CFL-based HOU (varies by BldgType) | DEER2015 | D15 v2 | 5/18/2015 | Res-Iltg-dWatt-CFL | DEER | Scaled | BaseRatio |  |  | None |  | f |  | t | Res | Any | Lighting | InGen-CFL | Ltg_Lamp | CFLint_lamp |  | ILtg-CFL-Res |  |  |  | CFLratio0248 | CFLratio0248 | CFLscw-Candle(26w) | Review |  | f | f | Disposition: MeasuresList-October312014.xlsx | RobNc |  |  | R-In-CFLscw-Candle(26w)-dWP64 | DEER2015-ResInLtg | 6/1/2015 |  | DEER2015 Uncertain Msr Update (CFL WWR) | TRUE | FALSE | 26 | TRUE | TRUE | FALSE | FALSE | FALSE | FALSE | FALSE | TRUE | FALSE |  | 38 | R-In-CFLscw-Candle(26)-dWP38
5760 | R-In-CFLscw-Candle(27)-dWP40 | Residential Indoor General Lighting: CFL Lamp with integated Ballast replaces pre-existing standard lighting Wattage. Measure includes Code case. Impacts: CFL-based HOU (varies by BldgType) | DEER2015 | D15 v2 | 5/18/2015 | Res-Iltg-dWatt-CFL | DEER | Scaled | BaseRatio |  |  | None |  | f |  | t | Res | Any | Lighting | InGen-CFL | Ltg_Lamp | CFLint_lamp |  | ILtg-CFL-Res |  |  |  | CFLratio0248 | CFLratio0248 | CFLscw-Candle(27w) | Review |  | f | f | Disposition: MeasuresList-October312014.xlsx | RobNc |  |  | R-In-CFLscw-Candle(27w)-dWP66 | DEER2015-ResInLtg | 6/1/2015 |  | DEER2015 Uncertain Msr Update (CFL WWR) | TRUE | FALSE | 27 | TRUE | TRUE | FALSE | FALSE | FALSE | FALSE | FALSE | TRUE | FALSE |  | 40 | R-In-CFLscw-Candle(27)-dWP40
5761 | R-In-CFLscw-Candle(28)-dWP41 | Residential Indoor General Lighting: CFL Lamp with integated Ballast replaces pre-existing standard lighting Wattage. Measure includes Code case. Impacts: CFL-based HOU (varies by BldgType) | DEER2015 | D15 v2 | 5/18/2015 | Res-Iltg-dWatt-CFL | DEER | Scaled | BaseRatio |  |  | None |  | f |  | t | Res | Any | Lighting | InGen-CFL | Ltg_Lamp | CFLint_lamp |  | ILtg-CFL-Res |  |  |  | CFLratio0248 | CFLratio0248 | CFLscw-Candle(28w) | Review |  | f | f | Disposition: MeasuresList-October312014.xlsx | RobNc |  |  | R-In-CFLscw-Candle(28w)-dWP69 | DEER2015-ResInLtg | 6/1/2015 |  | DEER2015 Uncertain Msr Update (CFL WWR) | TRUE | FALSE | 28 | TRUE | TRUE | FALSE | FALSE | FALSE | FALSE | FALSE | TRUE | FALSE |  | 41 | R-In-CFLscw-Candle(28)-dWP41
5762 | R-In-CFLscw-Candle(30)-dWP44 | Residential Indoor General Lighting: CFL Lamp with integated Ballast replaces pre-existing standard lighting Wattage. Measure includes Code case. Impacts: CFL-based HOU (varies by BldgType) | DEER2015 | D15 v2 | 5/18/2015 | Res-Iltg-dWatt-CFL | DEER | Scaled | BaseRatio |  |  | None |  | f |  | t | Res | Any | Lighting | InGen-CFL | Ltg_Lamp | CFLint_lamp |  | ILtg-CFL-Res |  |  |  | CFLratio0248 | CFLratio0248 | CFLscw-Candle(30w) | Review |  | f | f | Disposition: MeasuresList-October312014.xlsx | RobNc |  |  | R-In-CFLscw-Candle(30w)-dWP74 | DEER2015-ResInLtg | 6/1/2015 |  | DEER2015 Uncertain Msr Update (CFL WWR) | TRUE | FALSE | 30 | TRUE | TRUE | FALSE | FALSE | FALSE | FALSE | FALSE | TRUE | FALSE |  | 44 | R-In-CFLscw-Candle(30)-dWP44
5763 | R-In-CFLscw-Candle(7)-dWP10 | Residential Indoor General Lighting: CFL Lamp with integated Ballast replaces pre-existing standard lighting Wattage. Measure includes Code case. Impacts: CFL-based HOU (varies by BldgType) | DEER2015 | D15 v2 | 5/18/2015 | Res-Iltg-dWatt-CFL | DEER | Scaled | BaseRatio |  |  | None |  | f |  | t | Res | Any | Lighting | InGen-CFL | Ltg_Lamp | CFLint_lamp |  | ILtg-CFL-Res |  |  |  | CFLratio0248 | CFLratio0248 | CFLscw-Candle(7w) | Review |  | f | f | Disposition: MeasuresList-October312014.xlsx | RobNc |  |  | R-In-CFLscw-Candle(7w)-dWP17 | DEER2015-ResInLtg | 6/1/2015 |  | DEER2015 Uncertain Msr Update (CFL WWR) | TRUE | FALSE | 7 | TRUE | TRUE | FALSE | FALSE | FALSE | FALSE | FALSE | TRUE | FALSE |  | 10 | R-In-CFLscw-Candle(7)-dWP10
5764 | R-In-CFLscw-Candle(8)-dWP12 | Residential Indoor General Lighting: CFL Lamp with integated Ballast replaces pre-existing standard lighting Wattage. Measure includes Code case. Impacts: CFL-based HOU (varies by BldgType) | DEER2015 | D15 v2 | 5/18/2015 | Res-Iltg-dWatt-CFL | DEER | Scaled | BaseRatio |  |  | None |  | f |  | t | Res | Any | Lighting | InGen-CFL | Ltg_Lamp | CFLint_lamp |  | ILtg-CFL-Res |  |  |  | CFLratio0248 | CFLratio0248 | CFLscw-Candle(8w) | Review |  | f | f | Disposition: MeasuresList-October312014.xlsx | RobNc |  |  | R-In-CFLscw-Candle(8w)-dWP19 | DEER2015-ResInLtg | 6/1/2015 |  | DEER2015 Uncertain Msr Update (CFL WWR) | TRUE | FALSE | 8 | TRUE | TRUE | FALSE | FALSE | FALSE | FALSE | FALSE | TRUE | FALSE |  | 12 | R-In-CFLscw-Candle(8)-dWP12
5765 | R-In-CFLscw-Candle(9)-dWP13 | Residential Indoor General Lighting: CFL Lamp with integated Ballast replaces pre-existing standard lighting Wattage. Measure includes Code case. Impacts: CFL-based HOU (varies by BldgType) | DEER2015 | D15 v2 | 5/18/2015 | Res-Iltg-dWatt-CFL | DEER | Scaled | BaseRatio |  |  | None |  | f |  | t | Res | Any | Lighting | InGen-CFL | Ltg_Lamp | CFLint_lamp |  | ILtg-CFL-Res |  |  |  | CFLratio0248 | CFLratio0248 | CFLscw-Candle(9w) | Review |  | f | f | Disposition: MeasuresList-October312014.xlsx | RobNc |  |  | R-In-CFLscw-Candle(9w)-dWP22 | DEER2015-ResInLtg | 6/1/2015 |  | DEER2015 Uncertain Msr Update (CFL WWR) | TRUE | FALSE | 9 | TRUE | TRUE | FALSE | FALSE | FALSE | FALSE | FALSE | TRUE | FALSE |  | 13 | R-In-CFLscw-Candle(9)-dWP13
5766 | R-In-CFLscw-Circ9(22)-dWP33 | Residential Indoor General Lighting: CFL Lamp with integated Ballast replaces pre-existing standard lighting Wattage. Measure includes Code case. Impacts: CFL-based HOU (varies by BldgType) | DEER2015 | D15 v2 | 5/18/2015 | Res-Iltg-dWatt-CFL | DEER | Scaled | BaseRatio |  |  | None |  | f |  | t | Res | Any | Lighting | InGen-CFL | Ltg_Lamp | CFLint_lamp |  | ILtg-CFL-Res |  |  |  | CFLratio0248 | CFLratio0248 | CFLscw-Circ9(22w) | Review |  | f | f | Disposition: MeasuresList-October312014.xlsx | RobNc |  |  | R-In-CFLscw-Circ9(22w)-dWP54 | DEER2015-ResInLtg | 6/1/2015 |  | DEER2015 Uncertain Msr Update (CFL WWR) | TRUE | FALSE | 22 | TRUE | TRUE | FALSE | FALSE | FALSE | FALSE | FALSE | TRUE | FALSE |  | 33 | R-In-CFLscw-Circ9(22)-dWP33
5767 | R-In-CFLscw-Circ9(26)-dWP38 | Residential Indoor General Lighting: CFL Lamp with integated Ballast replaces pre-existing standard lighting Wattage. Measure includes Code case. Impacts: CFL-based HOU (varies by BldgType) | DEER2015 | D15 v2 | 5/18/2015 | Res-Iltg-dWatt-CFL | DEER | Scaled | BaseRatio |  |  | None |  | f |  | t | Res | Any | Lighting | InGen-CFL | Ltg_Lamp | CFLint_lamp |  | ILtg-CFL-Res |  |  |  | CFLratio0248 | CFLratio0248 | CFLscw-Circ9(26w) | Review |  | f | f | Disposition: MeasuresList-October312014.xlsx | RobNc |  |  | R-In-CFLscw-Circ9(26w)-dWP64 | DEER2015-ResInLtg | 6/1/2015 |  | DEER2015 Uncertain Msr Update (CFL WWR) | TRUE | FALSE | 26 | TRUE | TRUE | FALSE | FALSE | FALSE | FALSE | FALSE | TRUE | FALSE |  | 38 | R-In-CFLscw-Circ9(26)-dWP38
5768 | R-In-CFLscw-Glb(10)-dWP15 | Residential Indoor General Lighting: CFL Lamp with integated Ballast replaces pre-existing standard lighting Wattage. Measure includes Code case. Impacts: CFL-based HOU (varies by BldgType) | DEER2015 | D15 v2 | 5/18/2015 | Res-Iltg-dWatt-CFL | DEER | Scaled | BaseRatio |  |  | None |  | f |  | t | Res | Any | Lighting | InGen-CFL | Ltg_Lamp | CFLint_lamp |  | ILtg-CFL-Res |  |  |  | CFLratio0248 | CFLratio0248 | CFLscw-Glb(10w) | Review |  | f | f | Disposition: MeasuresList-October312014.xlsx | RobNc |  |  | R-In-CFLscw-Glb(10w)-dWP24 | DEER2015-ResInLtg | 6/1/2015 |  | DEER2015 Uncertain Msr Update (CFL WWR) | TRUE | FALSE | 10 | TRUE | TRUE | FALSE | FALSE | FALSE | FALSE | FALSE | TRUE | FALSE |  | 15 | R-In-CFLscw-Glb(10)-dWP15
5769 | R-In-CFLscw-Glb(11)-dWP16 | Residential Indoor General Lighting: CFL Lamp with integated Ballast replaces pre-existing standard lighting Wattage. Measure includes Code case. Impacts: CFL-based HOU (varies by BldgType) | DEER2015 | D15 v2 | 5/18/2015 | Res-Iltg-dWatt-CFL | DEER | Scaled | BaseRatio |  |  | None |  | f |  | t | Res | Any | Lighting | InGen-CFL | Ltg_Lamp | CFLint_lamp |  | ILtg-CFL-Res |  |  |  | CFLratio0248 | CFLratio0248 | CFLscw-Glb(11w) | Review |  | f | f | Disposition: MeasuresList-October312014.xlsx | RobNc |  |  | R-In-CFLscw-Glb(11w)-dWP27 | DEER2015-ResInLtg | 6/1/2015 |  | DEER2015 Uncertain Msr Update (CFL WWR) | TRUE | FALSE | 11 | TRUE | TRUE | FALSE | FALSE | FALSE | FALSE | FALSE | TRUE | FALSE |  | 16 | R-In-CFLscw-Glb(11)-dWP16
5770 | R-In-CFLscw-Glb(12)-dWP18 | Residential Indoor General Lighting: CFL Lamp with integated Ballast replaces pre-existing standard lighting Wattage. Measure includes Code case. Impacts: CFL-based HOU (varies by BldgType) | DEER2015 | D15 v2 | 5/18/2015 | Res-Iltg-dWatt-CFL | DEER | Scaled | BaseRatio |  |  | None |  | f |  | t | Res | Any | Lighting | InGen-CFL | Ltg_Lamp | CFLint_lamp |  | ILtg-CFL-Res |  |  |  | CFLratio0248 | CFLratio0248 | CFLscw-Glb(12w) | Review |  | f | f | Disposition: MeasuresList-October312014.xlsx | RobNc |  |  | R-In-CFLscw-Glb(12w)-dWP29 | DEER2015-ResInLtg | 6/1/2015 |  | DEER2015 Uncertain Msr Update (CFL WWR) | TRUE | FALSE | 12 | TRUE | TRUE | FALSE | FALSE | FALSE | FALSE | FALSE | TRUE | FALSE |  | 18 | R-In-CFLscw-Glb(12)-dWP18
5771 | R-In-CFLscw-Glb(13)-dWP19 | Residential Indoor General Lighting: CFL Lamp with integated Ballast replaces pre-existing standard lighting Wattage. Measure includes Code case. Impacts: CFL-based HOU (varies by BldgType) | DEER2015 | D15 v2 | 5/18/2015 | Res-Iltg-dWatt-CFL | DEER | Scaled | BaseRatio |  |  | None |  | f |  | t | Res | Any | Lighting | InGen-CFL | Ltg_Lamp | CFLint_lamp |  | ILtg-CFL-Res |  |  |  | CFLratio0248 | CFLratio0248 | CFLscw-Glb(13w) | Review |  | f | f | Disposition: MeasuresList-October312014.xlsx | RobNc |  |  | R-In-CFLscw-Glb(13w)-dWP32 | DEER2015-ResInLtg | 6/1/2015 |  | DEER2015 Uncertain Msr Update (CFL WWR) | TRUE | FALSE | 13 | TRUE | TRUE | FALSE | FALSE | FALSE | FALSE | FALSE | TRUE | FALSE |  | 19 | R-In-CFLscw-Glb(13)-dWP19
5772 | R-In-CFLscw-Glb(14)-dWP21 | Residential Indoor General Lighting: CFL Lamp with integated Ballast replaces pre-existing standard lighting Wattage. Measure includes Code case. Impacts: CFL-based HOU (varies by BldgType) | DEER2015 | D15 v2 | 5/18/2015 | Res-Iltg-dWatt-CFL | DEER | Scaled | BaseRatio |  |  | None |  | f |  | t | Res | Any | Lighting | InGen-CFL | Ltg_Lamp | CFLint_lamp |  | ILtg-CFL-Res |  |  |  | CFLratio0248 | CFLratio0248 | CFLscw-Glb(14w) | Review |  | f | f | Disposition: MeasuresList-October312014.xlsx | RobNc |  |  | R-In-CFLscw-Glb(14w)-dWP34 | DEER2015-ResInLtg | 6/1/2015 |  | DEER2015 Uncertain Msr Update (CFL WWR) | TRUE | FALSE | 14 | TRUE | TRUE | FALSE | FALSE | FALSE | FALSE | FALSE | TRUE | FALSE |  | 21 | R-In-CFLscw-Glb(14)-dWP21
5773 | R-In-CFLscw-Glb(15)-dWP22 | Residential Indoor General Lighting: CFL Lamp with integated Ballast replaces pre-existing standard lighting Wattage. Measure includes Code case. Impacts: CFL-based HOU (varies by BldgType) | DEER2015 | D15 v2 | 5/18/2015 | Res-Iltg-dWatt-CFL | DEER | Scaled | BaseRatio |  |  | None |  | f |  | t | Res | Any | Lighting | InGen-CFL | Ltg_Lamp | CFLint_lamp |  | ILtg-CFL-Res |  |  |  | CFLratio0248 | CFLratio0248 | CFLscw-Glb(15w) | Review |  | f | f | Disposition: MeasuresList-October312014.xlsx | RobNc |  |  | R-In-CFLscw-Glb(15w)-dWP37 | DEER2015-ResInLtg | 6/1/2015 |  | DEER2015 Uncertain Msr Update (CFL WWR) | TRUE | FALSE | 15 | TRUE | TRUE | FALSE | FALSE | FALSE | FALSE | FALSE | TRUE | FALSE |  | 22 | R-In-CFLscw-Glb(15)-dWP22
5774 | R-In-CFLscw-Glb(16)-dWP24 | Residential Indoor General Lighting: CFL Lamp with integated Ballast replaces pre-existing standard lighting Wattage. Measure includes Code case. Impacts: CFL-based HOU (varies by BldgType) | DEER2015 | D15 v2 | 5/18/2015 | Res-Iltg-dWatt-CFL | DEER | Scaled | BaseRatio |  |  | None |  | f |  | t | Res | Any | Lighting | InGen-CFL | Ltg_Lamp | CFLint_lamp |  | ILtg-CFL-Res |  |  |  | CFLratio0248 | CFLratio0248 | CFLscw-Glb(16w) | Review |  | f | f | Disposition: MeasuresList-October312014.xlsx | RobNc |  |  | R-In-CFLscw-Glb(16w)-dWP39 | DEER2015-ResInLtg | 6/1/2015 |  | DEER2015 Uncertain Msr Update (CFL WWR) | TRUE | FALSE | 16 | TRUE | TRUE | FALSE | FALSE | FALSE | FALSE | FALSE | TRUE | FALSE |  | 24 | R-In-CFLscw-Glb(16)-dWP24
5775 | R-In-CFLscw-Glb(18)-dWP27 | Residential Indoor General Lighting: CFL Lamp with integated Ballast replaces pre-existing standard lighting Wattage. Measure includes Code case. Impacts: CFL-based HOU (varies by BldgType) | DEER2015 | D15 v2 | 5/18/2015 | Res-Iltg-dWatt-CFL | DEER | Scaled | BaseRatio |  |  | None |  | f |  | t | Res | Any | Lighting | InGen-CFL | Ltg_Lamp | CFLint_lamp |  | ILtg-CFL-Res |  |  |  | CFLratio0248 | CFLratio0248 | CFLscw-Glb(18w) | Review |  | f | f | Disposition: MeasuresList-October312014.xlsx | RobNc |  |  | R-In-CFLscw-Glb(18w)-dWP44 | DEER2015-ResInLtg | 6/1/2015 |  | DEER2015 Uncertain Msr Update (CFL WWR) | TRUE | FALSE | 18 | TRUE | TRUE | FALSE | FALSE | FALSE | FALSE | FALSE | TRUE | FALSE |  | 27 | R-In-CFLscw-Glb(18)-dWP27
5776 | R-In-CFLscw-Glb(19)-dWP28 | Residential Indoor General Lighting: CFL Lamp with integated Ballast replaces pre-existing standard lighting Wattage. Measure includes Code case. Impacts: CFL-based HOU (varies by BldgType) | DEER2015 | D15 v2 | 5/18/2015 | Res-Iltg-dWatt-CFL | DEER | Scaled | BaseRatio |  |  | None |  | f |  | t | Res | Any | Lighting | InGen-CFL | Ltg_Lamp | CFLint_lamp |  | ILtg-CFL-Res |  |  |  | CFLratio0248 | CFLratio0248 | CFLscw-Glb(19w) | Review |  | f | f | Disposition: MeasuresList-October312014.xlsx | RobNc |  |  | R-In-CFLscw-Glb(19w)-dWP46 | DEER2015-ResInLtg | 6/1/2015 |  | DEER2015 Uncertain Msr Update (CFL WWR) | TRUE | FALSE | 19 | TRUE | TRUE | FALSE | FALSE | FALSE | FALSE | FALSE | TRUE | FALSE |  | 28 | R-In-CFLscw-Glb(19)-dWP28
5777 | R-In-CFLscw-Glb(20)-dWP30 | Residential Indoor General Lighting: CFL Lamp with integated Ballast replaces pre-existing standard lighting Wattage. Measure includes Code case. Impacts: CFL-based HOU (varies by BldgType) | DEER2015 | D15 v2 | 5/18/2015 | Res-Iltg-dWatt-CFL | DEER | Scaled | BaseRatio |  |  | None |  | f |  | t | Res | Any | Lighting | InGen-CFL | Ltg_Lamp | CFLint_lamp |  | ILtg-CFL-Res |  |  |  | CFLratio0248 | CFLratio0248 | CFLscw-Glb(20w) | Review |  | f | f | Disposition: MeasuresList-October312014.xlsx | RobNc |  |  | R-In-CFLscw-Glb(20w)-dWP49 | DEER2015-ResInLtg | 6/1/2015 |  | DEER2015 Uncertain Msr Update (CFL WWR) | TRUE | FALSE | 20 | TRUE | TRUE | FALSE | FALSE | FALSE | FALSE | FALSE | TRUE | FALSE |  | 30 | R-In-CFLscw-Glb(20)-dWP30
5778 | R-In-CFLscw-Glb(22)-dWP33 | Residential Indoor General Lighting: CFL Lamp with integated Ballast replaces pre-existing standard lighting Wattage. Measure includes Code case. Impacts: CFL-based HOU (varies by BldgType) | DEER2015 | D15 v2 | 5/18/2015 | Res-Iltg-dWatt-CFL | DEER | Scaled | BaseRatio |  |  | None |  | f |  | t | Res | Any | Lighting | InGen-CFL | Ltg_Lamp | CFLint_lamp |  | ILtg-CFL-Res |  |  |  | CFLratio0248 | CFLratio0248 | CFLscw-Glb(22w) | Review |  | f | f | Disposition: MeasuresList-October312014.xlsx | RobNc |  |  | R-In-CFLscw-Glb(22w)-dWP54 | DEER2015-ResInLtg | 6/1/2015 |  | DEER2015 Uncertain Msr Update (CFL WWR) | TRUE | FALSE | 22 | TRUE | TRUE | FALSE | FALSE | FALSE | FALSE | FALSE | TRUE | FALSE |  | 33 | R-In-CFLscw-Glb(22)-dWP33
5779 | R-In-CFLscw-Glb(23)-dWP34 | Residential Indoor General Lighting: CFL Lamp with integated Ballast replaces pre-existing standard lighting Wattage. Measure includes Code case. Impacts: CFL-based HOU (varies by BldgType) | DEER2015 | D15 v2 | 5/18/2015 | Res-Iltg-dWatt-CFL | DEER | Scaled | BaseRatio |  |  | None |  | f |  | t | Res | Any | Lighting | InGen-CFL | Ltg_Lamp | CFLint_lamp |  | ILtg-CFL-Res |  |  |  | CFLratio0248 | CFLratio0248 | CFLscw-Glb(23w) | Review |  | f | f | Disposition: MeasuresList-October312014.xlsx | RobNc |  |  | R-In-CFLscw-Glb(23w)-dWP56 | DEER2015-ResInLtg | 6/1/2015 |  | DEER2015 Uncertain Msr Update (CFL WWR) | TRUE | FALSE | 23 | TRUE | TRUE | FALSE | FALSE | FALSE | FALSE | FALSE | TRUE | FALSE |  | 34 | R-In-CFLscw-Glb(23)-dWP34
5780 | R-In-CFLscw-Glb(24)-dWP36 | Residential Indoor General Lighting: CFL Lamp with integated Ballast replaces pre-existing standard lighting Wattage. Measure includes Code case. Impacts: CFL-based HOU (varies by BldgType) | DEER2015 | D15 v2 | 5/18/2015 | Res-Iltg-dWatt-CFL | DEER | Scaled | BaseRatio |  |  | None |  | f |  | t | Res | Any | Lighting | InGen-CFL | Ltg_Lamp | CFLint_lamp |  | ILtg-CFL-Res |  |  |  | CFLratio0248 | CFLratio0248 | CFLscw-Glb(24w) | Review |  | f | f | Disposition: MeasuresList-October312014.xlsx | RobNc |  |  | R-In-CFLscw-Glb(24w)-dWP59 | DEER2015-ResInLtg | 6/1/2015 |  | DEER2015 Uncertain Msr Update (CFL WWR) | TRUE | FALSE | 24 | TRUE | TRUE | FALSE | FALSE | FALSE | FALSE | FALSE | TRUE | FALSE |  | 36 | R-In-CFLscw-Glb(24)-dWP36
5781 | R-In-CFLscw-Glb(25)-dWP37 | Residential Indoor General Lighting: CFL Lamp with integated Ballast replaces pre-existing standard lighting Wattage. Measure includes Code case. Impacts: CFL-based HOU (varies by BldgType) | DEER2015 | D15 v2 | 5/18/2015 | Res-Iltg-dWatt-CFL | DEER | Scaled | BaseRatio |  |  | None |  | f |  | t | Res | Any | Lighting | InGen-CFL | Ltg_Lamp | CFLint_lamp |  | ILtg-CFL-Res |  |  |  | CFLratio0248 | CFLratio0248 | CFLscw-Glb(25w) | Review |  | f | f | Disposition: MeasuresList-October312014.xlsx | RobNc |  |  | R-In-CFLscw-Glb(25w)-dWP61 | DEER2015-ResInLtg | 6/1/2015 |  | DEER2015 Uncertain Msr Update (CFL WWR) | TRUE | FALSE | 25 | TRUE | TRUE | FALSE | FALSE | FALSE | FALSE | FALSE | TRUE | FALSE |  | 37 | R-In-CFLscw-Glb(25)-dWP37
5782 | R-In-CFLscw-Glb(26)-dWP38 | Residential Indoor General Lighting: CFL Lamp with integated Ballast replaces pre-existing standard lighting Wattage. Measure includes Code case. Impacts: CFL-based HOU (varies by BldgType) | DEER2015 | D15 v2 | 5/18/2015 | Res-Iltg-dWatt-CFL | DEER | Scaled | BaseRatio |  |  | None |  | f |  | t | Res | Any | Lighting | InGen-CFL | Ltg_Lamp | CFLint_lamp |  | ILtg-CFL-Res |  |  |  | CFLratio0248 | CFLratio0248 | CFLscw-Glb(26w) | Review |  | f | f | Disposition: MeasuresList-October312014.xlsx | RobNc |  |  | R-In-CFLscw-Glb(26w)-dWP64 | DEER2015-ResInLtg | 6/1/2015 |  | DEER2015 Uncertain Msr Update (CFL WWR) | TRUE | FALSE | 26 | TRUE | TRUE | FALSE | FALSE | FALSE | FALSE | FALSE | TRUE | FALSE |  | 38 | R-In-CFLscw-Glb(26)-dWP38
5783 | R-In-CFLscw-Glb(27)-dWP40 | Residential Indoor General Lighting: CFL Lamp with integated Ballast replaces pre-existing standard lighting Wattage. Measure includes Code case. Impacts: CFL-based HOU (varies by BldgType) | DEER2015 | D15 v2 | 5/18/2015 | Res-Iltg-dWatt-CFL | DEER | Scaled | BaseRatio |  |  | None |  | f |  | t | Res | Any | Lighting | InGen-CFL | Ltg_Lamp | CFLint_lamp |  | ILtg-CFL-Res |  |  |  | CFLratio0248 | CFLratio0248 | CFLscw-Glb(27w) | Review |  | f | f | Disposition: MeasuresList-October312014.xlsx | RobNc |  |  | R-In-CFLscw-Glb(27w)-dWP66 | DEER2015-ResInLtg | 6/1/2015 |  | DEER2015 Uncertain Msr Update (CFL WWR) | TRUE | FALSE | 27 | TRUE | TRUE | FALSE | FALSE | FALSE | FALSE | FALSE | TRUE | FALSE |  | 40 | R-In-CFLscw-Glb(27)-dWP40
5784 | R-In-CFLscw-Glb(28)-dWP41 | Residential Indoor General Lighting: CFL Lamp with integated Ballast replaces pre-existing standard lighting Wattage. Measure includes Code case. Impacts: CFL-based HOU (varies by BldgType) | DEER2015 | D15 v2 | 5/18/2015 | Res-Iltg-dWatt-CFL | DEER | Scaled | BaseRatio |  |  | None |  | f |  | t | Res | Any | Lighting | InGen-CFL | Ltg_Lamp | CFLint_lamp |  | ILtg-CFL-Res |  |  |  | CFLratio0248 | CFLratio0248 | CFLscw-Glb(28w) | Review |  | f | f | Disposition: MeasuresList-October312014.xlsx | RobNc |  |  | R-In-CFLscw-Glb(28w)-dWP69 | DEER2015-ResInLtg | 6/1/2015 |  | DEER2015 Uncertain Msr Update (CFL WWR) | TRUE | FALSE | 28 | TRUE | TRUE | FALSE | FALSE | FALSE | FALSE | FALSE | TRUE | FALSE |  | 41 | R-In-CFLscw-Glb(28)-dWP41
5785 | R-In-CFLscw-Glb(30)-dWP44 | Residential Indoor General Lighting: CFL Lamp with integated Ballast replaces pre-existing standard lighting Wattage. Measure includes Code case. Impacts: CFL-based HOU (varies by BldgType) | DEER2015 | D15 v2 | 5/18/2015 | Res-Iltg-dWatt-CFL | DEER | Scaled | BaseRatio |  |  | None |  | f |  | t | Res | Any | Lighting | InGen-CFL | Ltg_Lamp | CFLint_lamp |  | ILtg-CFL-Res |  |  |  | CFLratio0248 | CFLratio0248 | CFLscw-Glb(30w) | Review |  | f | f | Disposition: MeasuresList-October312014.xlsx | RobNc |  |  | R-In-CFLscw-Glb(30w)-dWP74 | DEER2015-ResInLtg | 6/1/2015 |  | DEER2015 Uncertain Msr Update (CFL WWR) | TRUE | FALSE | 30 | TRUE | TRUE | FALSE | FALSE | FALSE | FALSE | FALSE | TRUE | FALSE |  | 44 | R-In-CFLscw-Glb(30)-dWP44
5786 | R-In-CFLscw-Glb(7)-dWP10 | Residential Indoor General Lighting: CFL Lamp with integated Ballast replaces pre-existing standard lighting Wattage. Measure includes Code case. Impacts: CFL-based HOU (varies by BldgType) | DEER2015 | D15 v2 | 5/18/2015 | Res-Iltg-dWatt-CFL | DEER | Scaled | BaseRatio |  |  | None |  | f |  | t | Res | Any | Lighting | InGen-CFL | Ltg_Lamp | CFLint_lamp |  | ILtg-CFL-Res |  |  |  | CFLratio0248 | CFLratio0248 | CFLscw-Glb(7w) | Review |  | f | f | Disposition: MeasuresList-October312014.xlsx | RobNc |  |  | R-In-CFLscw-Glb(7w)-dWP17 | DEER2015-ResInLtg | 6/1/2015 |  | DEER2015 Uncertain Msr Update (CFL WWR) | TRUE | FALSE | 7 | TRUE | TRUE | FALSE | FALSE | FALSE | FALSE | FALSE | TRUE | FALSE |  | 10 | R-In-CFLscw-Glb(7)-dWP10
5787 | R-In-CFLscw-Glb(8)-dWP12 | Residential Indoor General Lighting: CFL Lamp with integated Ballast replaces pre-existing standard lighting Wattage. Measure includes Code case. Impacts: CFL-based HOU (varies by BldgType) | DEER2015 | D15 v2 | 5/18/2015 | Res-Iltg-dWatt-CFL | DEER | Scaled | BaseRatio |  |  | None |  | f |  | t | Res | Any | Lighting | InGen-CFL | Ltg_Lamp | CFLint_lamp |  | ILtg-CFL-Res |  |  |  | CFLratio0248 | CFLratio0248 | CFLscw-Glb(8w) | Review |  | f | f | Disposition: MeasuresList-October312014.xlsx | RobNc |  |  | R-In-CFLscw-Glb(8w)-dWP19 | DEER2015-ResInLtg | 6/1/2015 |  | DEER2015 Uncertain Msr Update (CFL WWR) | TRUE | FALSE | 8 | TRUE | TRUE | FALSE | FALSE | FALSE | FALSE | FALSE | TRUE | FALSE |  | 12 | R-In-CFLscw-Glb(8)-dWP12
5788 | R-In-CFLscw-Glb(9)-dWP13 | Residential Indoor General Lighting: CFL Lamp with integated Ballast replaces pre-existing standard lighting Wattage. Measure includes Code case. Impacts: CFL-based HOU (varies by BldgType) | DEER2015 | D15 v2 | 5/18/2015 | Res-Iltg-dWatt-CFL | DEER | Scaled | BaseRatio |  |  | None |  | f |  | t | Res | Any | Lighting | InGen-CFL | Ltg_Lamp | CFLint_lamp |  | ILtg-CFL-Res |  |  |  | CFLratio0248 | CFLratio0248 | CFLscw-Glb(9w) | Review |  | f | f | Disposition: MeasuresList-October312014.xlsx | RobNc |  |  | R-In-CFLscw-Glb(9w)-dWP22 | DEER2015-ResInLtg | 6/1/2015 |  | DEER2015 Uncertain Msr Update (CFL WWR) | TRUE | FALSE | 9 | TRUE | TRUE | FALSE | FALSE | FALSE | FALSE | FALSE | TRUE | FALSE |  | 13 | R-In-CFLscw-Glb(9)-dWP13
5789 | R-In-CFLscw-Refl(10)-dWP19 | Residential Indoor General Lighting: CFL Lamp with integated Ballast replaces pre-existing standard lighting Wattage. Measure includes Code case. Impacts: CFL-based HOU (varies by BldgType) | DEER2015 | D15 v2 | 5/18/2015 | Res-Iltg-dWatt-CFL | DEER | Scaled | BaseRatio |  |  | None |  | f |  | t | Res | Any | Lighting | InGen-CFL | Ltg_Lamp | CFLint_lamp |  | ILtg-CFL-Res |  |  |  | CFLratio0286 | CFLratio0286 | CFLscw-Refl(10w) | Review |  | f | f | Disposition: MeasuresList-October312014.xlsx | RobNc |  |  | R-In-CFLscw-Refl(10w)-dWP30 | DEER2015-ResInLtg | 6/1/2015 |  | DEER2015 Uncertain Msr Update (CFL WWR) | TRUE | FALSE | 10 | TRUE | TRUE | TRUE | FALSE | FALSE | FALSE | FALSE | TRUE | FALSE |  | 19 | R-In-CFLscw-Refl(10)-dWP19
5790 | R-In-CFLscw-Refl(11)-dWP20 | Residential Indoor General Lighting: CFL Lamp with integated Ballast replaces pre-existing standard lighting Wattage. Measure includes Code case. Impacts: CFL-based HOU (varies by BldgType) | DEER2015 | D15 v2 | 5/18/2015 | Res-Iltg-dWatt-CFL | DEER | Scaled | BaseRatio |  |  | None |  | f |  | t | Res | Any | Lighting | InGen-CFL | Ltg_Lamp | CFLint_lamp |  | ILtg-CFL-Res |  |  |  | CFLratio0286 | CFLratio0286 | CFLscw-Refl(11w) | Review |  | f | f | Disposition: MeasuresList-October312014.xlsx | RobNc |  |  | R-In-CFLscw-Refl(11w)-dWP33 | DEER2015-ResInLtg | 6/1/2015 |  | DEER2015 Uncertain Msr Update (CFL WWR) | TRUE | FALSE | 11 | TRUE | TRUE | TRUE | FALSE | FALSE | FALSE | FALSE | TRUE | FALSE |  | 20 | R-In-CFLscw-Refl(11)-dWP20
5791 | R-In-CFLscw-Refl(12)-dWP22 | Residential Indoor General Lighting: CFL Lamp with integated Ballast replaces pre-existing standard lighting Wattage. Measure includes Code case. Impacts: CFL-based HOU (varies by BldgType) | DEER2015 | D15 v2 | 5/18/2015 | Res-Iltg-dWatt-CFL | DEER | Scaled | BaseRatio |  |  | None |  | f |  | t | Res | Any | Lighting | InGen-CFL | Ltg_Lamp | CFLint_lamp |  | ILtg-CFL-Res |  |  |  | CFLratio0286 | CFLratio0286 | CFLscw-Refl(12w) | Review |  | f | f | Disposition: MeasuresList-October312014.xlsx | RobNc |  |  | R-In-CFLscw-Refl(12w)-dWP37 | DEER2015-ResInLtg | 6/1/2015 |  | DEER2015 Uncertain Msr Update (CFL WWR) | TRUE | FALSE | 12 | TRUE | TRUE | TRUE | FALSE | FALSE | FALSE | FALSE | TRUE | FALSE |  | 22 | R-In-CFLscw-Refl(12)-dWP22
5792 | R-In-CFLscw-Refl(13)-dWP24 | Residential Indoor General Lighting: CFL Lamp with integated Ballast replaces pre-existing standard lighting Wattage. Measure includes Code case. Impacts: CFL-based HOU (varies by BldgType) | DEER2015 | D15 v2 | 5/18/2015 | Res-Iltg-dWatt-CFL | DEER | Scaled | BaseRatio |  |  | None |  | t |  | t | Res | Any | Lighting | InGen-CFL | Ltg_Lamp | CFLint_lamp |  | ILtg-CFL-Res |  |  |  | CFLratio0286 | CFLratio0286 | CFLscw-Refl(13w) | Review |  | f | f | Disposition: MeasuresList-October312014.xlsx | RobNc |  |  | R-In-CFLscw-Refl(13w)-dWP40 | DEER2015-ResInLtg | 6/1/2015 |  | DEER2015 Uncertain Msr Update (CFL WWR) | TRUE | FALSE | 13 | TRUE | TRUE | TRUE | FALSE | FALSE | FALSE | FALSE | TRUE | FALSE |  | 24 | R-In-CFLscw-Refl(13)-dWP24
5793 | R-In-CFLscw-Refl(14)-dWP26 | Residential Indoor General Lighting: CFL Lamp with integated Ballast replaces pre-existing standard lighting Wattage. Measure includes Code case. Impacts: CFL-based HOU (varies by BldgType) | DEER2015 | D15 v2 | 5/18/2015 | Res-Iltg-dWatt-CFL | DEER | Scaled | BaseRatio |  |  | None |  | f |  | t | Res | Any | Lighting | InGen-CFL | Ltg_Lamp | CFLint_lamp |  | ILtg-CFL-Res |  |  |  | CFLratio0286 | CFLratio0286 | CFLscw-Refl(14w) | Review |  | f | f | Disposition: MeasuresList-October312014.xlsx | RobNc |  |  | R-In-CFLscw-Refl(14w)-dWP43 | DEER2015-ResInLtg | 6/1/2015 |  | DEER2015 Uncertain Msr Update (CFL WWR) | TRUE | FALSE | 14 | TRUE | TRUE | TRUE | FALSE | FALSE | FALSE | FALSE | TRUE | FALSE |  | 26 | R-In-CFLscw-Refl(14)-dWP26
5794 | R-In-CFLscw-Refl(16)-dWP30 | Residential Indoor General Lighting: CFL Lamp with integated Ballast replaces pre-existing standard lighting Wattage. Measure includes Code case. Impacts: CFL-based HOU (varies by BldgType) | DEER2015 | D15 v2 | 5/18/2015 | Res-Iltg-dWatt-CFL | DEER | Scaled | BaseRatio |  |  | None |  | f |  | t | Res | Any | Lighting | InGen-CFL | Ltg_Lamp | CFLint_lamp |  | ILtg-CFL-Res |  |  |  | CFLratio0286 | CFLratio0286 | CFLscw-Refl(16w) | Review |  | f | f | Disposition: MeasuresList-October312014.xlsx | RobNc |  |  | R-In-CFLscw-Refl(16w)-dWP49 | DEER2015-ResInLtg | 6/1/2015 |  | DEER2015 Uncertain Msr Update (CFL WWR) | TRUE | FALSE | 16 | TRUE | TRUE | TRUE | FALSE | FALSE | FALSE | FALSE | TRUE | FALSE |  | 30 | R-In-CFLscw-Refl(16)-dWP30
5795 | R-In-CFLscw-Refl(18)-dWP33 | Residential Indoor General Lighting: CFL Lamp with integated Ballast replaces pre-existing standard lighting Wattage. Measure includes Code case. Impacts: CFL-based HOU (varies by BldgType) | DEER2015 | D15 v2 | 5/18/2015 | Res-Iltg-dWatt-CFL | DEER | Scaled | BaseRatio |  |  | None |  | f |  | t | Res | Any | Lighting | InGen-CFL | Ltg_Lamp | CFLint_lamp |  | ILtg-CFL-Res |  |  |  | CFLratio0286 | CFLratio0286 | CFLscw-Refl(18w) | Review |  | f | f | Disposition: MeasuresList-October312014.xlsx | RobNc |  |  | R-In-CFLscw-Refl(18w)-dWP55 | DEER2015-ResInLtg | 6/1/2015 |  | DEER2015 Uncertain Msr Update (CFL WWR) | TRUE | FALSE | 18 | TRUE | TRUE | TRUE | FALSE | FALSE | FALSE | FALSE | TRUE | FALSE |  | 33 | R-In-CFLscw-Refl(18)-dWP33
5796 | R-In-CFLscw-Refl(19)-dWP35 | Residential Indoor General Lighting: CFL Lamp with integated Ballast replaces pre-existing standard lighting Wattage. Measure includes Code case. Impacts: CFL-based HOU (varies by BldgType) | DEER2015 | D15 v2 | 5/18/2015 | Res-Iltg-dWatt-CFL | DEER | Scaled | BaseRatio |  |  | None |  | f |  | t | Res | Any | Lighting | InGen-CFL | Ltg_Lamp | CFLint_lamp |  | ILtg-CFL-Res |  |  |  | CFLratio0286 | CFLratio0286 | CFLscw-Refl(19w) | Review |  | f | f | Disposition: MeasuresList-October312014.xlsx | RobNc |  |  | R-In-CFLscw-Refl(19w)-dWP58 | DEER2015-ResInLtg | 6/1/2015 |  | DEER2015 Uncertain Msr Update (CFL WWR) | TRUE | FALSE | 19 | TRUE | TRUE | TRUE | FALSE | FALSE | FALSE | FALSE | TRUE | FALSE |  | 35 | R-In-CFLscw-Refl(19)-dWP35
5797 | R-In-CFLscw-Refl(20)-dWP37 | Residential Indoor General Lighting: CFL Lamp with integated Ballast replaces pre-existing standard lighting Wattage. Measure includes Code case. Impacts: CFL-based HOU (varies by BldgType) | DEER2015 | D15 v2 | 5/18/2015 | Res-Iltg-dWatt-CFL | DEER | Scaled | BaseRatio |  |  | None |  | f |  | t | Res | Any | Lighting | InGen-CFL | Ltg_Lamp | CFLint_lamp |  | ILtg-CFL-Res |  |  |  | CFLratio0286 | CFLratio0286 | CFLscw-Refl(20w) | Review |  | f | f | Disposition: MeasuresList-October312014.xlsx | RobNc |  |  | R-In-CFLscw-Refl(20w)-dWP61 | DEER2015-ResInLtg | 6/1/2015 |  | DEER2015 Uncertain Msr Update (CFL WWR) | TRUE | FALSE | 20 | TRUE | TRUE | TRUE | FALSE | FALSE | FALSE | FALSE | TRUE | FALSE |  | 37 | R-In-CFLscw-Refl(20)-dWP37
5798 | R-In-CFLscw-Refl(22)-dWP41 | Residential Indoor General Lighting: CFL Lamp with integated Ballast replaces pre-existing standard lighting Wattage. Measure includes Code case. Impacts: CFL-based HOU (varies by BldgType) | DEER2015 | D15 v2 | 5/18/2015 | Res-Iltg-dWatt-CFL | DEER | Scaled | BaseRatio |  |  | None |  | f |  | t | Res | Any | Lighting | InGen-CFL | Ltg_Lamp | CFLint_lamp |  | ILtg-CFL-Res |  |  |  | CFLratio0286 | CFLratio0286 | CFLscw-Refl(22w) | Review |  | f | f | Disposition: MeasuresList-October312014.xlsx | RobNc |  |  | R-In-CFLscw-Refl(22w)-dWP67 | DEER2015-ResInLtg | 6/1/2015 |  | DEER2015 Uncertain Msr Update (CFL WWR) | TRUE | FALSE | 22 | TRUE | TRUE | TRUE | FALSE | FALSE | FALSE | FALSE | TRUE | FALSE |  | 41 | R-In-CFLscw-Refl(22)-dWP41
5799 | R-In-CFLscw-Refl(24)-dWP45 | Residential Indoor General Lighting: CFL Lamp with integated Ballast replaces pre-existing standard lighting Wattage. Measure includes Code case. Impacts: CFL-based HOU (varies by BldgType) | DEER2015 | D15 v2 | 5/18/2015 | Res-Iltg-dWatt-CFL | DEER | Scaled | BaseRatio |  |  | None |  | f |  | t | Res | Any | Lighting | InGen-CFL | Ltg_Lamp | CFLint_lamp |  | ILtg-CFL-Res |  |  |  | CFLratio0286 | CFLratio0286 | CFLscw-Refl(24w) | Review |  | f | f | Disposition: MeasuresList-October312014.xlsx | RobNc |  |  | R-In-CFLscw-Refl(24w)-dWP74 | DEER2015-ResInLtg | 6/1/2015 |  | DEER2015 Uncertain Msr Update (CFL WWR) | TRUE | FALSE | 24 | TRUE | TRUE | TRUE | FALSE | FALSE | FALSE | FALSE | TRUE | FALSE |  | 45 | R-In-CFLscw-Refl(24)-dWP45
5800 | R-In-CFLscw-Refl(25)-dWP47 | Residential Indoor General Lighting: CFL Lamp with integated Ballast replaces pre-existing standard lighting Wattage. Measure includes Code case. Impacts: CFL-based HOU (varies by BldgType) | DEER2015 | D15 v2 | 5/18/2015 | Res-Iltg-dWatt-CFL | DEER | Scaled | BaseRatio |  |  | None |  | f |  | t | Res | Any | Lighting | InGen-CFL | Ltg_Lamp | CFLint_lamp |  | ILtg-CFL-Res |  |  |  | CFLratio0286 | CFLratio0286 | CFLscw-Refl(25w) | Review |  | f | f | Disposition: MeasuresList-October312014.xlsx | RobNc |  |  | R-In-CFLscw-Refl(25w)-dWP77 | DEER2015-ResInLtg | 6/1/2015 |  | DEER2015 Uncertain Msr Update (CFL WWR) | TRUE | FALSE | 25 | TRUE | TRUE | TRUE | FALSE | FALSE | FALSE | FALSE | TRUE | FALSE |  | 47 | R-In-CFLscw-Refl(25)-dWP47
5801 | R-In-CFLscw-Refl(26)-dWP48 | Residential Indoor General Lighting: CFL Lamp with integated Ballast replaces pre-existing standard lighting Wattage. Measure includes Code case. Impacts: CFL-based HOU (varies by BldgType) | DEER2015 | D15 v2 | 5/18/2015 | Res-Iltg-dWatt-CFL | DEER | Scaled | BaseRatio |  |  | None |  | f |  | t | Res | Any | Lighting | InGen-CFL | Ltg_Lamp | CFLint_lamp |  | ILtg-CFL-Res |  |  |  | CFLratio0286 | CFLratio0286 | CFLscw-Refl(26w) | Review |  | f | f | Disposition: MeasuresList-October312014.xlsx | RobNc |  |  | R-In-CFLscw-Refl(26w)-dWP80 | DEER2015-ResInLtg | 6/1/2015 |  | DEER2015 Uncertain Msr Update (CFL WWR) | TRUE | FALSE | 26 | TRUE | TRUE | TRUE | FALSE | FALSE | FALSE | FALSE | TRUE | FALSE |  | 48 | R-In-CFLscw-Refl(26)-dWP48
5802 | R-In-CFLscw-Refl(27)-dWP50 | Residential Indoor General Lighting: CFL Lamp with integated Ballast replaces pre-existing standard lighting Wattage. Measure includes Code case. Impacts: CFL-based HOU (varies by BldgType) | DEER2015 | D15 v2 | 5/18/2015 | Res-Iltg-dWatt-CFL | DEER | Scaled | BaseRatio |  |  | None |  | f |  | t | Res | Any | Lighting | InGen-CFL | Ltg_Lamp | CFLint_lamp |  | ILtg-CFL-Res |  |  |  | CFLratio0286 | CFLratio0286 | CFLscw-Refl(27w) | Review |  | f | f | Disposition: MeasuresList-October312014.xlsx | RobNc |  |  | R-In-CFLscw-Refl(27w)-dWP83 | DEER2015-ResInLtg | 6/1/2015 |  | DEER2015 Uncertain Msr Update (CFL WWR) | TRUE | FALSE | 27 | TRUE | TRUE | TRUE | FALSE | FALSE | FALSE | FALSE | TRUE | FALSE |  | 50 | R-In-CFLscw-Refl(27)-dWP50
5803 | R-In-CFLscw-Refl(28)-dWP52 | Residential Indoor General Lighting: CFL Lamp with integated Ballast replaces pre-existing standard lighting Wattage. Measure includes Code case. Impacts: CFL-based HOU (varies by BldgType) | DEER2015 | D15 v2 | 5/18/2015 | Res-Iltg-dWatt-CFL | DEER | Scaled | BaseRatio |  |  | None |  | f |  | t | Res | Any | Lighting | InGen-CFL | Ltg_Lamp | CFLint_lamp |  | ILtg-CFL-Res |  |  |  | CFLratio0286 | CFLratio0286 | CFLscw-Refl(28w) | Review |  | f | f | Disposition: MeasuresList-October312014.xlsx | RobNc |  |  | R-In-CFLscw-Refl(28w)-dWP86 | DEER2015-ResInLtg | 6/1/2015 |  | DEER2015 Uncertain Msr Update (CFL WWR) | TRUE | FALSE | 28 | TRUE | TRUE | TRUE | FALSE | FALSE | FALSE | FALSE | TRUE | FALSE |  | 52 | R-In-CFLscw-Refl(28)-dWP52
5804 | R-In-CFLscw-Refl(30)-dWP56 | Residential Indoor General Lighting: CFL Lamp with integated Ballast replaces pre-existing standard lighting Wattage. Measure includes Code case. Impacts: CFL-based HOU (varies by BldgType) | DEER2015 | D15 v2 | 5/18/2015 | Res-Iltg-dWatt-CFL | DEER | Scaled | BaseRatio |  |  | None |  | f |  | t | Res | Any | Lighting | InGen-CFL | Ltg_Lamp | CFLint_lamp |  | ILtg-CFL-Res |  |  |  | CFLratio0286 | CFLratio0286 | CFLscw-Refl(30w) | Review |  | f | f | Disposition: MeasuresList-October312014.xlsx | RobNc |  |  | R-In-CFLscw-Refl(30w)-dWP92 | DEER2015-ResInLtg | 6/1/2015 |  | DEER2015 Uncertain Msr Update (CFL WWR) | TRUE | FALSE | 30 | TRUE | TRUE | TRUE | FALSE | FALSE | FALSE | FALSE | TRUE | FALSE |  | 56 | R-In-CFLscw-Refl(30)-dWP56
5805 | R-In-CFLscw-Refl(7)-dWP13 | Residential Indoor General Lighting: CFL Lamp with integated Ballast replaces pre-existing standard lighting Wattage. Measure includes Code case. Impacts: CFL-based HOU (varies by BldgType) | DEER2015 | D15 v2 | 5/18/2015 | Res-Iltg-dWatt-CFL | DEER | Scaled | BaseRatio |  |  | None |  | f |  | t | Res | Any | Lighting | InGen-CFL | Ltg_Lamp | CFLint_lamp |  | ILtg-CFL-Res |  |  |  | CFLratio0286 | CFLratio0286 | CFLscw-Refl(7w) | Review |  | f | f | Disposition: MeasuresList-October312014.xlsx | RobNc |  |  | R-In-CFLscw-Refl(7w)-dWP21 | DEER2015-ResInLtg | 6/1/2015 |  | DEER2015 Uncertain Msr Update (CFL WWR) | TRUE | FALSE | 7 | TRUE | TRUE | TRUE | FALSE | FALSE | FALSE | FALSE | TRUE | FALSE |  | 13 | R-In-CFLscw-Refl(7)-dWP13
5806 | R-In-CFLscw-Refl(8)-dWP15 | Residential Indoor General Lighting: CFL Lamp with integated Ballast replaces pre-existing standard lighting Wattage. Measure includes Code case. Impacts: CFL-based HOU (varies by BldgType) | DEER2015 | D15 v2 | 5/18/2015 | Res-Iltg-dWatt-CFL | DEER | Scaled | BaseRatio |  |  | None |  | f |  | t | Res | Any | Lighting | InGen-CFL | Ltg_Lamp | CFLint_lamp |  | ILtg-CFL-Res |  |  |  | CFLratio0286 | CFLratio0286 | CFLscw-Refl(8w) | Review |  | f | f | Disposition: MeasuresList-October312014.xlsx | RobNc |  |  | R-In-CFLscw-Refl(8w)-dWP24 | DEER2015-ResInLtg | 6/1/2015 |  | DEER2015 Uncertain Msr Update (CFL WWR) | TRUE | FALSE | 8 | TRUE | TRUE | TRUE | FALSE | FALSE | FALSE | FALSE | TRUE | FALSE |  | 15 | R-In-CFLscw-Refl(8)-dWP15
5807 | R-In-CFLscw-Refl(9)-dWP17 | Residential Indoor General Lighting: CFL Lamp with integated Ballast replaces pre-existing standard lighting Wattage. Measure includes Code case. Impacts: CFL-based HOU (varies by BldgType) | DEER2015 | D15 v2 | 5/18/2015 | Res-Iltg-dWatt-CFL | DEER | Scaled | BaseRatio |  |  | None |  | f |  | t | Res | Any | Lighting | InGen-CFL | Ltg_Lamp | CFLint_lamp |  | ILtg-CFL-Res |  |  |  | CFLratio0286 | CFLratio0286 | CFLscw-Refl(9w) | Review |  | f | f | Disposition: MeasuresList-October312014.xlsx | RobNc |  |  | R-In-CFLscw-Refl(9w)-dWP27 | DEER2015-ResInLtg | 6/1/2015 |  | DEER2015 Uncertain Msr Update (CFL WWR) | TRUE | FALSE | 9 | TRUE | TRUE | TRUE | FALSE | FALSE | FALSE | FALSE | TRUE | FALSE |  | 17 | R-In-CFLscw-Refl(9)-dWP17
5808 | R-In-CFLscw-Refl-1(15)-dWP28 | Residential Indoor General Lighting: CFL Lamp with integated Ballast replaces pre-existing standard lighting Wattage. Measure includes Code case. Impacts: CFL-based HOU (varies by BldgType) | DEER2015 | D15 v2 | 5/18/2015 | Res-Iltg-dWatt-CFL | DEER | Scaled | BaseRatio |  |  | None |  | f |  | t | Res | Any | Lighting | InGen-CFL | Ltg_Lamp | CFLint_lamp |  | ILtg-CFL-Res |  |  |  | CFLratio0286 | CFLratio0286 | CFLscw-Refl-1(15w) | Review |  | f | f | Disposition: MeasuresList-October312014.xlsx | RobNc |  |  | R-In-CFLscw-Refl-1(15w)-dWP46 | DEER2015-ResInLtg | 6/1/2015 |  | DEER2015 Uncertain Msr Update (CFL WWR) | TRUE | FALSE | 15 | TRUE | TRUE | TRUE | FALSE | FALSE | FALSE | FALSE | TRUE | FALSE |  | 28 | R-In-CFLscw-Refl-1(15)-dWP28
5809 | R-In-CFLscw-Refl-1(23)-dWP43 | Residential Indoor General Lighting: CFL Lamp with integated Ballast replaces pre-existing standard lighting Wattage. Measure includes Code case. Impacts: CFL-based HOU (varies by BldgType) | DEER2015 | D15 v2 | 5/18/2015 | Res-Iltg-dWatt-CFL | DEER | Scaled | BaseRatio |  |  | None |  | f |  | t | Res | Any | Lighting | InGen-CFL | Ltg_Lamp | CFLint_lamp |  | ILtg-CFL-Res |  |  |  | CFLratio0286 | CFLratio0286 | CFLscw-Refl-1(23w) | Review |  | f | f | Disposition: MeasuresList-October312014.xlsx | RobNc |  |  | R-In-CFLscw-Refl-1(23w)-dWP71 | DEER2015-ResInLtg | 6/1/2015 |  | DEER2015 Uncertain Msr Update (CFL WWR) | TRUE | FALSE | 23 | TRUE | TRUE | TRUE | FALSE | FALSE | FALSE | FALSE | TRUE | FALSE |  | 43 | R-In-CFLscw-Refl-1(23)-dWP43
5810 | R-In-CFLscw-Refl-2(23)-dWP43 | Residential Indoor General Lighting: CFL Lamp with integated Ballast replaces pre-existing standard lighting Wattage. Measure includes Code case. Impacts: CFL-based HOU (varies by BldgType) | DEER2015 | D15 v2 | 5/18/2015 | Res-Iltg-dWatt-CFL | DEER | Scaled | BaseRatio |  |  | None |  | f |  | t | Res | Any | Lighting | InGen-CFL | Ltg_Lamp | CFLint_lamp |  | ILtg-CFL-Res |  |  |  | CFLratio0286 | CFLratio0286 | CFLscw-Refl-2(23w) | Review | WP source: PGE3PLTG173r2; This measure replaces measure ID = R-In-CFLscw-Refl(40w)-dWP123 | f | f | Disposition: MeasuresList-October312014.xlsx | RobNc |  |  | R-In-CFLscw-Refl-2(23w)-dWP71 | DEER2015-ResInLtg | 6/1/2015 |  | DEER2015 Uncertain Msr Update (CFL WWR) | TRUE | FALSE | 23 | TRUE | TRUE | TRUE | FALSE | FALSE | FALSE | FALSE | TRUE | FALSE |  | 43 | R-In-CFLscw-Refl-2(23)-dWP43
5811 | R-InCmn-CFLscw(11)-dWP16 | Residential Indoor Common-Area Lighting: CFL Lamp with integated Ballast replaces pre-existing standard lighting Wattage. Measure includes Code case. Impacts: HOU = 6142; CDF = 0.70 | DEER2015 | D15 v2 | 5/18/2015 | Res-Iltg-Cmn-dWatt-CFL | Non-DEER | Scaled | BaseRatio |  |  | None |  | f |  | t | Res | Any | Lighting | InCommon | Ltg_Lamp | CFLint_lamp |  | ILtg-CFL-ResCmn |  |  |  | CFLratio0248 | CFLratio0248 | CFLscw(11w) | Review |  | f | f | Disposition: MeasuresList-October312014.xlsx | RobNc |  |  | R-InCmn-CFLscw(11w)-dWP27 | DEER2015-ResInLtg | 6/1/2015 |  | DEER2015 Uncertain Msr Update (CFL WWR) | TRUE | FALSE | 11 | TRUE | TRUE | FALSE | FALSE | FALSE | FALSE | FALSE | TRUE | FALSE |  | 16 | R-InCmn-CFLscw(11)-dWP16
5812 | R-InCmn-CFLscw(13)-dWP19 | Residential Indoor Common-Area Lighting: CFL Lamp with integated Ballast replaces pre-existing standard lighting Wattage. Measure includes Code case. Impacts: HOU = 6142; CDF = 0.70 | DEER2015 | D15 v2 | 5/18/2015 | Res-Iltg-Cmn-dWatt-CFL | Non-DEER | Scaled | BaseRatio |  |  | None |  | f |  | t | Res | Any | Lighting | InCommon | Ltg_Lamp | CFLint_lamp |  | ILtg-CFL-ResCmn |  |  |  | CFLratio0248 | CFLratio0248 | CFLscw(13w) | Review |  | f | f | Disposition: MeasuresList-October312014.xlsx | RobNc |  |  | R-InCmn-CFLscw(13w)-dWP32 | DEER2015-ResInLtg | 6/1/2015 |  | DEER2015 Uncertain Msr Update (CFL WWR) | TRUE | FALSE | 13 | TRUE | TRUE | FALSE | FALSE | FALSE | FALSE | FALSE | TRUE | FALSE |  | 19 | R-InCmn-CFLscw(13)-dWP19
5813 | R-InCmn-CFLscw(14)-dWP21 | Residential Indoor Common-Area Lighting: CFL Lamp with integated Ballast replaces pre-existing standard lighting Wattage. Measure includes Code case. Impacts: HOU = 6142; CDF = 0.70 | DEER2015 | D15 v2 | 5/18/2015 | Res-Iltg-Cmn-dWatt-CFL | Non-DEER | Scaled | BaseRatio |  |  | None |  | f |  | t | Res | Any | Lighting | InCommon | Ltg_Lamp | CFLint_lamp |  | ILtg-CFL-ResCmn |  |  |  | CFLratio0248 | CFLratio0248 | CFLscw(14w) | Review |  | f | f | Disposition: MeasuresList-October312014.xlsx | RobNc |  |  | R-InCmn-CFLscw(14w)-dWP34 | DEER2015-ResInLtg | 6/1/2015 |  | DEER2015 Uncertain Msr Update (CFL WWR) | TRUE | FALSE | 14 | TRUE | TRUE | FALSE | FALSE | FALSE | FALSE | FALSE | TRUE | FALSE |  | 21 | R-InCmn-CFLscw(14)-dWP21
5814 | R-InCmn-CFLscw(15)-dWP22 | Residential Indoor Common-Area Lighting: CFL Lamp with integated Ballast replaces pre-existing standard lighting Wattage. Measure includes Code case. Impacts: HOU = 6142; CDF = 0.70 | DEER2015 | D15 v2 | 5/18/2015 | Res-Iltg-Cmn-dWatt-CFL | Non-DEER | Scaled | BaseRatio |  |  | None |  | f |  | t | Res | Any | Lighting | InCommon | Ltg_Lamp | CFLint_lamp |  | ILtg-CFL-ResCmn |  |  |  | CFLratio0248 | CFLratio0248 | CFLscw(15w) | Review |  | f | f | Disposition: MeasuresList-October312014.xlsx | RobNc |  |  | R-InCmn-CFLscw(15w)-dWP37 | DEER2015-ResInLtg | 6/1/2015 |  | DEER2015 Uncertain Msr Update (CFL WWR) | TRUE | FALSE | 15 | TRUE | TRUE | FALSE | FALSE | FALSE | FALSE | FALSE | TRUE | FALSE |  | 22 | R-InCmn-CFLscw(15)-dWP22
5815 | R-InCmn-CFLscw(18)-dWP27 | Residential Indoor Common-Area Lighting: CFL Lamp with integated Ballast replaces pre-existing standard lighting Wattage. Measure includes Code case. Impacts: HOU = 6142; CDF = 0.70 | DEER2015 | D15 v2 | 5/18/2015 | Res-Iltg-Cmn-dWatt-CFL | Non-DEER | Scaled | BaseRatio |  |  | None |  | f |  | t | Res | Any | Lighting | InCommon | Ltg_Lamp | CFLint_lamp |  | ILtg-CFL-ResCmn |  |  |  | CFLratio0248 | CFLratio0248 | CFLscw(18w) | Review |  | f | f | Disposition: MeasuresList-October312014.xlsx | RobNc |  |  | R-InCmn-CFLscw(18w)-dWP44 | DEER2015-ResInLtg | 6/1/2015 |  | DEER2015 Uncertain Msr Update (CFL WWR) | TRUE | FALSE | 18 | TRUE | TRUE | FALSE | FALSE | FALSE | FALSE | FALSE | TRUE | FALSE |  | 27 | R-InCmn-CFLscw(18)-dWP27
5816 | R-InCmn-CFLscw(19)-dWP28 | Residential Indoor Common-Area Lighting: CFL Lamp with integated Ballast replaces pre-existing standard lighting Wattage. Measure includes Code case. Impacts: HOU = 6142; CDF = 0.70 | DEER2015 | D15 v2 | 5/18/2015 | Res-Iltg-Cmn-dWatt-CFL | Non-DEER | Scaled | BaseRatio |  |  | None |  | f |  | t | Res | Any | Lighting | InCommon | Ltg_Lamp | CFLint_lamp |  | ILtg-CFL-ResCmn |  |  |  | CFLratio0248 | CFLratio0248 | CFLscw(19w) | Review |  | f | f | Disposition: MeasuresList-October312014.xlsx | RobNc |  |  | R-InCmn-CFLscw(19w)-dWP46 | DEER2015-ResInLtg | 6/1/2015 |  | DEER2015 Uncertain Msr Update (CFL WWR) | TRUE | FALSE | 19 | TRUE | TRUE | FALSE | FALSE | FALSE | FALSE | FALSE | TRUE | FALSE |  | 28 | R-InCmn-CFLscw(19)-dWP28
5817 | R-InCmn-CFLscw(20)-dWP30 | Residential Indoor Common-Area Lighting: CFL Lamp with integated Ballast replaces pre-existing standard lighting Wattage. Measure includes Code case. Impacts: HOU = 6142; CDF = 0.70 | DEER2015 | D15 v2 | 5/18/2015 | Res-Iltg-Cmn-dWatt-CFL | Non-DEER | Scaled | BaseRatio |  |  | None |  | f |  | t | Res | Any | Lighting | InCommon | Ltg_Lamp | CFLint_lamp |  | ILtg-CFL-ResCmn |  |  |  | CFLratio0248 | CFLratio0248 | CFLscw(20w) | Review |  | f | f | Disposition: MeasuresList-October312014.xlsx | RobNc |  |  | R-InCmn-CFLscw(20w)-dWP49 | DEER2015-ResInLtg | 6/1/2015 |  | DEER2015 Uncertain Msr Update (CFL WWR) | TRUE | FALSE | 20 | TRUE | TRUE | FALSE | FALSE | FALSE | FALSE | FALSE | TRUE | FALSE |  | 30 | R-InCmn-CFLscw(20)-dWP30
5818 | R-InCmn-CFLscw(23)-dWP34 | Residential Indoor Common-Area Lighting: CFL Lamp with integated Ballast replaces pre-existing standard lighting Wattage. Measure includes Code case. Impacts: HOU = 6142; CDF = 0.70 | DEER2015 | D15 v2 | 5/18/2015 | Res-Iltg-Cmn-dWatt-CFL | Non-DEER | Scaled | BaseRatio |  |  | None |  | f |  | t | Res | Any | Lighting | InCommon | Ltg_Lamp | CFLint_lamp |  | ILtg-CFL-ResCmn |  |  |  | CFLratio0248 | CFLratio0248 | CFLscw(23w) | Review |  | f | f | Disposition: MeasuresList-October312014.xlsx | RobNc |  |  | R-InCmn-CFLscw(23w)-dWP56 | DEER2015-ResInLtg | 6/1/2015 |  | DEER2015 Uncertain Msr Update (CFL WWR) | TRUE | FALSE | 23 | TRUE | TRUE | FALSE | FALSE | FALSE | FALSE | FALSE | TRUE | FALSE |  | 34 | R-InCmn-CFLscw(23)-dWP34
5819 | R-InCmn-CFLscw(25)-dWP37 | Residential Indoor Common-Area Lighting: CFL Lamp with integated Ballast replaces pre-existing standard lighting Wattage. Measure includes Code case. Impacts: HOU = 6142; CDF = 0.70 | DEER2015 | D15 v2 | 5/18/2015 | Res-Iltg-Cmn-dWatt-CFL | Non-DEER | Scaled | BaseRatio |  |  | None |  | f |  | t | Res | Any | Lighting | InCommon | Ltg_Lamp | CFLint_lamp |  | ILtg-CFL-ResCmn |  |  |  | CFLratio0248 | CFLratio0248 | CFLscw(25w) | Review |  | f | f | Disposition: MeasuresList-October312014.xlsx | RobNc |  |  | R-InCmn-CFLscw(25w)-dWP61 | DEER2015-ResInLtg | 6/1/2015 |  | DEER2015 Uncertain Msr Update (CFL WWR) | TRUE | FALSE | 25 | TRUE | TRUE | FALSE | FALSE | FALSE | FALSE | FALSE | TRUE | FALSE |  | 37 | R-InCmn-CFLscw(25)-dWP37
5820 | R-InCmn-CFLscw(26)-dWP38 | Residential Indoor Common-Area Lighting: CFL Lamp with integated Ballast replaces pre-existing standard lighting Wattage. Measure includes Code case. Impacts: HOU = 6142; CDF = 0.70 | DEER2015 | D15 v2 | 5/18/2015 | Res-Iltg-Cmn-dWatt-CFL | Non-DEER | Scaled | BaseRatio |  |  | None |  | f |  | t | Res | Any | Lighting | InCommon | Ltg_Lamp | CFLint_lamp |  | ILtg-CFL-ResCmn |  |  |  | CFLratio0248 | CFLratio0248 | CFLscw(26w) | Review |  | f | f | Disposition: MeasuresList-October312014.xlsx | RobNc |  |  | R-InCmn-CFLscw(26w)-dWP64 | DEER2015-ResInLtg | 6/1/2015 |  | DEER2015 Uncertain Msr Update (CFL WWR) | TRUE | FALSE | 26 | TRUE | TRUE | FALSE | FALSE | FALSE | FALSE | FALSE | TRUE | FALSE |  | 38 | R-InCmn-CFLscw(26)-dWP38
5821 | R-InCmn-CFLscw(27)-dWP40 | Residential Indoor Common-Area Lighting: CFL Lamp with integated Ballast replaces pre-existing standard lighting Wattage. Measure includes Code case. Impacts: HOU = 6142; CDF = 0.70 | DEER2015 | D15 v2 | 5/18/2015 | Res-Iltg-Cmn-dWatt-CFL | Non-DEER | Scaled | BaseRatio |  |  | None |  | f |  | t | Res | Any | Lighting | InCommon | Ltg_Lamp | CFLint_lamp |  | ILtg-CFL-ResCmn |  |  |  | CFLratio0248 | CFLratio0248 | CFLscw(27w) | Review |  | f | f | Disposition: MeasuresList-October312014.xlsx | RobNc |  |  | R-InCmn-CFLscw(27w)-dWP66 | DEER2015-ResInLtg | 6/1/2015 |  | DEER2015 Uncertain Msr Update (CFL WWR) | TRUE | FALSE | 27 | TRUE | TRUE | FALSE | FALSE | FALSE | FALSE | FALSE | TRUE | FALSE |  | 40 | R-InCmn-CFLscw(27)-dWP40
5822 | R-InCmn-CFLscw(28)-dWP41 | Residential Indoor Common-Area Lighting: CFL Lamp with integated Ballast replaces pre-existing standard lighting Wattage. Measure includes Code case. Impacts: HOU = 6142; CDF = 0.70 | DEER2015 | D15 v2 | 5/18/2015 | Res-Iltg-Cmn-dWatt-CFL | Non-DEER | Scaled | BaseRatio |  |  | None |  | f |  | t | Res | Any | Lighting | InCommon | Ltg_Lamp | CFLint_lamp |  | ILtg-CFL-ResCmn |  |  |  | CFLratio0248 | CFLratio0248 | CFLscw(28w) | Review |  | f | f | Disposition: MeasuresList-October312014.xlsx | RobNc |  |  | R-InCmn-CFLscw(28w)-dWP69 | DEER2015-ResInLtg | 6/1/2015 |  | DEER2015 Uncertain Msr Update (CFL WWR) | TRUE | FALSE | 28 | TRUE | TRUE | FALSE | FALSE | FALSE | FALSE | FALSE | TRUE | FALSE |  | 41 | R-InCmn-CFLscw(28)-dWP41
5823 | R-InCmn-CFLscw(9)-dWP13 | Residential Indoor Common-Area Lighting: CFL Lamp with integated Ballast replaces pre-existing standard lighting Wattage. Measure includes Code case. Impacts: HOU = 6142; CDF = 0.70 | DEER2015 | D15 v2 | 5/18/2015 | Res-Iltg-Cmn-dWatt-CFL | Non-DEER | Scaled | BaseRatio |  |  | None |  | f |  | t | Res | Any | Lighting | InCommon | Ltg_Lamp | CFLint_lamp |  | ILtg-CFL-ResCmn |  |  |  | CFLratio0248 | CFLratio0248 | CFLscw(9w) | Review |  | f | f | Disposition: MeasuresList-October312014.xlsx | RobNc |  |  | R-InCmn-CFLscw(9w)-dWP22 | DEER2015-ResInLtg | 6/1/2015 |  | DEER2015 Uncertain Msr Update (CFL WWR) | TRUE | FALSE | 9 | TRUE | TRUE | FALSE | FALSE | FALSE | FALSE | FALSE | TRUE | FALSE |  | 13 | R-InCmn-CFLscw(9)-dWP13
5824 | R-InCmn-CFLscw-Refl(13)-dWP24 | Residential Indoor Common-Area Lighting: CFL Lamp with integated Ballast replaces pre-existing standard lighting Wattage. Measure includes Code case. Impacts: HOU = 6142; CDF = 0.70 | DEER2015 | D15 v2 | 5/18/2015 | Res-Iltg-Cmn-dWatt-CFL | Non-DEER | Scaled | BaseRatio |  |  | None |  | f |  | t | Res | Any | Lighting | InCommon | Ltg_Lamp | CFLint_lamp |  | ILtg-CFL-ResCmn |  |  |  | CFLratio0286 | CFLratio0286 | CFLscw-Refl(13w) | Review |  | f | f | Disposition: MeasuresList-October312014.xlsx | RobNc |  |  | R-InCmn-CFLscw-Refl(13w)-dWP40 | DEER2015-ResInLtg | 6/1/2015 |  | DEER2015 Uncertain Msr Update (CFL WWR) | TRUE | FALSE | 13 | TRUE | TRUE | TRUE | FALSE | FALSE | FALSE | FALSE | TRUE | FALSE |  | 24 | R-InCmn-CFLscw-Refl(13)-dWP24
5825 | R-InCmn-CFLscw-Refl(14)-dWP26 | Residential Indoor Common-Area Lighting: CFL Lamp with integated Ballast replaces pre-existing standard lighting Wattage. Measure includes Code case. Impacts: HOU = 6142; CDF = 0.70 | DEER2015 | D15 v2 | 5/18/2015 | Res-Iltg-Cmn-dWatt-CFL | Non-DEER | Scaled | BaseRatio |  |  | None |  | f |  | t | Res | Any | Lighting | InCommon | Ltg_Lamp | CFLint_lamp |  | ILtg-CFL-ResCmn |  |  |  | CFLratio0286 | CFLratio0286 | CFLscw-Refl(14w) | Review |  | f | f | Disposition: MeasuresList-October312014.xlsx | RobNc |  |  | R-InCmn-CFLscw-Refl(14w)-dWP43 | DEER2015-ResInLtg | 6/1/2015 |  | DEER2015 Uncertain Msr Update (CFL WWR) | TRUE | FALSE | 14 | TRUE | TRUE | TRUE | FALSE | FALSE | FALSE | FALSE | TRUE | FALSE |  | 26 | R-InCmn-CFLscw-Refl(14)-dWP26
5826 | R-InCmn-CFLscw-Refl(16)-dWP30 | Residential Indoor Common-Area Lighting: CFL Lamp with integated Ballast replaces pre-existing standard lighting Wattage. Measure includes Code case. Impacts: HOU = 6142; CDF = 0.70 | DEER2015 | D15 v2 | 5/18/2015 | Res-Iltg-Cmn-dWatt-CFL | Non-DEER | Scaled | BaseRatio |  |  | None |  | f |  | t | Res | Any | Lighting | InCommon | Ltg_Lamp | CFLint_lamp |  | ILtg-CFL-ResCmn |  |  |  | CFLratio0286 | CFLratio0286 | CFLscw-Refl(16w) | Review |  | f | f | Disposition: MeasuresList-October312014.xlsx | RobNc |  |  | R-InCmn-CFLscw-Refl(16w)-dWP49 | DEER2015-ResInLtg | 6/1/2015 |  | DEER2015 Uncertain Msr Update (CFL WWR) | TRUE | FALSE | 16 | TRUE | TRUE | TRUE | FALSE | FALSE | FALSE | FALSE | TRUE | FALSE |  | 30 | R-InCmn-CFLscw-Refl(16)-dWP30
5827 | R-InCmn-CFLscw-Refl(18)-dWP33 | Residential Indoor Common-Area Lighting: CFL Lamp with integated Ballast replaces pre-existing standard lighting Wattage. Measure includes Code case. Impacts: HOU = 6142; CDF = 0.70 | DEER2015 | D15 v2 | 5/18/2015 | Res-Iltg-Cmn-dWatt-CFL | Non-DEER | Scaled | BaseRatio |  |  | None |  | f |  | t | Res | Any | Lighting | InCommon | Ltg_Lamp | CFLint_lamp |  | ILtg-CFL-ResCmn |  |  |  | CFLratio0286 | CFLratio0286 | CFLscw-Refl(18w) | Review |  | f | f | Disposition: MeasuresList-October312014.xlsx | RobNc |  |  | R-InCmn-CFLscw-Refl(18w)-dWP55 | DEER2015-ResInLtg | 6/1/2015 |  | DEER2015 Uncertain Msr Update (CFL WWR) | TRUE | FALSE | 18 | TRUE | TRUE | TRUE | FALSE | FALSE | FALSE | FALSE | TRUE | FALSE |  | 33 | R-InCmn-CFLscw-Refl(18)-dWP33
5828 | R-InCmn-CFLscw-Refl(20)-dWP37 | Residential Indoor Common-Area Lighting: CFL Lamp with integated Ballast replaces pre-existing standard lighting Wattage. Measure includes Code case. Impacts: HOU = 6142; CDF = 0.70 | DEER2015 | D15 v2 | 5/18/2015 | Res-Iltg-Cmn-dWatt-CFL | Non-DEER | Scaled | BaseRatio |  |  | None |  | f |  | t | Res | Any | Lighting | InCommon | Ltg_Lamp | CFLint_lamp |  | ILtg-CFL-ResCmn |  |  |  | CFLratio0286 | CFLratio0286 | CFLscw-Refl(20w) | Review |  | f | f | Disposition: MeasuresList-October312014.xlsx | RobNc |  |  | R-InCmn-CFLscw-Refl(20w)-dWP61 | DEER2015-ResInLtg | 6/1/2015 |  | DEER2015 Uncertain Msr Update (CFL WWR) | TRUE | FALSE | 20 | TRUE | TRUE | TRUE | FALSE | FALSE | FALSE | FALSE | TRUE | FALSE |  | 37 | R-InCmn-CFLscw-Refl(20)-dWP37
5829 | R-InCmn-CFLscw-Refl(26)-dWP48 | Residential Indoor Common-Area Lighting: CFL Lamp with integated Ballast replaces pre-existing standard lighting Wattage. Measure includes Code case. Impacts: HOU = 6142; CDF = 0.70 | DEER2015 | D15 v2 | 5/18/2015 | Res-Iltg-Cmn-dWatt-CFL | Non-DEER | Scaled | BaseRatio |  |  | None |  | f |  | t | Res | Any | Lighting | InCommon | Ltg_Lamp | CFLint_lamp |  | ILtg-CFL-ResCmn |  |  |  | CFLratio0286 | CFLratio0286 | CFLscw-Refl(26w) | Review |  | f | f | Disposition: MeasuresList-October312014.xlsx | RobNc |  |  | R-InCmn-CFLscw-Refl(26w)-dWP80 | DEER2015-ResInLtg | 6/1/2015 |  | DEER2015 Uncertain Msr Update (CFL WWR) | TRUE | FALSE | 26 | TRUE | TRUE | TRUE | FALSE | FALSE | FALSE | FALSE | TRUE | FALSE |  | 48 | R-InCmn-CFLscw-Refl(26)-dWP48
5830 | R-InCmn-CFLscw-Refl-1(15)-dWP28 | Residential Indoor Common-Area Lighting: CFL Lamp with integated Ballast replaces pre-existing standard lighting Wattage. Measure includes Code case. Impacts: HOU = 6142; CDF = 0.70 | DEER2015 | D15 v2 | 5/18/2015 | Res-Iltg-Cmn-dWatt-CFL | Non-DEER | Scaled | BaseRatio |  |  | None |  | f |  | t | Res | Any | Lighting | InCommon | Ltg_Lamp | CFLint_lamp |  | ILtg-CFL-ResCmn |  |  |  | CFLratio0286 | CFLratio0286 | CFLscw-Refl-1(15w) | Review |  | f | f | Disposition: MeasuresList-October312014.xlsx | RobNc |  |  | R-InCmn-CFLscw-Refl-1(15w)-dWP46 | DEER2015-ResInLtg | 6/1/2015 |  | DEER2015 Uncertain Msr Update (CFL WWR) | TRUE | FALSE | 15 | TRUE | TRUE | TRUE | FALSE | FALSE | FALSE | FALSE | TRUE | FALSE |  | 28 | R-InCmn-CFLscw-Refl-1(15)-dWP28
5831 | R-InCmn-CFLscw-Refl-1(23)-dWP43 | Residential Indoor Common-Area Lighting: CFL Lamp with integated Ballast replaces pre-existing standard lighting Wattage. Measure includes Code case. Impacts: HOU = 6142; CDF = 0.70 | DEER2015 | D15 v2 | 5/18/2015 | Res-Iltg-Cmn-dWatt-CFL | Non-DEER | Scaled | BaseRatio |  |  | None |  | f |  | t | Res | Any | Lighting | InCommon | Ltg_Lamp | CFLint_lamp |  | ILtg-CFL-ResCmn |  |  |  | CFLratio0286 | CFLratio0286 | CFLscw-Refl-1(23w) | Review |  | f | f | Disposition: MeasuresList-October312014.xlsx | RobNc |  |  | R-InCmn-CFLscw-Refl-1(23w)-dWP71 | DEER2015-ResInLtg | 6/1/2015 |  | DEER2015 Uncertain Msr Update (CFL WWR) | TRUE | FALSE | 23 | TRUE | TRUE | TRUE | FALSE | FALSE | FALSE | FALSE | TRUE | FALSE |  | 43 | R-InCmn-CFLscw-Refl-1(23)-dWP43
5832 | R-InCmn-CFLscw-Refl-2(15)-dWP28 | Residential Indoor Common-Area Lighting: CFL Lamp with integated Ballast replaces pre-existing standard lighting Wattage. Measure includes Code case. Impacts: HOU = 6142; CDF = 0.70 | DEER2015 | D15 v2 | 5/18/2015 | Res-Iltg-Cmn-dWatt-CFL | Non-DEER | Scaled | BaseRatio |  |  | None |  | f |  | t | Res | Any | Lighting | InCommon | Ltg_Lamp | CFLint_lamp |  | ILtg-CFL-ResCmn |  |  |  | CFLratio0286 | CFLratio0286 | CFLscw-Refl-2(15w) | Review | Old Measure ID = R-InCmn-CFLscw-Refl(30w)-dWP92 | f | f | Disposition: MeasuresList-October312014.xlsx | RobNc |  |  | R-InCmn-CFLscw-Refl-2(15w)-dWP46 | DEER2015-ResInLtg | 6/1/2015 |  | DEER2015 Uncertain Msr Update (CFL WWR) | TRUE | FALSE | 15 | TRUE | TRUE | TRUE | FALSE | FALSE | FALSE | FALSE | TRUE | FALSE |  | 28 | R-InCmn-CFLscw-Refl-2(15)-dWP28
5833 | R-InCmn-CFLscw-Refl-2(23)-dWP43 | Residential Indoor Common-Area Lighting: CFL Lamp with integated Ballast replaces pre-existing standard lighting Wattage. Measure includes Code case. Impacts: HOU = 6142; CDF = 0.70 | DEER2015 | D15 v2 | 5/18/2015 | Res-Iltg-Cmn-dWatt-CFL | Non-DEER | Scaled | BaseRatio |  |  | None |  | f |  | t | Res | Any | Lighting | InCommon | Ltg_Lamp | CFLint_lamp |  | ILtg-CFL-ResCmn |  |  |  | CFLratio0286 | CFLratio0286 | CFLscw-Refl-2(23w) | Review | WP source e.g.: SCE13LG017r0; Old Measure ID = R-InCmn-CFLscw-Refl(40w)-dWP123 | f | f | Disposition: MeasuresList-October312014.xlsx | RobNc |  |  | R-InCmn-CFLscw-Refl-2(23w)-dWP71 | DEER2015-ResInLtg | 6/1/2015 |  | DEER2015 Uncertain Msr Update (CFL WWR) | TRUE | FALSE | 23 | TRUE | TRUE | TRUE | FALSE | FALSE | FALSE | FALSE | TRUE | FALSE |  | 43 | R-InCmn-CFLscw-Refl-2(23)-dWP43
5834 | R-In-PlugIn-CFL(14)-dWP21 | Residential Indoor General Lighting: Plug-in Fixture replaces pre-existing standard lighting Wattage. Measure includes Code case. Impacts: CFL-based HOU (varies by BldgType) | DEER2015 | D15 v2 | 5/18/2015 | Res-Iltg-dWatt-CFL | DEER | Scaled | BaseRatio |  |  | None |  | t |  | t | Res | Any | Lighting | InGen-CFL | Ltg_PlugIn | PlugIn_fixt |  | ILtg-CFLfix-Res |  |  |  | CFLratio0248 | CFLratio0248 | PlugIn-CFL(14w) | Review |  | f | f | Disposition: MeasuresList-October312014.xlsx | RobNc |  |  | R-In-PlugIn-CFL(14w)-dWP34 | DEER2015-ResInLtg | 6/1/2015 |  | DEER2015 Uncertain Msr Update (CFL WWR) | TRUE | FALSE | 14 | TRUE | TRUE | FALSE | FALSE | FALSE | FALSE | FALSE | TRUE | FALSE |  | 21 | R-In-PlugIn-CFL(14)-dWP21
5835 | R-In-PlugIn-CFL(18)-dWP27 | Residential Indoor General Lighting: Plug-in Fixture replaces pre-existing standard lighting Wattage. Measure includes Code case. Impacts: CFL-based HOU (varies by BldgType) | DEER2015 | D15 v2 | 5/18/2015 | Res-Iltg-dWatt-CFL | DEER | Scaled | BaseRatio |  |  | None |  | t |  | t | Res | Any | Lighting | InGen-CFL | Ltg_PlugIn | PlugIn_fixt |  | ILtg-CFLfix-Res |  |  |  | CFLratio0248 | CFLratio0248 | PlugIn-CFL(18w) | Review |  | f | f | Disposition: MeasuresList-October312014.xlsx | RobNc |  |  | R-In-PlugIn-CFL(18w)-dWP44 | DEER2015-ResInLtg | 6/1/2015 |  | DEER2015 Uncertain Msr Update (CFL WWR) | TRUE | FALSE | 18 | TRUE | TRUE | FALSE | FALSE | FALSE | FALSE | FALSE | TRUE | FALSE |  | 27 | R-In-PlugIn-CFL(18)-dWP27
5836 | R-In-PlugIn-CFL(19)-dWP28 | Residential Indoor General Lighting: Plug-in Fixture replaces pre-existing standard lighting Wattage. Measure includes Code case. Impacts: CFL-based HOU (varies by BldgType) | DEER2015 | D15 v2 | 5/18/2015 | Res-Iltg-dWatt-CFL | DEER | Scaled | BaseRatio |  |  | None |  | t |  | t | Res | Any | Lighting | InGen-CFL | Ltg_PlugIn | PlugIn_fixt |  | ILtg-CFLfix-Res |  |  |  | CFLratio0248 | CFLratio0248 | PlugIn-CFL(19w) | Review |  | f | f | Disposition: MeasuresList-October312014.xlsx | RobNc |  |  | R-In-PlugIn-CFL(19w)-dWP46 | DEER2015-ResInLtg | 6/1/2015 |  | DEER2015 Uncertain Msr Update (CFL WWR) | TRUE | FALSE | 19 | TRUE | TRUE | FALSE | FALSE | FALSE | FALSE | FALSE | TRUE | FALSE |  | 28 | R-In-PlugIn-CFL(19)-dWP28
5837 | R-In-PlugIn-CFL(22)-dWP33 | Residential Indoor General Lighting: Plug-in Fixture replaces pre-existing standard lighting Wattage. Measure includes Code case. Impacts: CFL-based HOU (varies by BldgType) | DEER2015 | D15 v2 | 5/18/2015 | Res-Iltg-dWatt-CFL | DEER | Scaled | BaseRatio |  |  | None |  | t |  | t | Res | Any | Lighting | InGen-CFL | Ltg_PlugIn | PlugIn_fixt |  | ILtg-CFLfix-Res |  |  |  | CFLratio0248 | CFLratio0248 | PlugIn-CFL(22w) | Review |  | f | f | Disposition: MeasuresList-October312014.xlsx | RobNc |  |  | R-In-PlugIn-CFL(22w)-dWP54 | DEER2015-ResInLtg | 6/1/2015 |  | DEER2015 Uncertain Msr Update (CFL WWR) | TRUE | FALSE | 22 | TRUE | TRUE | FALSE | FALSE | FALSE | FALSE | FALSE | TRUE | FALSE |  | 33 | R-In-PlugIn-CFL(22)-dWP33
5838 | R-In-PlugIn-CFL(23)-dWP34 | Residential Indoor General Lighting: Plug-in Fixture replaces pre-existing standard lighting Wattage. Measure includes Code case. Impacts: CFL-based HOU (varies by BldgType) | DEER2015 | D15 v2 | 5/18/2015 | Res-Iltg-dWatt-CFL | DEER | Scaled | BaseRatio |  |  | None |  | t |  | t | Res | Any | Lighting | InGen-CFL | Ltg_PlugIn | PlugIn_fixt |  | ILtg-CFLfix-Res |  |  |  | CFLratio0248 | CFLratio0248 | PlugIn-CFL(23w) | Review |  | f | f | Disposition: MeasuresList-October312014.xlsx | RobNc |  |  | R-In-PlugIn-CFL(23w)-dWP56 | DEER2015-ResInLtg | 6/1/2015 |  | DEER2015 Uncertain Msr Update (CFL WWR) | TRUE | FALSE | 23 | TRUE | TRUE | FALSE | FALSE | FALSE | FALSE | FALSE | TRUE | FALSE |  | 34 | R-In-PlugIn-CFL(23)-dWP34
5839 | R-In-PlugIn-CFL(26)-dWP38 | Residential Indoor General Lighting: Plug-in Fixture replaces pre-existing standard lighting Wattage. Measure includes Code case. Impacts: CFL-based HOU (varies by BldgType) | DEER2015 | D15 v2 | 5/18/2015 | Res-Iltg-dWatt-CFL | DEER | Scaled | BaseRatio |  |  | None |  | t |  | t | Res | Any | Lighting | InGen-CFL | Ltg_PlugIn | PlugIn_fixt |  | ILtg-CFLfix-Res |  |  |  | CFLratio0248 | CFLratio0248 | PlugIn-CFL(26w) | Review |  | f | f | Disposition: MeasuresList-October312014.xlsx | RobNc |  |  | R-In-PlugIn-CFL(26w)-dWP64 | DEER2015-ResInLtg | 6/1/2015 |  | DEER2015 Uncertain Msr Update (CFL WWR) | TRUE | FALSE | 26 | TRUE | TRUE | FALSE | FALSE | FALSE | FALSE | FALSE | TRUE | FALSE |  | 38 | R-In-PlugIn-CFL(26)-dWP38
5840 | R-In-PlugIn-CFL-2(13)-dWP19 | Residential Indoor General Lighting: Plug-in Fixture replaces pre-existing standard lighting Wattage. Measure includes Code case. Impacts: CFL-based HOU (varies by BldgType) | DEER2015 | D15 v2 | 5/18/2015 | Res-Iltg-dWatt-CFL | DEER | Scaled | BaseRatio |  |  | None |  | t |  | t | Res | Any | Lighting | InGen-CFL | Ltg_PlugIn | PlugIn_fixt |  | ILtg-CFLfix-Res |  |  |  | CFLratio0248 | CFLratio0248 | PlugIn-CFL-2(13w) | Review |  | f | f | Disposition: MeasuresList-October312014.xlsx | RobNc |  |  | R-In-PlugIn-CFL-2(13w)-dWP32 | DEER2015-ResInLtg | 6/1/2015 |  | DEER2015 Uncertain Msr Update (CFL WWR) | TRUE | FALSE | 13 | TRUE | TRUE | FALSE | FALSE | FALSE | FALSE | FALSE | TRUE | FALSE |  | 19 | R-In-PlugIn-CFL-2(13)-dWP19
Scenario5 | Additional Measures based on DEER2016 Update | Res Indoor CFL Lamp > 30 Watts (Reflectors and Non-Reflectors)
5841 | R-In-CFLscw(100)-dWP186 | Residential Indoor General Lighting: CFL Lamp with integated Ballast replaces pre-existing standard lighting Wattage. Measure includes Code case. Impacts: CFL-based HOU (varies by BldgType) | DEER2016 | D16v1 | 5/18/2015 | Res-Iltg-dWatt-CFL | DEER | Scaled | BaseRatio |  |  | None |  | f |  | t | Res | Any | Lighting | InGen-CFL | Ltg_Lamp | CFLint_lamp |  | ILtg-CFL-Res |  |  |  | CFLratio0286 | CFLratio0286 | CFLscw-Refl(100w) | Review | Transition to new HOU begins 1/1/2016 as part of DEER2016 | f | f | DEER Lighting measure | ErRobNc |  | ILtg-Incand-Res | Res-Lighting-InGen_CFLratio0409_CFLscw-Refl-100w | DEER2016-ResInLtg | 1/1/2016 |  | DEER2016 Update (CFL WWR) | TRUE | FALSE | 100 | FALSE | TRUE | TRUE | FALSE | FALSE | FALSE | FALSE | FALSE | TRUE |  | 186 | R-In-CFLscw(100)-dWP186
5842 | R-In-CFLscw(150)-dWP279 | Residential Indoor General Lighting: CFL Lamp with integated Ballast replaces pre-existing standard lighting Wattage. Measure includes Code case. Impacts: CFL-based HOU (varies by BldgType) | DEER2016 | D16v1 | 5/18/2015 | Res-Iltg-dWatt-CFL | DEER | Scaled | BaseRatio |  |  | None |  | f |  | t | Res | Any | Lighting | InGen-CFL | Ltg_Lamp | CFLint_lamp |  | ILtg-CFL-Res |  |  |  | CFLratio0286 | CFLratio0286 | CFLscw-Refl(150w) | Review | Transition to new HOU begins 1/1/2016 as part of DEER2016 | f | f | DEER Lighting measure | ErRobNc |  | ILtg-Incand-Res | Res-Lighting-InGen_CFLratio0409_CFLscw-Refl-150w | DEER2016-ResInLtg | 1/1/2016 |  | DEER2016 Update (CFL WWR) | TRUE | FALSE | 150 | FALSE | TRUE | TRUE | FALSE | FALSE | FALSE | FALSE | FALSE | TRUE |  | 279 | R-In-CFLscw(150)-dWP279
5843 | R-In-CFLscw(200)-dWP372 | Residential Indoor General Lighting: CFL Lamp with integated Ballast replaces pre-existing standard lighting Wattage. Measure includes Code case. Impacts: CFL-based HOU (varies by BldgType) | DEER2016 | D16v1 | 5/18/2015 | Res-Iltg-dWatt-CFL | DEER | Scaled | BaseRatio |  |  | None |  | f |  | t | Res | Any | Lighting | InGen-CFL | Ltg_Lamp | CFLint_lamp |  | ILtg-CFL-Res |  |  |  | CFLratio0286 | CFLratio0286 | CFLscw-Refl(200w) | Review | Transition to new HOU begins 1/1/2016 as part of DEER2016 | f | f | DEER Lighting measure | ErRobNc |  | ILtg-Incand-Res | Res-Lighting-InGen_CFLratio0409_CFLscw-Refl-200w | DEER2016-ResInLtg | 1/1/2016 |  | DEER2016 Update (CFL WWR) | TRUE | FALSE | 200 | FALSE | TRUE | TRUE | FALSE | FALSE | FALSE | FALSE | FALSE | TRUE |  | 372 | R-In-CFLscw(200)-dWP372
5844 | R-In-CFLscw(31)-dWP58 | Residential Indoor General Lighting: CFL Lamp with integated Ballast replaces pre-existing standard lighting Wattage. Measure includes Code case. Impacts: CFL-based HOU (varies by BldgType) | DEER2016 | D16v1 | 5/18/2015 | Res-Iltg-dWatt-CFL | DEER | Scaled | BaseRatio |  |  | None |  | f |  | t | Res | Any | Lighting | InGen-CFL | Ltg_Lamp | CFLint_lamp |  | ILtg-CFL-Res |  |  |  | CFLratio0286 | CFLratio0286 | CFLscw-Refl(31w) | Review | Transition to new HOU begins 1/1/2016 as part of DEER2016 | f | f | DEER Lighting measure | ErRobNc |  | ILtg-Incand-Res | Res-Lighting-InGen_CFLratio0409_CFLscw-Refl-31w | DEER2016-ResInLtg | 1/1/2016 |  | DEER2016 Update (CFL WWR) | TRUE | FALSE | 31 | FALSE | TRUE | TRUE | FALSE | FALSE | FALSE | FALSE | FALSE | TRUE |  | 58 | R-In-CFLscw(31)-dWP58
5845 | R-In-CFLscw(60)-dWP112 | Residential Indoor General Lighting: CFL Lamp with integated Ballast replaces pre-existing standard lighting Wattage. Measure includes Code case. Impacts: CFL-based HOU (varies by BldgType) | DEER2016 | D16v1 | 5/18/2015 | Res-Iltg-dWatt-CFL | DEER | Scaled | BaseRatio |  |  | None |  | f |  | t | Res | Any | Lighting | InGen-CFL | Ltg_Lamp | CFLint_lamp |  | ILtg-CFL-Res |  |  |  | CFLratio0286 | CFLratio0286 | CFLscw-Refl(60w) | Review | Transition to new HOU begins 1/1/2016 as part of DEER2016 | f | f | DEER Lighting measure | ErRobNc |  | ILtg-Incand-Res | Res-Lighting-InGen_CFLratio0409_CFLscw-Refl-60w | DEER2016-ResInLtg | 1/1/2016 |  | DEER2016 Update (CFL WWR) | TRUE | FALSE | 60 | FALSE | TRUE | TRUE | FALSE | FALSE | FALSE | FALSE | FALSE | TRUE |  | 112 | R-In-CFLscw(60)-dWP112
5846 | R-In-CFLscw(80)-dWP149 | Residential Indoor General Lighting: CFL Lamp with integated Ballast replaces pre-existing standard lighting Wattage. Measure includes Code case. Impacts: CFL-based HOU (varies by BldgType) | DEER2016 | D16v1 | 5/18/2015 | Res-Iltg-dWatt-CFL | DEER | Scaled | BaseRatio |  |  | None |  | f |  | t | Res | Any | Lighting | InGen-CFL | Ltg_Lamp | CFLint_lamp |  | ILtg-CFL-Res |  |  |  | CFLratio0286 | CFLratio0286 | CFLscw-Refl(80w) | Review | Transition to new HOU begins 1/1/2016 as part of DEER2016 | f | f | DEER Lighting measure | ErRobNc |  | ILtg-Incand-Res | Res-Lighting-InGen_CFLratio0409_CFLscw-Refl-80w | DEER2016-ResInLtg | 1/1/2016 |  | DEER2016 Update (CFL WWR) | TRUE | FALSE | 80 | FALSE | TRUE | TRUE | FALSE | FALSE | FALSE | FALSE | FALSE | TRUE |  | 149 | R-In-CFLscw(80)-dWP149
5847 | R-In-CFLscw(100)-dWP148 | Residential Indoor General Lighting: CFL Lamp with integated Ballast replaces pre-existing standard lighting Wattage. Measure includes Code case. Impacts: CFL-based HOU (varies by BldgType) | DEER2016 | D16v1 | 5/18/2015 | Res-Iltg-dWatt-CFL | Non-DEER | Scaled | BaseRatio |  |  | None |  | f |  | t | Res | Any | Lighting | InGen-CFL | Ltg_Lamp | CFLint_lamp |  | ILtg-CFL-Res |  |  |  | CFLratio0248 | CFLratio0248 | CFLscw(100w) | Review | Transition to new HOU begins 1/1/2016 as part of DEER2016 | f | f | Disposition: MeasuresList-October312014.xlsx | RobNc |  |  | R-In-CFLscw(100w)-dWP247 | DEER2016-ResInLtg | 1/1/2016 |  | DEER2016 Update (CFL WWR) | TRUE | FALSE | 100 | FALSE | TRUE | FALSE | FALSE | FALSE | FALSE | FALSE | FALSE | TRUE |  | 148 | R-In-CFLscw(100)-dWP148
5848 | R-In-CFLscw(150)-dWP222 | Residential Indoor General Lighting: CFL Lamp with integated Ballast replaces pre-existing standard lighting Wattage. Measure includes Code case. Impacts: CFL-based HOU (varies by BldgType) | DEER2016 | D16v1 | 5/18/2015 | Res-Iltg-dWatt-CFL | Non-DEER | Scaled | BaseRatio |  |  | None |  | f |  | t | Res | Any | Lighting | InGen-CFL | Ltg_Lamp | CFLint_lamp |  | ILtg-CFL-Res |  |  |  | CFLratio0248 | CFLratio0248 | CFLscw(150w) | Review | Transition to new HOU begins 1/1/2016 as part of DEER2016 | f | f | Disposition: MeasuresList-October312014.xlsx | RobNc |  |  | R-In-CFLscw(150w)-dWP370 | DEER2016-ResInLtg | 1/1/2016 |  | DEER2016 Update (CFL WWR) | TRUE | FALSE | 150 | FALSE | TRUE | FALSE | FALSE | FALSE | FALSE | FALSE | FALSE | TRUE |  | 222 | R-In-CFLscw(150)-dWP222
5849 | R-In-CFLscw(200)-dWP296 | Residential Indoor General Lighting: CFL Lamp with integated Ballast replaces pre-existing standard lighting Wattage. Measure includes Code case. Impacts: CFL-based HOU (varies by BldgType) | DEER2016 | D16v1 | 5/18/2015 | Res-Iltg-dWatt-CFL | Non-DEER | Scaled | BaseRatio |  |  | None |  | f |  | t | Res | Any | Lighting | InGen-CFL | Ltg_Lamp | CFLint_lamp |  | ILtg-CFL-Res |  |  |  | CFLratio0248 | CFLratio0248 | CFLscw(200w) | Review | Transition to new HOU begins 1/1/2016 as part of DEER2016 | f | f | Disposition: MeasuresList-October312014.xlsx | RobNc |  |  | R-In-CFLscw(200w)-dWP494 | DEER2016-ResInLtg | 1/1/2016 |  | DEER2016 Update (CFL WWR) | TRUE | FALSE | 200 | FALSE | TRUE | FALSE | FALSE | FALSE | FALSE | FALSE | FALSE | TRUE |  | 296 | R-In-CFLscw(200)-dWP296
5850 | R-In-CFLscw(31)-dWP46 | Residential Indoor General Lighting: CFL Lamp with integated Ballast replaces pre-existing standard lighting Wattage. Measure includes Code case. Impacts: CFL-based HOU (varies by BldgType) | DEER2016 | D16v1 | 5/18/2015 | Res-Iltg-dWatt-CFL | Non-DEER | Scaled | BaseRatio |  |  | None |  | f |  | t | Res | Any | Lighting | InGen-CFL | Ltg_Lamp | CFLint_lamp |  | ILtg-CFL-Res |  |  |  | CFLratio0248 | CFLratio0248 | CFLscw(31w) | Review | Transition to new HOU begins 1/1/2016 as part of DEER2016 | f | f | Disposition: MeasuresList-October312014.xlsx | RobNc |  |  | R-In-CFLscw(31w)-dWP76 | DEER2016-ResInLtg | 1/1/2016 |  | DEER2016 Update (CFL WWR) | TRUE | FALSE | 31 | FALSE | TRUE | FALSE | FALSE | FALSE | FALSE | FALSE | FALSE | TRUE |  | 46 | R-In-CFLscw(31)-dWP46
5851 | R-In-CFLscw(32)-dWP47 | Residential Indoor General Lighting: CFL Lamp with integated Ballast replaces pre-existing standard lighting Wattage. Measure includes Code case. Impacts: CFL-based HOU (varies by BldgType) | DEER2016 | D16v1 | 5/18/2015 | Res-Iltg-dWatt-CFL | Non-DEER | Scaled | BaseRatio |  |  | None |  | f |  | t | Res | Any | Lighting | InGen-CFL | Ltg_Lamp | CFLint_lamp |  | ILtg-CFL-Res |  |  |  | CFLratio0248 | CFLratio0248 | CFLscw(32w) | Review | Transition to new HOU begins 1/1/2016 as part of DEER2016 | f | f | Disposition: MeasuresList-October312014.xlsx | RobNc |  |  | R-In-CFLscw(32w)-dWP79 | DEER2016-ResInLtg | 1/1/2016 |  | DEER2016 Update (CFL WWR) | TRUE | FALSE | 32 | FALSE | TRUE | FALSE | FALSE | FALSE | FALSE | FALSE | FALSE | TRUE |  | 47 | R-In-CFLscw(32)-dWP47
5852 | R-In-CFLscw(36)-dWP53 | Residential Indoor General Lighting: CFL Lamp with integated Ballast replaces pre-existing standard lighting Wattage. Measure includes Code case. Impacts: CFL-based HOU (varies by BldgType) | DEER2016 | D16v1 | 5/18/2015 | Res-Iltg-dWatt-CFL | Non-DEER | Scaled | BaseRatio |  |  | None |  | f |  | t | Res | Any | Lighting | InGen-CFL | Ltg_Lamp | CFLint_lamp |  | ILtg-CFL-Res |  |  |  | CFLratio0248 | CFLratio0248 | CFLscw(36w) | Review | Transition to new HOU begins 1/1/2016 as part of DEER2016 | f | f | Disposition: MeasuresList-October312014.xlsx | RobNc |  |  | R-In-CFLscw(36w)-dWP88 | DEER2016-ResInLtg | 1/1/2016 |  | DEER2016 Update (CFL WWR) | TRUE | FALSE | 36 | FALSE | TRUE | FALSE | FALSE | FALSE | FALSE | FALSE | FALSE | TRUE |  | 53 | R-In-CFLscw(36)-dWP53
5853 | R-In-CFLscw(40)-dWP59 | Residential Indoor General Lighting: CFL Lamp with integated Ballast replaces pre-existing standard lighting Wattage. Measure includes Code case. Impacts: CFL-based HOU (varies by BldgType) | DEER2016 | D16v1 | 5/18/2015 | Res-Iltg-dWatt-CFL | Non-DEER | Scaled | BaseRatio |  |  | None |  | f |  | t | Res | Any | Lighting | InGen-CFL | Ltg_Lamp | CFLint_lamp |  | ILtg-CFL-Res |  |  |  | CFLratio0248 | CFLratio0248 | CFLscw(40w) | Review | Transition to new HOU begins 1/1/2016 as part of DEER2016 | f | f | Disposition: MeasuresList-October312014.xlsx | RobNc |  |  | R-In-CFLscw(40w)-dWP98 | DEER2016-ResInLtg | 1/1/2016 |  | DEER2016 Update (CFL WWR) | TRUE | FALSE | 40 | FALSE | TRUE | FALSE | FALSE | FALSE | FALSE | FALSE | FALSE | TRUE |  | 59 | R-In-CFLscw(40)-dWP59
5854 | R-In-CFLscw(42)-dWP62 | Residential Indoor General Lighting: CFL Lamp with integated Ballast replaces pre-existing standard lighting Wattage. Measure includes Code case. Impacts: CFL-based HOU (varies by BldgType) | DEER2016 | D16v1 | 5/18/2015 | Res-Iltg-dWatt-CFL | Non-DEER | Scaled | BaseRatio |  |  | None |  | f |  | t | Res | Any | Lighting | InGen-CFL | Ltg_Lamp | CFLint_lamp |  | ILtg-CFL-Res |  |  |  | CFLratio0248 | CFLratio0248 | CFLscw(42w) | Review | Transition to new HOU begins 1/1/2016 as part of DEER2016 | f | f | Disposition: MeasuresList-October312014.xlsx | RobNc |  |  | R-In-CFLscw(42w)-dWP103 | DEER2016-ResInLtg | 1/1/2016 |  | DEER2016 Update (CFL WWR) | TRUE | FALSE | 42 | FALSE | TRUE | FALSE | FALSE | FALSE | FALSE | FALSE | FALSE | TRUE |  | 62 | R-In-CFLscw(42)-dWP62
5855 | R-In-CFLscw(45)-dWP67 | Residential Indoor General Lighting: CFL Lamp with integated Ballast replaces pre-existing standard lighting Wattage. Measure includes Code case. Impacts: CFL-based HOU (varies by BldgType) | DEER2016 | D16v1 | 5/18/2015 | Res-Iltg-dWatt-CFL | Non-DEER | Scaled | BaseRatio |  |  | None |  | f |  | t | Res | Any | Lighting | InGen-CFL | Ltg_Lamp | CFLint_lamp |  | ILtg-CFL-Res |  |  |  | CFLratio0248 | CFLratio0248 | CFLscw(45w) | Review | Transition to new HOU begins 1/1/2016 as part of DEER2016 | f | f | Disposition: MeasuresList-October312014.xlsx | RobNc |  |  | R-In-CFLscw(45w)-dWP111 | DEER2016-ResInLtg | 1/1/2016 |  | DEER2016 Update (CFL WWR) | TRUE | FALSE | 45 | FALSE | TRUE | FALSE | FALSE | FALSE | FALSE | FALSE | FALSE | TRUE |  | 67 | R-In-CFLscw(45)-dWP67
5856 | R-In-CFLscw(55)-dWP81 | Residential Indoor General Lighting: CFL Lamp with integated Ballast replaces pre-existing standard lighting Wattage. Measure includes Code case. Impacts: CFL-based HOU (varies by BldgType) | DEER2016 | D16v1 | 5/18/2015 | Res-Iltg-dWatt-CFL | Non-DEER | Scaled | BaseRatio |  |  | None |  | f |  | t | Res | Any | Lighting | InGen-CFL | Ltg_Lamp | CFLint_lamp |  | ILtg-CFL-Res |  |  |  | CFLratio0248 | CFLratio0248 | CFLscw(55w) | Review | Transition to new HOU begins 1/1/2016 as part of DEER2016 | f | f | Disposition: MeasuresList-October312014.xlsx | RobNc |  |  | R-In-CFLscw(55w)-dWP135 | DEER2016-ResInLtg | 1/1/2016 |  | DEER2016 Update (CFL WWR) | TRUE | FALSE | 55 | FALSE | TRUE | FALSE | FALSE | FALSE | FALSE | FALSE | FALSE | TRUE |  | 81 | R-In-CFLscw(55)-dWP81
5857 | R-In-CFLscw(60)-dWP89 | Residential Indoor General Lighting: CFL Lamp with integated Ballast replaces pre-existing standard lighting Wattage. Measure includes Code case. Impacts: CFL-based HOU (varies by BldgType) | DEER2016 | D16v1 | 5/18/2015 | Res-Iltg-dWatt-CFL | Non-DEER | Scaled | BaseRatio |  |  | None |  | f |  | t | Res | Any | Lighting | InGen-CFL | Ltg_Lamp | CFLint_lamp |  | ILtg-CFL-Res |  |  |  | CFLratio0248 | CFLratio0248 | CFLscw(60w) | Review | Transition to new HOU begins 1/1/2016 as part of DEER2016 | f | f | Disposition: MeasuresList-October312014.xlsx | RobNc |  |  | R-In-CFLscw(60w)-dWP148 | DEER2016-ResInLtg | 1/1/2016 |  | DEER2016 Update (CFL WWR) | TRUE | FALSE | 60 | FALSE | TRUE | FALSE | FALSE | FALSE | FALSE | FALSE | FALSE | TRUE |  | 89 | R-In-CFLscw(60)-dWP89
5858 | R-In-CFLscw(80)-dWP118 | Residential Indoor General Lighting: CFL Lamp with integated Ballast replaces pre-existing standard lighting Wattage. Measure includes Code case. Impacts: CFL-based HOU (varies by BldgType) | DEER2016 | D16v1 | 5/18/2015 | Res-Iltg-dWatt-CFL | Non-DEER | Scaled | BaseRatio |  |  | None |  | f |  | t | Res | Any | Lighting | InGen-CFL | Ltg_Lamp | CFLint_lamp |  | ILtg-CFL-Res |  |  |  | CFLratio0248 | CFLratio0248 | CFLscw(80w) | Review | Transition to new HOU begins 1/1/2016 as part of DEER2016 | f | f | Disposition: MeasuresList-October312014.xlsx | RobNc |  |  | R-In-CFLscw(80w)-dWP197 | DEER2016-ResInLtg | 1/1/2016 |  | DEER2016 Update (CFL WWR) | TRUE | FALSE | 80 | FALSE | TRUE | FALSE | FALSE | FALSE | FALSE | FALSE | FALSE | TRUE |  | 118 | R-In-CFLscw(80)-dWP118
5859 | R-In-CFLscw-A(32)-dWP47 | Residential Indoor General Lighting: CFL Lamp with integated Ballast replaces pre-existing standard lighting Wattage. Measure includes Code case. Impacts: CFL-based HOU (varies by BldgType) | DEER2016 | D16v1 | 5/18/2015 | Res-Iltg-dWatt-CFL | Non-DEER | Scaled | BaseRatio |  |  | None |  | f |  | t | Res | Any | Lighting | InGen-CFL | Ltg_Lamp | CFLint_lamp |  | ILtg-CFL-Res |  |  |  | CFLratio0248 | CFLratio0248 | CFLscw-A(32w) | Review | Transition to new HOU begins 1/1/2016 as part of DEER2016 | f | f | Disposition: MeasuresList-October312014.xlsx | RobNc |  |  | R-In-CFLscw-A(32w)-dWP79 | DEER2016-ResInLtg | 1/1/2016 |  | DEER2016 Update (CFL WWR) | TRUE | FALSE | 32 | FALSE | TRUE | FALSE | FALSE | FALSE | FALSE | FALSE | FALSE | TRUE |  | 47 | R-In-CFLscw-A(32)-dWP47
5860 | R-In-CFLscw-A(40)-dWP59 | Residential Indoor General Lighting: CFL Lamp with integated Ballast replaces pre-existing standard lighting Wattage. Measure includes Code case. Impacts: CFL-based HOU (varies by BldgType) | DEER2016 | D16v1 | 5/18/2015 | Res-Iltg-dWatt-CFL | Non-DEER | Scaled | BaseRatio |  |  | None |  | f |  | t | Res | Any | Lighting | InGen-CFL | Ltg_Lamp | CFLint_lamp |  | ILtg-CFL-Res |  |  |  | CFLratio0248 | CFLratio0248 | CFLscw-A(40w) | Review | Transition to new HOU begins 1/1/2016 as part of DEER2016 | f | f | Disposition: MeasuresList-October312014.xlsx | RobNc |  |  | R-In-CFLscw-A(40w)-dWP98 | DEER2016-ResInLtg | 1/1/2016 |  | DEER2016 Update (CFL WWR) | TRUE | FALSE | 40 | FALSE | TRUE | FALSE | FALSE | FALSE | FALSE | FALSE | FALSE | TRUE |  | 59 | R-In-CFLscw-A(40)-dWP59
5861 | R-In-CFLscw-A(42)-dWP62 | Residential Indoor General Lighting: CFL Lamp with integated Ballast replaces pre-existing standard lighting Wattage. Measure includes Code case. Impacts: CFL-based HOU (varies by BldgType) | DEER2016 | D16v1 | 5/18/2015 | Res-Iltg-dWatt-CFL | Non-DEER | Scaled | BaseRatio |  |  | None |  | f |  | t | Res | Any | Lighting | InGen-CFL | Ltg_Lamp | CFLint_lamp |  | ILtg-CFL-Res |  |  |  | CFLratio0248 | CFLratio0248 | CFLscw-A(42w) | Review | Transition to new HOU begins 1/1/2016 as part of DEER2016 | f | f | Disposition: MeasuresList-October312014.xlsx | RobNc |  |  | R-In-CFLscw-A(42w)-dWP103 | DEER2016-ResInLtg | 1/1/2016 |  | DEER2016 Update (CFL WWR) | TRUE | FALSE | 42 | FALSE | TRUE | FALSE | FALSE | FALSE | FALSE | FALSE | FALSE | TRUE |  | 62 | R-In-CFLscw-A(42)-dWP62
5862 | R-In-CFLscw-A(45)-dWP67 | Residential Indoor General Lighting: CFL Lamp with integated Ballast replaces pre-existing standard lighting Wattage. Measure includes Code case. Impacts: CFL-based HOU (varies by BldgType) | DEER2016 | D16v1 | 5/18/2015 | Res-Iltg-dWatt-CFL | Non-DEER | Scaled | BaseRatio |  |  | None |  | f |  | t | Res | Any | Lighting | InGen-CFL | Ltg_Lamp | CFLint_lamp |  | ILtg-CFL-Res |  |  |  | CFLratio0248 | CFLratio0248 | CFLscw-A(45w) | Review | Transition to new HOU begins 1/1/2016 as part of DEER2016 | f | f | Disposition: MeasuresList-October312014.xlsx | RobNc |  |  | R-In-CFLscw-A(45w)-dWP111 | DEER2016-ResInLtg | 1/1/2016 |  | DEER2016 Update (CFL WWR) | TRUE | FALSE | 45 | FALSE | TRUE | FALSE | FALSE | FALSE | FALSE | FALSE | FALSE | TRUE |  | 67 | R-In-CFLscw-A(45)-dWP67
5863 | R-In-CFLscw-A(55)-dWP81 | Residential Indoor General Lighting: CFL Lamp with integated Ballast replaces pre-existing standard lighting Wattage. Measure includes Code case. Impacts: CFL-based HOU (varies by BldgType) | DEER2016 | D16v1 | 5/18/2015 | Res-Iltg-dWatt-CFL | Non-DEER | Scaled | BaseRatio |  |  | None |  | f |  | t | Res | Any | Lighting | InGen-CFL | Ltg_Lamp | CFLint_lamp |  | ILtg-CFL-Res |  |  |  | CFLratio0248 | CFLratio0248 | CFLscw-A(55w) | Review | Transition to new HOU begins 1/1/2016 as part of DEER2016 | f | f | Disposition: MeasuresList-October312014.xlsx | RobNc |  |  | R-In-CFLscw-A(55w)-dWP135 | DEER2016-ResInLtg | 1/1/2016 |  | DEER2016 Update (CFL WWR) | TRUE | FALSE | 55 | FALSE | TRUE | FALSE | FALSE | FALSE | FALSE | FALSE | FALSE | TRUE |  | 81 | R-In-CFLscw-A(55)-dWP81
5864 | R-In-CFLscw-Candle(32)-dWP47 | Residential Indoor General Lighting: CFL Lamp with integated Ballast replaces pre-existing standard lighting Wattage. Measure includes Code case. Impacts: CFL-based HOU (varies by BldgType) | DEER2016 | D16v1 | 5/18/2015 | Res-Iltg-dWatt-CFL | Non-DEER | Scaled | BaseRatio |  |  | None |  | f |  | t | Res | Any | Lighting | InGen-CFL | Ltg_Lamp | CFLint_lamp |  | ILtg-CFL-Res |  |  |  | CFLratio0248 | CFLratio0248 | CFLscw-Candle(32w) | Review | Transition to new HOU begins 1/1/2016 as part of DEER2016 | f | f | Disposition: MeasuresList-October312014.xlsx | RobNc |  |  | R-In-CFLscw-Candle(32w)-dWP79 | DEER2016-ResInLtg | 1/1/2016 |  | DEER2016 Update (CFL WWR) | TRUE | FALSE | 32 | FALSE | TRUE | FALSE | FALSE | FALSE | FALSE | FALSE | FALSE | TRUE |  | 47 | R-In-CFLscw-Candle(32)-dWP47
5865 | R-In-CFLscw-Candle(40)-dWP59 | Residential Indoor General Lighting: CFL Lamp with integated Ballast replaces pre-existing standard lighting Wattage. Measure includes Code case. Impacts: CFL-based HOU (varies by BldgType) | DEER2016 | D16v1 | 5/18/2015 | Res-Iltg-dWatt-CFL | Non-DEER | Scaled | BaseRatio |  |  | None |  | f |  | t | Res | Any | Lighting | InGen-CFL | Ltg_Lamp | CFLint_lamp |  | ILtg-CFL-Res |  |  |  | CFLratio0248 | CFLratio0248 | CFLscw-Candle(40w) | Review | Transition to new HOU begins 1/1/2016 as part of DEER2016 | f | f | Disposition: MeasuresList-October312014.xlsx | RobNc |  |  | R-In-CFLscw-Candle(40w)-dWP98 | DEER2016-ResInLtg | 1/1/2016 |  | DEER2016 Update (CFL WWR) | TRUE | FALSE | 40 | FALSE | TRUE | FALSE | FALSE | FALSE | FALSE | FALSE | FALSE | TRUE |  | 59 | R-In-CFLscw-Candle(40)-dWP59
5866 | R-In-CFLscw-Candle(42)-dWP62 | Residential Indoor General Lighting: CFL Lamp with integated Ballast replaces pre-existing standard lighting Wattage. Measure includes Code case. Impacts: CFL-based HOU (varies by BldgType) | DEER2016 | D16v1 | 5/18/2015 | Res-Iltg-dWatt-CFL | Non-DEER | Scaled | BaseRatio |  |  | None |  | f |  | t | Res | Any | Lighting | InGen-CFL | Ltg_Lamp | CFLint_lamp |  | ILtg-CFL-Res |  |  |  | CFLratio0248 | CFLratio0248 | CFLscw-Candle(42w) | Review | Transition to new HOU begins 1/1/2016 as part of DEER2016 | f | f | Disposition: MeasuresList-October312014.xlsx | RobNc |  |  | R-In-CFLscw-Candle(42w)-dWP103 | DEER2016-ResInLtg | 1/1/2016 |  | DEER2016 Update (CFL WWR) | TRUE | FALSE | 42 | FALSE | TRUE | FALSE | FALSE | FALSE | FALSE | FALSE | FALSE | TRUE |  | 62 | R-In-CFLscw-Candle(42)-dWP62
5867 | R-In-CFLscw-Candle(45)-dWP67 | Residential Indoor General Lighting: CFL Lamp with integated Ballast replaces pre-existing standard lighting Wattage. Measure includes Code case. Impacts: CFL-based HOU (varies by BldgType) | DEER2016 | D16v1 | 5/18/2015 | Res-Iltg-dWatt-CFL | Non-DEER | Scaled | BaseRatio |  |  | None |  | f |  | t | Res | Any | Lighting | InGen-CFL | Ltg_Lamp | CFLint_lamp |  | ILtg-CFL-Res |  |  |  | CFLratio0248 | CFLratio0248 | CFLscw-Candle(45w) | Review | Transition to new HOU begins 1/1/2016 as part of DEER2016 | f | f | Disposition: MeasuresList-October312014.xlsx | RobNc |  |  | R-In-CFLscw-Candle(45w)-dWP111 | DEER2016-ResInLtg | 1/1/2016 |  | DEER2016 Update (CFL WWR) | TRUE | FALSE | 45 | FALSE | TRUE | FALSE | FALSE | FALSE | FALSE | FALSE | FALSE | TRUE |  | 67 | R-In-CFLscw-Candle(45)-dWP67
5868 | R-In-CFLscw-Candle(55)-dWP81 | Residential Indoor General Lighting: CFL Lamp with integated Ballast replaces pre-existing standard lighting Wattage. Measure includes Code case. Impacts: CFL-based HOU (varies by BldgType) | DEER2016 | D16v1 | 5/18/2015 | Res-Iltg-dWatt-CFL | Non-DEER | Scaled | BaseRatio |  |  | None |  | f |  | t | Res | Any | Lighting | InGen-CFL | Ltg_Lamp | CFLint_lamp |  | ILtg-CFL-Res |  |  |  | CFLratio0248 | CFLratio0248 | CFLscw-Candle(55w) | Review | Transition to new HOU begins 1/1/2016 as part of DEER2016 | f | f | Disposition: MeasuresList-October312014.xlsx | RobNc |  |  | R-In-CFLscw-Candle(55w)-dWP135 | DEER2016-ResInLtg | 1/1/2016 |  | DEER2016 Update (CFL WWR) | TRUE | FALSE | 55 | FALSE | TRUE | FALSE | FALSE | FALSE | FALSE | FALSE | FALSE | TRUE |  | 81 | R-In-CFLscw-Candle(55)-dWP81
5869 | R-In-CFLscw-Circ9(32)-dWP47 | Residential Indoor General Lighting: CFL Lamp with integated Ballast replaces pre-existing standard lighting Wattage. Measure includes Code case. Impacts: CFL-based HOU (varies by BldgType) | DEER2016 | D16v1 | 5/18/2015 | Res-Iltg-dWatt-CFL | Non-DEER | Scaled | BaseRatio |  |  | None |  | f |  | t | Res | Any | Lighting | InGen-CFL | Ltg_Lamp | CFLint_lamp |  | ILtg-CFL-Res |  |  |  | CFLratio0248 | CFLratio0248 | CFLscw-Circ9(32w) | Review | Transition to new HOU begins 1/1/2016 as part of DEER2016 | f | f | Disposition: MeasuresList-October312014.xlsx | RobNc |  |  | R-In-CFLscw-Circ9(32w)-dWP79 | DEER2016-ResInLtg | 1/1/2016 |  | DEER2016 Update (CFL WWR) | TRUE | FALSE | 32 | FALSE | TRUE | FALSE | FALSE | FALSE | FALSE | FALSE | FALSE | TRUE |  | 47 | R-In-CFLscw-Circ9(32)-dWP47
5870 | R-In-CFLscw-Circ9(40)-dWP59 | Residential Indoor General Lighting: CFL Lamp with integated Ballast replaces pre-existing standard lighting Wattage. Measure includes Code case. Impacts: CFL-based HOU (varies by BldgType) | DEER2016 | D16v1 | 5/18/2015 | Res-Iltg-dWatt-CFL | Non-DEER | Scaled | BaseRatio |  |  | None |  | f |  | t | Res | Any | Lighting | InGen-CFL | Ltg_Lamp | CFLint_lamp |  | ILtg-CFL-Res |  |  |  | CFLratio0248 | CFLratio0248 | CFLscw-Circ9(40w) | Review | Transition to new HOU begins 1/1/2016 as part of DEER2016 | f | f | Disposition: MeasuresList-October312014.xlsx | RobNc |  |  | R-In-CFLscw-Circ9(40w)-dWP98 | DEER2016-ResInLtg | 1/1/2016 |  | DEER2016 Update (CFL WWR) | TRUE | FALSE | 40 | FALSE | TRUE | FALSE | FALSE | FALSE | FALSE | FALSE | FALSE | TRUE |  | 59 | R-In-CFLscw-Circ9(40)-dWP59
5871 | R-In-CFLscw-Circ9(55)-dWP81 | Residential Indoor General Lighting: CFL Lamp with integated Ballast replaces pre-existing standard lighting Wattage. Measure includes Code case. Impacts: CFL-based HOU (varies by BldgType) | DEER2016 | D16v1 | 5/18/2015 | Res-Iltg-dWatt-CFL | Non-DEER | Scaled | BaseRatio |  |  | None |  | f |  | t | Res | Any | Lighting | InGen-CFL | Ltg_Lamp | CFLint_lamp |  | ILtg-CFL-Res |  |  |  | CFLratio0248 | CFLratio0248 | CFLscw-Circ9(55w) | Review | Transition to new HOU begins 1/1/2016 as part of DEER2016 | f | f | Disposition: MeasuresList-October312014.xlsx | RobNc |  |  | R-In-CFLscw-Circ9(55w)-dWP135 | DEER2016-ResInLtg | 1/1/2016 |  | DEER2016 Update (CFL WWR) | TRUE | FALSE | 55 | FALSE | TRUE | FALSE | FALSE | FALSE | FALSE | FALSE | FALSE | TRUE |  | 81 | R-In-CFLscw-Circ9(55)-dWP81
5872 | R-In-CFLscw-Glb(32)-dWP47 | Residential Indoor General Lighting: CFL Lamp with integated Ballast replaces pre-existing standard lighting Wattage. Measure includes Code case. Impacts: CFL-based HOU (varies by BldgType) | DEER2016 | D16v1 | 5/18/2015 | Res-Iltg-dWatt-CFL | Non-DEER | Scaled | BaseRatio |  |  | None |  | f |  | t | Res | Any | Lighting | InGen-CFL | Ltg_Lamp | CFLint_lamp |  | ILtg-CFL-Res |  |  |  | CFLratio0248 | CFLratio0248 | CFLscw-Glb(32w) | Review | Transition to new HOU begins 1/1/2016 as part of DEER2016 | f | f | Disposition: MeasuresList-October312014.xlsx | RobNc |  |  | R-In-CFLscw-Glb(32w)-dWP79 | DEER2016-ResInLtg | 1/1/2016 |  | DEER2016 Update (CFL WWR) | TRUE | FALSE | 32 | FALSE | TRUE | FALSE | FALSE | FALSE | FALSE | FALSE | FALSE | TRUE |  | 47 | R-In-CFLscw-Glb(32)-dWP47
5873 | R-In-CFLscw-Glb(40)-dWP59 | Residential Indoor General Lighting: CFL Lamp with integated Ballast replaces pre-existing standard lighting Wattage. Measure includes Code case. Impacts: CFL-based HOU (varies by BldgType) | DEER2016 | D16v1 | 5/18/2015 | Res-Iltg-dWatt-CFL | Non-DEER | Scaled | BaseRatio |  |  | None |  | f |  | t | Res | Any | Lighting | InGen-CFL | Ltg_Lamp | CFLint_lamp |  | ILtg-CFL-Res |  |  |  | CFLratio0248 | CFLratio0248 | CFLscw-Glb(40w) | Review | Transition to new HOU begins 1/1/2016 as part of DEER2016 | f | f | Disposition: MeasuresList-October312014.xlsx | RobNc |  |  | R-In-CFLscw-Glb(40w)-dWP98 | DEER2016-ResInLtg | 1/1/2016 |  | DEER2016 Update (CFL WWR) | TRUE | FALSE | 40 | FALSE | TRUE | FALSE | FALSE | FALSE | FALSE | FALSE | FALSE | TRUE |  | 59 | R-In-CFLscw-Glb(40)-dWP59
5874 | R-In-CFLscw-Glb(42)-dWP62 | Residential Indoor General Lighting: CFL Lamp with integated Ballast replaces pre-existing standard lighting Wattage. Measure includes Code case. Impacts: CFL-based HOU (varies by BldgType) | DEER2016 | D16v1 | 5/18/2015 | Res-Iltg-dWatt-CFL | Non-DEER | Scaled | BaseRatio |  |  | None |  | f |  | t | Res | Any | Lighting | InGen-CFL | Ltg_Lamp | CFLint_lamp |  | ILtg-CFL-Res |  |  |  | CFLratio0248 | CFLratio0248 | CFLscw-Glb(42w) | Review | Transition to new HOU begins 1/1/2016 as part of DEER2016 | f | f | Disposition: MeasuresList-October312014.xlsx | RobNc |  |  | R-In-CFLscw-Glb(42w)-dWP103 | DEER2016-ResInLtg | 1/1/2016 |  | DEER2016 Update (CFL WWR) | TRUE | FALSE | 42 | FALSE | TRUE | FALSE | FALSE | FALSE | FALSE | FALSE | FALSE | TRUE |  | 62 | R-In-CFLscw-Glb(42)-dWP62
5875 | R-In-CFLscw-Glb(45)-dWP67 | Residential Indoor General Lighting: CFL Lamp with integated Ballast replaces pre-existing standard lighting Wattage. Measure includes Code case. Impacts: CFL-based HOU (varies by BldgType) | DEER2016 | D16v1 | 5/18/2015 | Res-Iltg-dWatt-CFL | Non-DEER | Scaled | BaseRatio |  |  | None |  | f |  | t | Res | Any | Lighting | InGen-CFL | Ltg_Lamp | CFLint_lamp |  | ILtg-CFL-Res |  |  |  | CFLratio0248 | CFLratio0248 | CFLscw-Glb(45w) | Review | Transition to new HOU begins 1/1/2016 as part of DEER2016 | f | f | Disposition: MeasuresList-October312014.xlsx | RobNc |  |  | R-In-CFLscw-Glb(45w)-dWP111 | DEER2016-ResInLtg | 1/1/2016 |  | DEER2016 Update (CFL WWR) | TRUE | FALSE | 45 | FALSE | TRUE | FALSE | FALSE | FALSE | FALSE | FALSE | FALSE | TRUE |  | 67 | R-In-CFLscw-Glb(45)-dWP67
5876 | R-In-CFLscw-Glb(55)-dWP81 | Residential Indoor General Lighting: CFL Lamp with integated Ballast replaces pre-existing standard lighting Wattage. Measure includes Code case. Impacts: CFL-based HOU (varies by BldgType) | DEER2016 | D16v1 | 5/18/2015 | Res-Iltg-dWatt-CFL | Non-DEER | Scaled | BaseRatio |  |  | None |  | f |  | t | Res | Any | Lighting | InGen-CFL | Ltg_Lamp | CFLint_lamp |  | ILtg-CFL-Res |  |  |  | CFLratio0248 | CFLratio0248 | CFLscw-Glb(55w) | Review | Transition to new HOU begins 1/1/2016 as part of DEER2016 | f | f | Disposition: MeasuresList-October312014.xlsx | RobNc |  |  | R-In-CFLscw-Glb(55w)-dWP135 | DEER2016-ResInLtg | 1/1/2016 |  | DEER2016 Update (CFL WWR) | TRUE | FALSE | 55 | FALSE | TRUE | FALSE | FALSE | FALSE | FALSE | FALSE | FALSE | TRUE |  | 81 | R-In-CFLscw-Glb(55)-dWP81
5877 | R-In-CFLscw-Refl(32)-dWP60 | Residential Indoor General Lighting: CFL Lamp with integated Ballast replaces pre-existing standard lighting Wattage. Measure includes Code case. Impacts: CFL-based HOU (varies by BldgType) | DEER2016 | D16v1 | 5/18/2015 | Res-Iltg-dWatt-CFL | Non-DEER | Scaled | BaseRatio |  |  | None |  | f |  | t | Res | Any | Lighting | InGen-CFL | Ltg_Lamp | CFLint_lamp |  | ILtg-CFL-Res |  |  |  | CFLratio0286 | CFLratio0286 | CFLscw-Refl(32w) | Review | Transition to new HOU begins 1/1/2016 as part of DEER2016 | f | f | Disposition: MeasuresList-October312014.xlsx | RobNc |  |  | R-In-CFLscw-Refl(32w)-dWP98 | DEER2016-ResInLtg | 1/1/2016 |  | DEER2016 Update (CFL WWR) | TRUE | FALSE | 32 | FALSE | TRUE | TRUE | FALSE | FALSE | FALSE | FALSE | FALSE | TRUE |  | 60 | R-In-CFLscw-Refl(32)-dWP60
5878 | R-In-CFLscw-Refl(40)-dWP74 | Residential Indoor General Lighting: CFL Lamp with integated Ballast replaces pre-existing standard lighting Wattage. Measure includes Code case. Impacts: CFL-based HOU (varies by BldgType) | DEER2016 | D16v1 | 5/18/2015 | Res-Iltg-dWatt-CFL | Non-DEER | Scaled | BaseRatio |  |  | None |  | f |  | t | Res | Any | Lighting | InGen-CFL | Ltg_Lamp | CFLint_lamp |  | ILtg-CFL-Res |  |  |  | CFLratio0286 | CFLratio0286 | CFLscw-Refl(40w) | Review | Transition to new HOU begins 1/1/2016 as part of DEER2016 | f | f | Disposition: MeasuresList-October312014.xlsx | RobNc |  |  | R-In-CFLscw-Refl(40w)-dWP123 | DEER2016-ResInLtg | 1/1/2016 |  | DEER2016 Update (CFL WWR) | TRUE | FALSE | 40 | FALSE | TRUE | TRUE | FALSE | FALSE | FALSE | FALSE | FALSE | TRUE |  | 74 | R-In-CFLscw-Refl(40)-dWP74
5879 | R-In-CFLscw-Refl(42)-dWP78 | Residential Indoor General Lighting: CFL Lamp with integated Ballast replaces pre-existing standard lighting Wattage. Measure includes Code case. Impacts: CFL-based HOU (varies by BldgType) | DEER2016 | D16v1 | 5/18/2015 | Res-Iltg-dWatt-CFL | Non-DEER | Scaled | BaseRatio |  |  | None |  | f |  | t | Res | Any | Lighting | InGen-CFL | Ltg_Lamp | CFLint_lamp |  | ILtg-CFL-Res |  |  |  | CFLratio0286 | CFLratio0286 | CFLscw-Refl(42w) | Review | Transition to new HOU begins 1/1/2016 as part of DEER2016 | f | f | Disposition: MeasuresList-October312014.xlsx | RobNc |  |  | R-In-CFLscw-Refl(42w)-dWP129 | DEER2016-ResInLtg | 1/1/2016 |  | DEER2016 Update (CFL WWR) | TRUE | FALSE | 42 | FALSE | TRUE | TRUE | FALSE | FALSE | FALSE | FALSE | FALSE | TRUE |  | 78 | R-In-CFLscw-Refl(42)-dWP78
5880 | R-In-CFLscw-Refl(45)-dWP84 | Residential Indoor General Lighting: CFL Lamp with integated Ballast replaces pre-existing standard lighting Wattage. Measure includes Code case. Impacts: CFL-based HOU (varies by BldgType) | DEER2016 | D16v1 | 5/18/2015 | Res-Iltg-dWatt-CFL | Non-DEER | Scaled | BaseRatio |  |  | None |  | f |  | t | Res | Any | Lighting | InGen-CFL | Ltg_Lamp | CFLint_lamp |  | ILtg-CFL-Res |  |  |  | CFLratio0286 | CFLratio0286 | CFLscw-Refl(45w) | Review | Transition to new HOU begins 1/1/2016 as part of DEER2016 | f | f | Disposition: MeasuresList-October312014.xlsx | RobNc |  |  | R-In-CFLscw-Refl(45w)-dWP139 | DEER2016-ResInLtg | 1/1/2016 |  | DEER2016 Update (CFL WWR) | TRUE | FALSE | 45 | FALSE | TRUE | TRUE | FALSE | FALSE | FALSE | FALSE | FALSE | TRUE |  | 84 | R-In-CFLscw-Refl(45)-dWP84
5881 | R-In-CFLscw-Refl(55)-dWP102 | Residential Indoor General Lighting: CFL Lamp with integated Ballast replaces pre-existing standard lighting Wattage. Measure includes Code case. Impacts: CFL-based HOU (varies by BldgType) | DEER2016 | D16v1 | 5/18/2015 | Res-Iltg-dWatt-CFL | Non-DEER | Scaled | BaseRatio |  |  | None |  | f |  | t | Res | Any | Lighting | InGen-CFL | Ltg_Lamp | CFLint_lamp |  | ILtg-CFL-Res |  |  |  | CFLratio0286 | CFLratio0286 | CFLscw-Refl(55w) | Review | Transition to new HOU begins 1/1/2016 as part of DEER2016 | f | f | Disposition: MeasuresList-October312014.xlsx | RobNc |  |  | R-In-CFLscw-Refl(55w)-dWP169 | DEER2016-ResInLtg | 1/1/2016 |  | DEER2016 Update (CFL WWR) | TRUE | FALSE | 55 | FALSE | TRUE | TRUE | FALSE | FALSE | FALSE | FALSE | FALSE | TRUE |  | 102 | R-In-CFLscw-Refl(55)-dWP102
5882 | R-InCmn-CFLscw(32)-dWP47 | Residential Indoor Common-Area Lighting: CFL Lamp with integated Ballast replaces pre-existing standard lighting Wattage. Measure includes Code case. Impacts: HOU = 6142; CDF = 0.70 | DEER2016 | D16v1 | 5/18/2015 | Res-Iltg-Cmn-dWatt-CFL | Non-DEER | Scaled | BaseRatio |  |  | None |  | f |  | t | Res | Any | Lighting | InCommon | Ltg_Lamp | CFLint_lamp |  | ILtg-CFL-ResCmn |  |  |  | CFLratio0248 | CFLratio0248 | CFLscw(32w) | Review | Transition to new HOU begins 1/1/2016 as part of DEER2016 | f | f | Disposition: MeasuresList-October312014.xlsx | RobNc |  |  | R-InCmn-CFLscw(32w)-dWP79 | DEER2016-ResInLtg | 1/1/2016 |  | DEER2016 Update (CFL WWR) | TRUE | FALSE | 32 | FALSE | TRUE | FALSE | FALSE | FALSE | FALSE | FALSE | FALSE | TRUE |  | 47 | R-InCmn-CFLscw(32)-dWP47
5883 | R-InCmn-CFLscw(36)-dWP53 | Residential Indoor Common-Area Lighting: CFL Lamp with integated Ballast replaces pre-existing standard lighting Wattage. Measure includes Code case. Impacts: HOU = 6142; CDF = 0.70 | DEER2016 | D16v1 | 5/18/2015 | Res-Iltg-Cmn-dWatt-CFL | Non-DEER | Scaled | BaseRatio |  |  | None |  | f |  | t | Res | Any | Lighting | InCommon | Ltg_Lamp | CFLint_lamp |  | ILtg-CFL-ResCmn |  |  |  | CFLratio0248 | CFLratio0248 | CFLscw(36w) | Review | Transition to new HOU begins 1/1/2016 as part of DEER2016 | f | f | Disposition: MeasuresList-October312014.xlsx | RobNc |  |  | R-InCmn-CFLscw(36w)-dWP88 | DEER2016-ResInLtg | 1/1/2016 |  | DEER2016 Update (CFL WWR) | TRUE | FALSE | 36 | FALSE | TRUE | FALSE | FALSE | FALSE | FALSE | FALSE | FALSE | TRUE |  | 53 | R-InCmn-CFLscw(36)-dWP53
5884 | R-InCmn-CFLscw(42)-dWP62 | Residential Indoor Common-Area Lighting: CFL Lamp with integated Ballast replaces pre-existing standard lighting Wattage. Measure includes Code case. Impacts: HOU = 6142; CDF = 0.70 | DEER2016 | D16v1 | 5/18/2015 | Res-Iltg-Cmn-dWatt-CFL | Non-DEER | Scaled | BaseRatio |  |  | None |  | f |  | t | Res | Any | Lighting | InCommon | Ltg_Lamp | CFLint_lamp |  | ILtg-CFL-ResCmn |  |  |  | CFLratio0248 | CFLratio0248 | CFLscw(42w) | Review | Transition to new HOU begins 1/1/2016 as part of DEER2016 | f | f | Disposition: MeasuresList-October312014.xlsx | RobNc |  |  | R-InCmn-CFLscw(42w)-dWP103 | DEER2016-ResInLtg | 1/1/2016 |  | DEER2016 Update (CFL WWR) | TRUE | FALSE | 42 | FALSE | TRUE | FALSE | FALSE | FALSE | FALSE | FALSE | FALSE | TRUE |  | 62 | R-InCmn-CFLscw(42)-dWP62
5885 | R-InCmn-CFLscw(55)-dWP81 | Residential Indoor Common-Area Lighting: CFL Lamp with integated Ballast replaces pre-existing standard lighting Wattage. Measure includes Code case. Impacts: HOU = 6142; CDF = 0.70 | DEER2016 | D16v1 | 5/18/2015 | Res-Iltg-Cmn-dWatt-CFL | Non-DEER | Scaled | BaseRatio |  |  | None |  | f |  | t | Res | Any | Lighting | InCommon | Ltg_Lamp | CFLint_lamp |  | ILtg-CFL-ResCmn |  |  |  | CFLratio0248 | CFLratio0248 | CFLscw(55w) | Review | Transition to new HOU begins 1/1/2016 as part of DEER2016 | f | f | Disposition: MeasuresList-October312014.xlsx | RobNc |  |  | R-InCmn-CFLscw(55w)-dWP135 | DEER2016-ResInLtg | 1/1/2016 |  | DEER2016 Update (CFL WWR) | TRUE | FALSE | 55 | FALSE | TRUE | FALSE | FALSE | FALSE | FALSE | FALSE | FALSE | TRUE |  | 81 | R-InCmn-CFLscw(55)-dWP81
5886 | R-In-PlugIn-CFL(36)-dWP53 | Residential Indoor General Lighting: Plug-in Fixture replaces pre-existing standard lighting Wattage. Measure includes Code case. Impacts: CFL-based HOU (varies by BldgType) | DEER2016 | D16v1 | 5/18/2015 | Res-Iltg-dWatt-CFL | Non-DEER | Scaled | BaseRatio |  |  | None |  | t |  | t | Res | Any | Lighting | InGen-CFL | Ltg_PlugIn | PlugIn_fixt |  | ILtg-CFLfix-Res |  |  |  | CFLratio0248 | CFLratio0248 | PlugIn-CFL(36w) | Review | Transition to new HOU begins 1/1/2016 as part of DEER2016 | f | f | Disposition: MeasuresList-October312014.xlsx | RobNc |  |  | R-In-PlugIn-CFL(36w)-dWP88 | DEER2016-ResInLtg | 1/1/2016 |  | DEER2016 Update (CFL WWR) | TRUE | FALSE | 36 | FALSE | TRUE | FALSE | FALSE | FALSE | FALSE | FALSE | FALSE | TRUE |  | 53 | R-In-PlugIn-CFL(36)-dWP53
5887 | R-In-PlugIn-CFL(65)-dWP96 | Residential Indoor General Lighting: Plug-in Fixture replaces pre-existing standard lighting Wattage. Measure includes Code case. Impacts: CFL-based HOU (varies by BldgType) | DEER2016 | D16v1 | 5/18/2015 | Res-Iltg-dWatt-CFL | Non-DEER | Scaled | BaseRatio |  |  | None |  | t |  | t | Res | Any | Lighting | InGen-CFL | Ltg_PlugIn | PlugIn_fixt |  | ILtg-CFLfix-Res |  |  |  | CFLratio0248 | CFLratio0248 | PlugIn-CFL(65w) | Review | Transition to new HOU begins 1/1/2016 as part of DEER2016 | f | f | Disposition: MeasuresList-October312014.xlsx | RobNc |  |  | R-In-PlugIn-CFL(65w)-dWP160 | DEER2016-ResInLtg | 1/1/2016 |  | DEER2016 Update (CFL WWR) | TRUE | FALSE | 65 | FALSE | TRUE | FALSE | FALSE | FALSE | FALSE | FALSE | FALSE | TRUE |  | 96 | R-In-PlugIn-CFL(65)-dWP96
5888 | R-In-PlugIn-CFL(75)-dWP111 | Residential Indoor General Lighting: Plug-in Fixture replaces pre-existing standard lighting Wattage. Measure includes Code case. Impacts: CFL-based HOU (varies by BldgType) | DEER2016 | D16v1 | 5/18/2015 | Res-Iltg-dWatt-CFL | Non-DEER | Scaled | BaseRatio |  |  | None |  | t |  | t | Res | Any | Lighting | InGen-CFL | Ltg_PlugIn | PlugIn_fixt |  | ILtg-CFLfix-Res |  |  |  | CFLratio0248 | CFLratio0248 | PlugIn-CFL(75w) | Review | Transition to new HOU begins 1/1/2016 as part of DEER2016 | f | f | Disposition: MeasuresList-October312014.xlsx | RobNc |  |  | R-In-PlugIn-CFL(75w)-dWP189 | DEER2016-ResInLtg | 1/1/2016 |  | DEER2016 Update (CFL WWR) | TRUE | FALSE | 75 | FALSE | TRUE | FALSE | FALSE | FALSE | FALSE | FALSE | FALSE | TRUE |  | 111 | R-In-PlugIn-CFL(75)-dWP111
5889 | R-In-PlugIn-CFL-1(55)-dWP81 | Residential Indoor General Lighting: Plug-in Fixture replaces pre-existing standard lighting Wattage. Measure includes Code case. Impacts: CFL-based HOU (varies by BldgType) | DEER2016 | D16v1 | 5/18/2015 | Res-Iltg-dWatt-CFL | Non-DEER | Scaled | BaseRatio |  |  | None |  | t |  | t | Res | Any | Lighting | InGen-CFL | Ltg_PlugIn | PlugIn_fixt |  | ILtg-CFLfix-Res |  |  |  | CFLratio0248 | CFLratio0248 | PlugIn-CFL-1(55w) | Review | Transition to new HOU begins 1/1/2016 as part of DEER2016 | f | f | Disposition: MeasuresList-October312014.xlsx | RobNc |  |  | R-In-PlugIn-CFL-1(55w)-dWP135 | DEER2016-ResInLtg | 1/1/2016 |  | DEER2016 Update (CFL WWR) | TRUE | FALSE | 55 | FALSE | TRUE | FALSE | FALSE | FALSE | FALSE | FALSE | FALSE | TRUE |  | 81 | R-In-PlugIn-CFL-1(55)-dWP81
5890 | R-In-PlugIn-CFL-1(70)-dWP104 | Residential Indoor General Lighting: Plug-in Fixture replaces pre-existing standard lighting Wattage. Measure includes Code case. Impacts: CFL-based HOU (varies by BldgType) | DEER2016 | D16v1 | 5/18/2015 | Res-Iltg-dWatt-CFL | Non-DEER | Scaled | BaseRatio |  |  | None |  | t |  | t | Res | Any | Lighting | InGen-CFL | Ltg_PlugIn | PlugIn_fixt |  | ILtg-CFLfix-Res |  |  |  | CFLratio0248 | CFLratio0248 | PlugIn-CFL-1(70w) | Review | Transition to new HOU begins 1/1/2016 as part of DEER2016 | f | f | Disposition: MeasuresList-October312014.xlsx | RobNc |  |  | R-In-PlugIn-CFL-1(70w)-dWP177 | DEER2016-ResInLtg | 1/1/2016 |  | DEER2016 Update (CFL WWR) | TRUE | FALSE | 70 | FALSE | TRUE | FALSE | FALSE | FALSE | FALSE | FALSE | FALSE | TRUE |  | 104 | R-In-PlugIn-CFL-1(70)-dWP104
5891 | R-In-PlugIn-CFL-2(55)-dWP81 | Residential Indoor General Lighting: Plug-in Fixture replaces pre-existing standard lighting Wattage. Measure includes Code case. Impacts: CFL-based HOU (varies by BldgType) | DEER2016 | D16v1 | 5/18/2015 | Res-Iltg-dWatt-CFL | Non-DEER | Scaled | BaseRatio |  |  | None |  | t |  | t | Res | Any | Lighting | InGen-CFL | Ltg_PlugIn | PlugIn_fixt |  | ILtg-CFLfix-Res |  |  |  | CFLratio0248 | CFLratio0248 | PlugIn-CFL-2(55w) | Review | Transition to new HOU begins 1/1/2016 as part of DEER2016 | f | f | Disposition: MeasuresList-October312014.xlsx | RobNc |  |  | R-In-PlugIn-CFL-2(55w)-dWP139 | DEER2016-ResInLtg | 1/1/2016 |  | DEER2016 Update (CFL WWR) | TRUE | FALSE | 55 | FALSE | TRUE | FALSE | FALSE | FALSE | FALSE | FALSE | FALSE | TRUE |  | 81 | R-In-PlugIn-CFL-2(55)-dWP81
5892 | R-In-PlugIn-CFL-2(70)-dWP104 | Residential Indoor General Lighting: Plug-in Fixture replaces pre-existing standard lighting Wattage. Measure includes Code case. Impacts: CFL-based HOU (varies by BldgType) | DEER2016 | D16v1 | 5/18/2015 | Res-Iltg-dWatt-CFL | Non-DEER | Scaled | BaseRatio |  |  | None |  | t |  | t | Res | Any | Lighting | InGen-CFL | Ltg_PlugIn | PlugIn_fixt |  | ILtg-CFLfix-Res |  |  |  | CFLratio0248 | CFLratio0248 | PlugIn-CFL-2(70w) | Review | Transition to new HOU begins 1/1/2016 as part of DEER2016 | f | f | Disposition: MeasuresList-October312014.xlsx | RobNc |  |  | R-In-PlugIn-CFL-2(70w)-dWP172 | DEER2016-ResInLtg | 1/1/2016 |  | DEER2016 Update (CFL WWR) | TRUE | FALSE | 70 | FALSE | TRUE | FALSE | FALSE | FALSE | FALSE | FALSE | FALSE | TRUE |  | 104 | R-In-PlugIn-CFL-2(70)-dWP104

## Scenarios
Lighting Measure Update Scenarios
These scenarios correspond to the Measure filters in columns BB - BF of the [2016-Ltg-Measures] tab.
Use those filters to see all of the DEER2015 measures impacted by these update scenarios.
Scenario1 | T5 Highbay Measures
| Qualifier | DEER1316-T5-Com-HB
| Msr Expiry | None
| Comment | Transition to new HOU begins 6/1/2015 since this is a T5 High Bay measure
| Status | Review
| ReviewStatus | DEER2015 Uncertain Msr Update
Scenario2 | Res Outdoor CFL Lamp <= 30 Watts
| Qualifier | None
| Msr Expiry | 5/31/2015
| Comment | Transition to new HOU begin 6/1/2015 since this is a Res CFL <=30W measure
| Status | Review
| ReviewStatus | DEER2015 Uncertain Msr Update
| Notes: | Every measure in this scenario becomes a new measure on 6/1/2015 with new definition:
CFLratio0407 => CFLratio0284
New MeasureID based on new deltaWatts
StartDate = 6/1/2015
No Qualifier
Version = DEER2015 (D15 v2)
HOU = 935, CDF = 0.021
Scenario3 | Res Outdoor CFL Lamp > 30 Watts
| Qualifier | None
| Msr Expiry | 2015-12-31
| Comment | Transition to new HOU begins 1/1/2016 as part of DEER2016
| Status | Review
| ReviewStatus | DEER2016 Update
| Notes: | Every measure in this scenario becomes a new measure on 1/1/2016 with new definition:
CFLratio0407 => CFLratio0284
New MeasureID based on new deltaWatts
StartDate = 1/1/2016
No Qualifier
Version = DEER2016
HOU = 935, CDF = 0.021
Scenario4 | Res Indoor CFL Lamp <= 30 Watts (Reflectors and Non-Reflectors)
| Qualifier | DEER1315-lt30wCFL
| Msr Expiry | 5/31/2015
| Comment | Transition to new HOU begin 6/1/2015 since this is an Uncertain Measure update
| Status | Review
| ReviewStatus | DEER2015 Uncertain Msr Update
| Notes: | Every measure in this scenario becomes a new measure on 6/1/2015 with new definition:
CFLratio0409 => CFLratio0286
CFLratio0347 => CFLratio0248
New MeasureID based on new deltaWatts
StartDate = 6/1/2015
No Qualifier
Version = DEER2015 (D15 v2)
Scenario5 | Res Indoor CFL Lamp > 30 Watts (Reflectors and Non-Reflectors)
| Qualifier | DEER1315end
| Msr Expiry | 2015-12-31
| Comment | Transition to new HOU begins 1/1/2016 as part of DEER2016
| Status | Review
| ReviewStatus | DEER2016 Update
| Notes: | Every measure in this scenario becomes a new measure on 1/1/2016 with new definition:
CFLratio0409 => CFLratio0286
CFLratio0347 => CFLratio0248
New MeasureID based on new deltaWatts
StartDate = 1/1/2016
No Qualifier
Version = DEER2016
Scenario6 | Com Indoor CFL Lamp <= 30 Watts
| Qualifier | D1316-ILtg-Com-CFLlte30W
Msr Expiry
| Comment | Commercial CFL lamp <=30Watts gets new HOU on 1/6/2015
| Status | Review
| ReviewStatus | DEER2015 Uncertain Msr Update

## MeasQual
Measure Qualifiers
When a MeasQualifierGroup is linked with a lighting measure (via the measure."Qualifier" field), each of the associated MeasQualifier values are also linked to the measure,
The Measure definition fields "Version", "EnergyImpactID", "StartDate", and "EndDate" are overwritten with the values linked to the MeasQualifier.
MeasQualifierGroup | MeasQualifier | EnergyImpactID | Order | Version | StartDate | ExpiryDate | Comment
DEER1314 | DEER_for_2013 |  | 0 | DEER2011 | 1/1/2013 | 6/30/2014 | Measure updated for 2014
DEER1314 | DEER_for_2014 |  | 1 | DEER2014 | 7/1/2014 |  | 2014 update still valid
DEER1314-Ltg-Com-CFL | 2014_AllSpc_OS | Com-Iltg-dWatt-CFL_OSspc | 2 | DEER2014 | 7/1/2014
DEER1314-Ltg-Com-CFL | 2014_Bldg_OS | Com-Iltg-dWatt-CFL_OSbldg | 1 | DEER2014 | 7/1/2014
DEER1314-Ltg-Com-CFL | 2014_No_OccSens | Com-Iltg-dWatt-CFL_OSnone | 3 | DEER2014 | 7/1/2014
DEER1314-Ltg-Com-CFL | DEER_for_2013 | Com-Iltg-dWatt-CFL | 0 | DEER2011 | 1/1/2013 | 6/30/2014
DEER1314-Ltg-Com-LF | 2014_AllSpc_OS | Com-Iltg-dWatt-LF_OSspc | 2 | DEER2014 | 7/1/2014
DEER1314-Ltg-Com-LF | 2014_Bldg_OS | Com-Iltg-dWatt-LF_OSbldg | 1 | DEER2014 | 7/1/2014
DEER1314-Ltg-Com-LF | 2014_No_OccSens | Com-Iltg-dWatt-LF_OSnone | 3 | DEER2014 | 7/1/2014
DEER1314-Ltg-Com-LF | DEER_for_2013 | Com-Iltg-dWatt-LF | 0 | DEER2011 | 1/1/2013 | 6/30/2014
DEER1314-WtrHt | DEER_for_2013 |  | 0 | DEER2011 | 1/1/2013 | 6/30/2014 | Water heaters updated for 2014
DEER1314-WtrHt | DEER_for_2014 |  | 1 | DEER2014 | 7/1/2014 | 4/15/2015 | Water heaters updated for 2015 with Apr 16 start date
DEER1314end | DEER_for_2013 |  | 0 | DEER2011 | 1/1/2013 | 6/30/2014 | Measure updated for 2014
DEER1314end | DEER_for_2014 |  | 1 | DEER2014 | 7/1/2014 | 12/31/2014 | New measures for 2015 (therefore this one expires)
DEER1315-lt30wCFL | DEER_for_2013 |  | 0 | DEER2011 | 1/1/2013 | 6/30/2014 | Measures updated for 2014
DEER1315-lt30wCFL | DEER_for_2014 |  | 1 | DEER2014 | 7/1/2014 | 5/31/2015 | Measures part of 2015 Uncertain Measure Update (therefore this one expires 5/31/2015)
DEER1315-Ltg-Com-LF | 2014_AllSpc_OS | Com-Iltg-dWatt-LF_OSspc | 2 | DEER2014 | 7/1/2014 | 12/31/2015 | these measures replaced with a High Bay version for 2016.
DEER1315-Ltg-Com-LF | 2014_Bldg_OS | Com-Iltg-dWatt-LF_OSbldg | 1 | DEER2014 | 7/1/2014 | 12/31/2015 | these measures replaced with a High Bay version for 2016.
DEER1315-Ltg-Com-LF | 2014_No_OccSens | Com-Iltg-dWatt-LF_OSnone | 3 | DEER2014 | 7/1/2014 | 12/31/2015 | these measures replaced with a High Bay version for 2016.
DEER1315-Ltg-Com-LF | DEER_for_2013 | Com-Iltg-dWatt-LF | 0 | DEER2011 | 1/1/2013 | 6/30/2014
DEER1315end | DEER_for_2013 |  | 0 | DEER2011 | 1/1/2013 | 6/30/2014 | Measures updated for 2014
DEER1315end | DEER_for_2014 |  | 1 | DEER2014 | 7/1/2014 | 12/31/2015 | Measures updated for 2016 (therefore this one expires)
DEER1316-Ltg-Com-CFL | 2014_AllSpc_OS | Com-Iltg-dWatt-CFL_OSspc | 2 | DEER2014 | 7/1/2014 | 12/31/2015
DEER1316-Ltg-Com-CFL | 2014_Bldg_OS | Com-Iltg-dWatt-CFL_OSbldg | 1 | DEER2014 | 7/1/2014 | 12/31/2015
DEER1316-Ltg-Com-CFL | 2014_No_OccSens | Com-Iltg-dWatt-CFL_OSnone | 3 | DEER2014 | 7/1/2014 | 12/31/2015
DEER1316-Ltg-Com-CFL | 2016_AllSpc_OS | Com-Iltg-dWatt-CFL_OSspc | 5 | DEER2016 | 1/1/2016 |  | new hours-of-use and coincident demand
DEER1316-Ltg-Com-CFL | 2016_Bldg_OS | Com-Iltg-dWatt-CFL_OSbldg | 4 | DEER2016 | 1/1/2016 |  | new hours-of-use and coincident demand
DEER1316-Ltg-Com-CFL | 2016_No_OccSens | Com-Iltg-dWatt-CFL_OSnone | 6 | DEER2016 | 1/1/2016 |  | new hours-of-use and coincident demand
DEER1316-Ltg-Com-CFL | DEER_for_2013 | Com-Iltg-dWatt-CFL | 0 | DEER2011 | 1/1/2013 | 6/30/2014
DEER1316-Ltg-Com-HB | 2014_AllSpc_OS | Com-Iltg-dWatt-LF_OSspc | 2 | DEER2014 | 7/1/2014 | 12/31/2015
DEER1316-Ltg-Com-HB | 2014_Bldg_OS | Com-Iltg-dWatt-LF_OSbldg | 1 | DEER2014 | 7/1/2014 | 12/31/2015
DEER1316-Ltg-Com-HB | 2014_No_OccSens | Com-Iltg-dWatt-LF_OSnone | 3 | DEER2014 | 7/1/2014 | 12/31/2015
DEER1316-Ltg-Com-HB | 2016_AllSpc_OS | Com-Iltg-dWatt-HB_OSspc | 5 | DEER2016 | 1/1/2016 |  | new hours-of-use and coincident demand
DEER1316-Ltg-Com-HB | 2016_Bldg_OS | Com-Iltg-dWatt-HB_OSbldg | 4 | DEER2016 | 1/1/2016 |  | new hours-of-use and coincident demand
DEER1316-Ltg-Com-HB | 2016_No_OccSens | Com-Iltg-dWatt-HB_OSnone | 6 | DEER2016 | 1/1/2016 |  | new hours-of-use and coincident demand
DEER1316-Ltg-Com-HB | DEER_for_2013 | Com-Iltg-dWatt-LF | 0 | DEER2011 | 1/1/2013 | 6/30/2014
DEER1316-Ltg-Com-LF | 2014_AllSpc_OS | Com-Iltg-dWatt-LF_OSspc | 2 | DEER2014 | 7/1/2014 | 12/31/2015
DEER1316-Ltg-Com-LF | 2014_Bldg_OS | Com-Iltg-dWatt-LF_OSbldg | 1 | DEER2014 | 7/1/2014 | 12/31/2015
DEER1316-Ltg-Com-LF | 2014_No_OccSens | Com-Iltg-dWatt-LF_OSnone | 3 | DEER2014 | 7/1/2014 | 12/31/2015
DEER1316-Ltg-Com-LF | 2016_AllSpc_OS | Com-Iltg-dWatt-LF_OSspc | 5 | DEER2016 | 1/1/2016 |  | new hours-of-use and coincident demand
DEER1316-Ltg-Com-LF | 2016_Bldg_OS | Com-Iltg-dWatt-LF_OSbldg | 4 | DEER2016 | 1/1/2016 |  | new hours-of-use and coincident demand
DEER1316-Ltg-Com-LF | 2016_No_OccSens | Com-Iltg-dWatt-LF_OSnone | 6 | DEER2016 | 1/1/2016 |  | new hours-of-use and coincident demand
DEER1316-Ltg-Com-LF | DEER_for_2013 | Com-Iltg-dWatt-LF | 0 | DEER2011 | 1/1/2013 | 6/30/2014
DEER1316-rLtg-exCFL | Beginning in 2016 |  | 1 | DEER2016 | 1/1/2016 |  | Res exterior CFL lighting, New HOU after 2015
DEER1316-rLtg-exCFL | Thru 2015 |  | 0 | DEER1314 | 1/1/2013 | 12/31/2015 | Res exterior CFL lighting, New HOU after 2015
DEER1316-T5-Com-HB | 2014_AllSpc_OS | Com-Iltg-dWatt-LF_OSspc | 2 | DEER2014 | 7/1/2014 | 5/31/2015
DEER1316-T5-Com-HB | 2014_Bldg_OS | Com-Iltg-dWatt-LF_OSbldg | 1 | DEER2014 | 7/1/2014 | 5/31/2015
DEER1316-T5-Com-HB | 2014_No_OccSens | Com-Iltg-dWatt-LF_OSnone | 3 | DEER2014 | 7/1/2014 | 5/31/2015
DEER1316-T5-Com-HB | 2016_AllSpc_OS | Com-Iltg-dWatt-HB_OSspc | 5 | DEER2016 | 6/1/2015 |  | new hours-of-use and coincident demand
DEER1316-T5-Com-HB | 2016_Bldg_OS | Com-Iltg-dWatt-HB_OSbldg | 4 | DEER2016 | 6/1/2015 |  | new hours-of-use and coincident demand
DEER1316-T5-Com-HB | 2016_No_OccSens | Com-Iltg-dWatt-HB_OSnone | 6 | DEER2016 | 6/1/2015 |  | new hours-of-use and coincident demand
DEER1316-T5-Com-HB | DEER_for_2013 | Com-Iltg-dWatt-LF | 0 | DEER2011 | 1/1/2013 | 6/30/2014
DEER2014 | DEER2014 |  | 0 | DEER2014 | 1/1/2015 |  | forces a measure to use DEER2014 version in EnergyImpact table, used for 2015 furnace measure
DEER2015-ResOutLtg | ResOutdoorLtg |  | 0 | DEER2016 | 6/1/2015 |  | associated the correct EnergyImpact version and StartDate to new measures
DEER2015-ResOutLtg-1314 | ResOutdoorLtg |  |  | DEER1314 | 6/1/2015
DEER2016-ResOutLtg-1314 | ResOutdoorLtg |  |  | DEER1314 | 1/1/2016
DEER2015-ResInLtg | ResIndoorLtg |  | 0 | DEER2014 | 6/1/2015 |  | associated the correct EnergyImpact version and StartDate to new measures
DEER2016-ResInLtg | ResIndoorLtg |  | 0 | DEER2014 | 1/1/2016 |  | associated the correct EnergyImpact version and StartDate to new measures
DEER2016-Ltg-Com-HB | 2016_AllSpc_OS | Com-Iltg-dWatt-HB_OSspc | 3 | DEER2016 | 1/1/2016
DEER2016-Ltg-Com-HB | 2016_Bldg_OS | Com-Iltg-dWatt-HB_OSbldg | 2 | DEER2016 | 1/1/2016
DEER2016-Ltg-Com-HB | 2016_No_OccSens | Com-Iltg-dWatt-HB_OSnone | 1 | DEER2016 | 1/1/2016
Res-Freezer-ARP-PGE | DEER_for_2013 | Res-FrzrRecyc-dKWH-Wtd-PGE | 0 | DEER2011 | 1/1/2013 | 6/30/2014
Res-Freezer-ARP-PGE | DEER_for_2014 | Res-Freezer-ARP-PGE | 1 | DEER2014 | 7/1/2014
Res-Freezer-ARP-SCE | DEER_for_2013 | Res-FrzrRecyc-dKWH-Wtd-SCE | 0 | DEER2011 | 1/1/2013 | 6/30/2014
Res-Freezer-ARP-SCE | DEER_for_2014 | Res-Freezer-ARP-SCE | 1 | DEER2014 | 7/1/2014
Res-Freezer-ARP-SDG | DEER_for_2013 | Res-FrzrRecyc-dKWH-Wtd-SDG | 0 | DEER2011 | 1/1/2013 | 6/30/2014
Res-Freezer-ARP-SDG | DEER_for_2014 | Res-Freezer-ARP-SDG | 1 | DEER2014 | 7/1/2014
Res-Refrig-ARP-PGE | DEER_for_2013 | Res-RefgRecyc-dKWH-Wtd-PGE | 0 | DEER2011 | 1/1/2013 | 6/30/2014
Res-Refrig-ARP-PGE | DEER_for_2014 | Res-Refrig-ARP-PGE | 1 | DEER2014 | 7/1/2014
Res-Refrig-ARP-SCE | DEER_for_2013 | Res-RefgRecyc-dKWH-Wtd-SCE | 0 | DEER2011 | 1/1/2013 | 6/30/2014
Res-Refrig-ARP-SCE | DEER_for_2014 | Res-Refrig-ARP-SCE | 1 | DEER2014 | 7/1/2014
Res-Refrig-ARP-SDG | DEER_for_2013 | Res-RefgRecyc-dKWH-Wtd-SDG | 0 | DEER2011 | 1/1/2013 | 6/30/2014
Res-Refrig-ARP-SDG | DEER_for_2014 | Res-Refrig-ARP-SDG | 1 | DEER2014 | 7/1/2014
D1316-ILtg-Com-CFLlte30W | 2014_AllSpc_OS | Com-Iltg-dWatt-CFL_OSspc | 2 | DEER2014 | 7/1/2014 | 12/31/2015 | These are the sames as DEER1316-Ltg-Com-CFL, except the transition to updated HOU starts on 6/1/2015 instead of 1/1/2016
D1316-ILtg-Com-CFLlte30W | 2014_Bldg_OS | Com-Iltg-dWatt-CFL_OSbldg | 1 | DEER2014 | 7/1/2014 | 12/31/2015
D1316-ILtg-Com-CFLlte30W | 2014_No_OccSens | Com-Iltg-dWatt-CFL_OSnone | 3 | DEER2014 | 7/1/2014 | 12/31/2015
D1316-ILtg-Com-CFLlte30W | 2016_AllSpc_OS | Com-Iltg-dWatt-CFL_OSspc | 5 | DEER2016 | 2015-06-01 |  | new hours-of-use and coincident demand
D1316-ILtg-Com-CFLlte30W | 2016_Bldg_OS | Com-Iltg-dWatt-CFL_OSbldg | 4 | DEER2016 | 2015-06-01 |  | new hours-of-use and coincident demand
D1316-ILtg-Com-CFLlte30W | 2016_No_OccSens | Com-Iltg-dWatt-CFL_OSnone | 6 | DEER2016 | 2015-06-01 |  | new hours-of-use and coincident demand
D1316-ILtg-Com-CFLlte30W | DEER_for_2013 | Com-Iltg-dWatt-CFL | 0 | DEER2011 | 1/1/2013 | 6/30/2014